## Sheet1
公告(開)號 | KindCode | 公告(開)日 | 名稱 | 申請日 | 摘要 | 申請範圍 | 專利權人 | IPC
US06835176 | B2 | 2004-12-28 | Computerized system and method for predicting mortality risk using a lyapunov stability classifier | 2004-01-05 | A method and system suitable for automated surveillance of intensive care unit patients for information denoting likelihood of in-hospital survival or mortality, represented in the timeseries of scoring systems such as APACHE III. Techniques from digital signal processing and Lyapunov stability analysis are combined in a method that allows for optimization of statistical hypothesis testing that is robust against short time series of as few as five time points. Once optimized, the method and system can achieve high-sensitivity high-specificity classification of survivorship, while avoiding false-positive prediction of morality. | What the invention claimed is: 1. A method in a computing environment for effecting a statistical assessment of morality-predictive patterns in longitudinal timeseries data from individual persons admitted to hospital-based intensive care, the method comprising the steps of:accessing mortality-predictive serial data received from a plurality of scores; performing spectral analysis; calculating a Lyapunov exponent, and if the Lyapunov exponent is negative, outputting values for the exponent for at least one point in time in the timeseries so that the outcome for the individual person may be predicted. | Cerner Innovation, Inc. | A61B005/00
US20040254433 | A1 | 2004-12-16 | Sensor introducer system, apparatus and method | 2003-06-12 | An assembly including an introducer cannula and subcutaneous measurement device, and a method of its use. The device can form an aseptic seal to the introducer to resist passage of pathogens through the cannula. Insertion of the device into the introducer desirably causes a one-way coupling operable to force removal of the introducer and device as a single assembly. Installation of certain devices into certain introducers forms an electrical connection between an electrode carried by the introducer and system electronics. Desirably, the introducer provides a funnel-like structure operable to guide a device's probe tip into reception in the introducer's cannula. | What is claimed is: 1. An introducer, to provide subcutaneous access into a subject for a measurement device, said introducer comprising: a cannula having a lumen extending between proximal and a distal ends, said proximal end being associated with affixing structure adapted to resist motion of said proximal end relative to a skin surface of the subject; and a substantially planar housing having a bottom surface and a thickness, disposed substantially transverse to said bottom surface, that is less than about one-fourth the size of a maximum width of said bottom surface, said housing being arranged to dispose a first guide structure in association with said proximal end of said lumen, said first guide structure providing a conduit having a first opening arranged to provide a forgiving target, said first opening being disposed at a first end of said conduit and being sized larger than a size of an opening at said proximal end of said lumen, said conduit being reduced in size at a second opening at a second end that is directed distally toward said lumen, and through which first opening to receive in series a removable insertion needle point and a probe tip of a measurement device to facilitate guiding said tip into said proximal end of said cannula. 2. The introducer of claim 1, in combination with a measurement device, wherein: said measurement device comprises a second guide structure arranged in harmony with said first guide structure and adapted to align an inserted measurement device with said housing for axially directed, snap-fit coupling of said measurement device to structure associated with said housing. 3. The introducer of claim 1, wherein: said first guide structure comprises a guide surface having improved resistance to needle point sticks compared to material forming said housing. 4. The introducer of claim 1, wherein: said first guide structure accommodates a misaligned approach angle of said measurement device in excess of 15 degrees. 5. The introducer of claim 1, wherein: said first guide structure accommodates a misaligned approach angle of said measurement device of up to about 45 degrees. 6. The introducer of claim 1, wherein: a portion of said first guide structure is arranged to provide a fan shape in a cross-section in a plane passing through an axis of said guide structure. 7. The introducer of claim 1, wherein: a portion of said first guide structure is arranged to provide a seal surface operable in harmony with structure associated with said device to form an aseptic seal effective to resist passage of contaminant material through said cannula. 8. The introducer of claim 1, in combination with: an insertion needle assembly adapted to support said cannula for subcutaneous insertion of a distal end portion of said cannula into the subject, and arranged in cooperation with said housing to permit withdrawal of a needle from an installed said cannula to dispose said lumen in open communication with a s... |  | A61B005/05
US20040215104 | A1 | 2004-10-28 | Breast exudate expression device and method | 2003-04-25 | A breast exudate expression device includes a frame and a pair of opposed, elongate compression members attached to the frame and spaced from one another. The compression members are mounted to the frame for movement toward one another from an open position to a constriction position. The compression members are maintained in opposing relationship to one another by the frame and are adapted to receive a human breast nipple therebetween. The compression members express a fluid aliquot from the nipple for use in evaluating, diagnosing, and managing breast diseases. A method of collecting a breast exudate utilizing a device as well as kits for collecting a breast exudate are also described. | We claim: 1. A breast exudate expression device comprising: a frame; and a pair of opposed, elongate compression members spaced from one another, adapted to engage a human breast nipple therebetween, and mounted to the frame for movement toward one another from an open position to a constriction position. 2. The device of claim 1 wherein the compression members are mounted for reciprocation toward one another. 3. The device of claim 1 wherein the compression members are elongate, cylindrical rollers, each having a longitudinal axis, and each being rotatably mounted to the frame. 4. The device of claim 3 wherein each of the rollers is symmetrically mounted to the frame such that the axis of rotation of the roller coincides with the longitudinal axis of the roller. 5. The device of claim 3 wherein at least one of the rollers is asymmetrically mounted to the frame such that the axis of rotation of the roller is offset from the longitudinal axis of the roller. 6. The device of claim 3 further comprising a rack and pinion mechanism engaged with the rollers, such that the rollers rotate as the rollers are reciprocated from open position to constriction position. 7. The device of claim 3 wherein the frame comprises a pair of opposed housings, each housing partially enclosing a roller, the housings being attachable to one another by resilient members adapted to maintain the housings in opposed relationship to each other. 8. The device of claim 3 wherein the frame comprises a pair of arms held in substantially parallel, spaced relationship to one another by a common base, each arm having a distal end portion with a compression member mounted thereto. 9. The device of claim 8 wherein the base is compressible. 10. The device of claim 8 wherein the compression members are rollers. 11. The device of claim 10 wherein the rollers are mounted substantially perpendicular to the arms. 12. The device of claim 10 wherein the rollers are mounted substantially coplanar with the arms. 13. The device of claim 1 wherein the compression members have a transverse cross-sectional dimension smaller than the diameter of an adult human finger. 14. The device of claim 13 wherein the transverse cross-sectional dimension of the compression members is not more than about 10 millimeters. 15. The device of claim 13 wherein the transverse cross-sectional dimension of the compression members is not more than about 5 millimeters. 16. The device of claim 1 wherein the compression members are blunt-edged, wedge-shaped blades. 17. The device of claim 16 wherein the blades are fixedly attached to the frame. 18. The device of claim 16 wherein the blades are pivotally attached to the frame. 19. The device of claim 16 wherein the blades are flexible. 20. The device of claim 16 wherein the frame comprises a pair of opposed housings, each housing having a blunt edged blade attached thereto such that the blades are maintained in opposed, substantially par... |  | A61B005/00
US20040260154 | A1 | 2004-12-23 | Human physiological and chemical monitoring system | 2003-06-18 | A human physiological and chemical monitoring system includes a device worn by a person to monitor, detect, record and/or analyze information received from sensors in contact with the wearer's body. Based upon the information generated, the system can indicate that the wearer has likely engaged in a sexual activity. | What is claimed is: 1. A method for monitoring and detecting sexual activity by an individual human being using a portable device, comprising: a. monitoring one or more physiological characteristics of the human body including at least one of blood pressure, heart rate, breathing rate, blood oxygen levels and temperature; b. monitoring one or more chemical characteristics of the human body including monitoring for the presence of at least one of hormones or sweat; c. analyzing the monitored characteristics; d. determining if a sexual activity likely occurred. 2. The method of claim 1, further comprising recording one or more of the monitored characteristics. 3. The method of claim 1, further comprising transferring the recorded data to a second device. 4. The method of claim 3, further comprising using the second device to analyze the recorded data. 5. The method of claim 1, further comprising transferring the monitored data to a second device. 6. The method of claim 5, further comprising recording the transferred data at the second device. 7. The method of claim 5, further comprising transferring the monitored data to a second device using wireless technology. 8. The method of claim 1, further comprising communicating with a remote location that a sexual activity has likely occurred. 9. The method of claim 1, further comprising attaching the monitoring device to a person in a secure manner. 10. The method of claim 9, further comprising attaching the device to a person in a manner which indicates if it is tampered with. 11. The method of claim 1, further comprising determining the intensity of the likely sexual activity based upon the monitored activity. 12. A method of monitoring a person's sexual activity, comprising: a. attaching at least one portable device to the body of the person; b. sensing a plurality of human characteristics indicative of sexual activity; c. generating information based upon the sensed characteristics; d. determining if sexual activity likely occurred based upon the information. 13. The method of claim 12, wherein the sensed human characteristics include secretions of sweat glands. 14. The method of claim 13, wherein the sensed human characteristics include chemicals found in sweat. 15. The method of claim 14, wherein the sensed chemicals comprise at least one of hormones, pheromones, endorphins, oxytocin or testosterone. 16. The method of claim 12, wherein the sensed human characteristics are physiological characteristics. 17. The method of claim 16, wherein the sensed physiological characteristic is at least one of blood pressure, temperature, heart rate, breathing rate or blood oxygen levels. 18. The method of claim 12, wherein the sensed human characteristics include at least one physiological characteristic and at least one chemical secreted by sweat glands. 19. The method of claim 12, further comprising recording information developed by the sensors. 20. The method of clai... |  | A61B005/00
US20040243439 | A1 | 2004-12-02 | METHODS AND SYSTEMS FOR CLINICAL TRIAL DATA GATHERING AND MANAGEMENT | 2004-05-26 | Methods and associated structure for automating clinical trial data gathering and management in the pharmaceuticals development industry. Clinical trial data is entered directly by examining clinicians through use of a remote computing system such as a handheld device, laptop computer or tablet PC. The system permits direct data entry by the clinician both as electronic form data that may be locally validated by the remote computing device as well as digitized images of handwritten or hand-drawn information. The remote computing device may forward the validated clinical data to a central servers system using secured communication and storage techniques. When the remote computing device is without communications to the central server, such as may be the case occasionally using wireless communication links, secure storage within the remote computing device may spool entered information in a secured local storage until such time as secured communications is re-established with the central server. | 1. A method for clinical trial data management comprising: entering clinical trial data directly by an examining clinician using a remote computing device; determining whether the remote computing device is communicatively coupled to a central server; transmitting the clinical trial data from the remote computing device to the central server in response to a determination that the remote computing device is communicatively coupled to the central server; and storing the data in a secure store within the remote computing device in response to a determination that the remote computing device is not communicatively coupled to the central server. 2. The method of claim 1 wherein the step of entering includes: digitizing an image of hand drawn information entered by the clinician on the remote computing device. 3. The method of claim 1 wherein the step of entering includes: entering fields of the clinical trial data in response to an electronic form presented to the clinician on the remote computing device. 4. The method of claim 3 wherein the step of entering form data further includes: validating the entered clinical trial data within the remote computing device. 5. The method of claim 4 wherein the electronic form is defined as an XML schema and wherein the step of validating comprises validating the entered clinical trial data according to the XML schema. 6. The method of claim 5 wherein the step of validating further comprises: comparing entered data against a corresponding edit specification in the XML schema; and receiving clinician input in response to a determination that the entered data does not conform to the corresponding edit specification. 7. The method of claim 6 wherein the step of receiving clinician input includes: receiving corrected data that adheres to the corresponding edit specification. 8. The method of claim 6 wherein the step of receiving clinician input includes: receiving validation annotation information recorded with the entered data to explain the mis-comparison of the entered data relative to the corresponding edit specification. 9. The method of claim 6 wherein the step of receiving clinician input includes: receiving validation status information recorded with the entered data to indicate the status of further investigation regarding the mis-comparison of the entered data relative to the corresponding edit specification. 10. The method of claim 1 wherein the step of storing includes: employing a client certificate to secure the clinic trial data in the secure store of the remote computing system; and associating the client certificate with the clinical trial data to secure the clinical trial data from unauthorized access. 11. A method of clinical trial data management comprising: receiving clinical trial data from an examining clinician using a remote computer system; determining whether the remote computer system is presently communicatively coupled to a central system; forwarding the cl... | SOLUTIA INC. | G06F017/60 A61B005/00
US20040209237 | A1 | 2004-10-21 | Methods and apparatus for characterization of tissue samples | 2003-04-18 | The invention provides a system and methods for in-situ identification of one or more regions of tissue at which there is a likelihood of disease. The invention generally relates to methods and devices for acquiring, analyzing, processing, and displaying optical data and diagnostic results from a patient sample. For example, methods of the invention comprise obtaining spectral and visual data from a patient sample, calibrating the data, compensating for sample motion, arbitrating between redundant data sets, identifying potentially non-representative data, analyzing the data, and displaying the diagnostic results. The invention provides the option of real-time data processing and diagnosis. | What is claimed is: 1. A method of characterizing the condition of a region of a tissue sample, the method comprising the steps of: (a) determining at least one of: (i) whether a region of a tissue sample lies outside a zone of interest; and (ii) whether optical data obtained from said region are affected by an obstruction; (b) processing a set of optical data obtained from said region to determine one or more tissue-class probabilities; and (c) characterizing a condition of said region based on results of said determining step and said processing step. 2. The method of claim 1, wherein said optical data are spectral data. 3. The method of claim 1, wherein said condition is selected from the group consisting of indeterminate, CIN 2/3, NED, and necrotic. 4. The method of claim 1, wherein tissue-class probability is a probability that said region comprises tissue of a predetermined type, wherein said type is selected from the group consisting of CIN 1, CIN 2, CIN 3, CIN 2/3, normal squamous, normal columnar, necrosis, NED, metaplasia, and cancer. 5. The method of claim 1, wherein said one or more tissue-class probabilities comprise a normal squamous probability, a normal columnar probability, a CIN 1 probability, a CIN 2/3 probability, and a metaplasia probability. 6. The method of claim 1, wherein said condition is indeterminate if said region is determined to lie outside said zone of interest. 7. The method of claim 1, wherein said condition is indeterminate if spectral data obtained from said region are determined to be affected by an obstruction. 8. The method of claim 1, wherein said processing step comprises weighting spectral data in a statistical classification technique. 9. The method of claim 1, wherein said one or more tissue-class probabilities are weighted according to a likelihood that a point within said region lies outside said zone of interest. 10. The method of claim 1, wherein said one or more tissue-class probabilities are weighted according to a likelihood that spectral data obtained from said region are affected by an obstruction. 11. The method of claim 1, wherein said determining step is based at least in part on image data obtained from said region. 12. The method of claim 11, wherein said image data comprise data of a type selected from the group consisting of RGB intensity, red intensity, green intensity, blue intensity, grayscale luminance, and measured radiant power. 13. The method of claim 1, wherein said determining step is based at least in part on spectral data obtained from said region. 14. The method of claim 1, wherein said determining step is based at least in part on image data and spectral data obtained from said region. 15. The method of claim 1, wherein said determining step comprises identifying from said tissue sample at least one member selected from the group consisting of a region of interest, a vaginal wall area, a smoke tube area, an os area, and a cervical edge area. ... | MediSpectra, Inc. | C12Q001/00 C12Q001/02 A61B005/00
US20040215107 | A1 | 2004-10-28 | Blood collection device with a holder having a cannula for venipuncture | 2004-01-29 | A blood collection device has a holder having a forwardly extending sharp-edged cannula capable of venipuncture and a rearwardly extending cannula. A guide sleeve into which a blood-collection tube is insertable from one end, at an opposite end, threadedly receives the holder whereby the tube can be filled with blood conducted by the rearwardly extending cannula into the device. A closed end elastic tubular valve rubber sheath surrounding and hugging the rearwardly extending cannula is shape locked and force fitted in said guide sleeve. | What is claimed is: 1. A blood collection device comprising: a holder having a forwardly extending sharp-edged cannula capable of venipuncture extending from said holder and a rearwardly extending cannula; a guide sleeve into which a blood-collection tube is insertable from one end and, at an opposite end, threadedly receiving said holder whereby said tube can be filled with blood conducted by said rearwardly extending cannula into the device; and a closed end elastic tubular valve rubber sheath surrounding and hugging said rearwardly extending cannula and shape locked and force fitted in said guide sleeve. 2. The blood collection device defined in claim 1 wherein said guide sleeve is formed unitarily with end wall at said opposite end, a frustoconical inwardly extending boss on said end wall, and an outwardly internally threaded collar on said end wall aligned with said boss, said valve rubber sheath having a head at an open end of said sheath formed with a surface juxtaposed with a surface of said boss whereby said sheath is clamped by a threaded portion of said holder against said surface of said boss. 3. The blood collection device defined in claim 2 wherein said surfaces lie in planes perpendicular to an axis of said valve rubber sheath. 4. The blood collection device defined in claim 2 wherein said surfaces are frustoconical surfaces tapering toward a closed end of said sheath. 5. The blood collection device defined in claim 4 wherein said holder is formed with an externally frustoconical portion adjacent said threaded portion and engaging an internal frustoconical portion of said head of said sheath. | SARSTEDT AG & Co. | A61B005/00
US20040242972 | A1 | 2004-12-02 | Method, system and computer product for prognosis of a medical disorder | 2003-05-28 | Method, system and computer product for prognosis of a medical disorder. In one embodiment, a request to provide prognosis decision support for the patient is received. Medical data relevant to the patient such as longitudinal medical data is extracted. Predictive modeling techniques relevant to the patient from the longitudinal medical data are derived. The predictive modeling techniques are then used to predict a clinical outcome for the patient from the medical data. The predictive modeling techniques are formulated using data mining techniques that are capable of detecting correlations in repeated measurements associated with the longitudinal medical data. The predictive modeling techniques then utilize the correlations for determining the medical prognosis for the patient. | 1. A method for determining a medical prognosis of a patient with a medical disorder, comprising: receiving a request to provide prognostic decision support for the patient; extracting a plurality of medical data relevant to the patient, wherein the plurality of medical data comprises a plurality of longitudinal medical data; and using a plurality of predictive modeling techniques to predict at least one clinical outcome for the patient from the plurality of medical data, wherein the plurality of predictive modeling techniques are formulated using a plurality of data mining techniques that are capable of detecting correlations in repeated measurements associated with the plurality of longitudinal medical data and wherein the plurality of predictive modeling techniques utilize the correlations for determining the medical prognosis for the patient. 2. The method of claim 1, wherein the medical disorder comprises at least one of neurodegenerative disorders, cardiovascular disorders and cancer. 3. The method of claim 1, wherein the predictive modeling techniques comprise using a regression tree for longitudinal medical data with a plurality of rules to predict the clinical outcome. 4. The method of claim 1, wherein the predictive modeling techniques comprise using a neural network technique for longitudinal medical data that models a relationship between the plurality of longitudinal medical data and the clinical outcome. 5. The method of claim 1, further comprises categorizing the patient based on a degree of risk associated with the predicted clinical outcome, wherein the categorization identifies the patient as a high-risk, medium-risk or a low-risk patient. 6. The method of claim 5, wherein the degree of risk corresponds to a rate of decline in the patient's condition based on the predicted clinical outcome. 7. The method of claim 1, further comprises displaying a plurality of outputs related to the predicted clinical outcome for the patient. 8. The method of claim 7, further comprising tracking and analyzing a trend in the predicted clinical outcome, wherein the trend represents a possible future course of the predicted clinical outcome. 9. The method of claim 8, wherein the tracking further comprises assisting in healthcare decision making and medical treatment planning. 10. The method of claim 7, wherein the plurality of outputs comprise displaying a time of occurrence of the predicted clinical outcome. 11. The method of claim 7, wherein the plurality of outputs comprise displaying a confidence measure for the predicted clinical outcome, wherein the confidence measure represents a degree of accuracy associated with the predicted clinical outcome. 12. The method of claim 1, further comprises validating the predicted clinical outcome over time. 13. The method of claim 1, further comprises acquiring new patient data for patient prognosis. 14. The method of claim 1, further comprises generating a plurality of clinical re... | General Electric Company | A61B005/00
US20040260155 | A1 | 2004-12-23 | Care engine | 2004-07-08 | The present invention offers a comprehensive solution to care management which aggregates, integrates and stores clinical information from disparate sources. The system finds at-risk individuals before they experience preventable, high-cost medical events and stratifies high risk populations according to clinical criteria, which can include severity of disease states and co-morbidities. The system also compares the actual care an individual is receiving to established standards of clinical excellence and, if necessary, suggests pertinent medical care considerations to improve the care of medically mismanaged individuals. Another feature of the present invention may include a secure, patient-specific Web page which is automatically populated with a patient's own clinical information and can be personalized with customized, relevant healthcare information. The system allows users to design, facilitate and monitor clinical care plans and increase communications among physicians, nurses and patients. The system also predicts and analyzes the outcome of disease or case management for populations and individual patients. | We claim as our invention: 1. An early warning detection system for identifying patient health risk, comprising: a data base for storing a plurality of medical data and a plurality of patient data; an analytical care application comprising of a set of matrices, wherein each of said matrices contains a plurality of defined elements, wherein said defined elements incorporate said plurality of medical data; and a computer processing unit for processing said plurality of patient data through said analytical care engine tool for analysis through said matrices against said plurality of medical data. 2. The early warning detection system of claim 1, wherein access to said system is available through a web based system. 3. The early warning detection system of claim 1, wherein said medical data is comprised of prescription drug data, lab data, and claims data. 4. The early warning detection system of claim 1, wherein said medical data and said patient data are retrieved over an electronic communications data link. 5. The early warning detection system of claim 1, wherein said analytical care application compares said plurality of patient data for a plurality of patients and identifies patients which are may have a health risk due to identified risks defined within an element definition of said defined elements contained within said matrices. 6. The system of claim 1, wherein said plurality of elements are defined based upon clinical criteria. 7. The system of claim 6, wherein said plurality of elements include data related to the severity of disease states. 8. The system of claim 6, wherein said plurality of elements include data related to co-morbidites. 9. The system of claim 1, wherein said plurality of patient data includes a plurality of care data; wherein said plurality of medical data contains a plurality of established standards data; and said analytical care application compares said plurality of care data with said plurality of established standards data. 10. The system of claim 9, wherein said system identifies considerations for improvement of medical care. 11. A method of determining patients with potential health risks, comprising the steps of: retrieving a plurality of medical data and a plurality of patient data; storing said plurality of medical data and said plurality of patient data in a database; defining a plurality of elements based upon said plurality of medical data; grouping said plurality of elements into a plurality of matrices; creating an analytical care application which defines the interaction amongst said plurality of defined elements grouped in said matrices and the interaction of said plurality of matrices; and processing said plurality of patient data through said analytical care application to indicate instances where some of said plurality of patient data does not correspond with a definition of at least one of said plurality of said elements. 12. The method of claim 11, wherein said medical ... | Active Health Management | A61B005/00
US06804002 | B2 | 2004-10-12 | Method and device for measuring concentration of glucose or other substances in blood | 2002-12-11 | A method and device for optical measurements are presented for determining the concentration of a substance in patient's blood. Optical measurement sessions are applied to a measurement location in a blood containing medium during certain time period. The optical measurements include illumination of the measurement location with incident light of at least one selected wavelength, detection, at each measurement session, of at least two light responses of the medium characterized by at least two different polarization states of detected light, respectively, and generation of data representative thereof. Measured data so obtained is in the form of at least two time variations of the light responses of the medium characterized by different polarization states of detected light, respectively, a relation between the time variations being indicative of the concentration of the substance in blood. | What is claimed is: 1. A method of optical measurements for use in determining the concentration of a substance in a patient's blood, the method comprisingcreating a state of blood flow cessation at the measurement location by applying pressure to a location on the blood containing medium upstream of said measurement location with respect to the blood flow direction, and maintaining said state for a certain cessation time, during a certain time period including said certain cessation time, performing optical measurement sessions on the measurement location by illuminating the measurement location with incident light of at least one selected wavelength, detecting, at each measurement session, at least two light responses of the medium characterized by at least two different polarization states of detected light, respectively, and generating data representative thereof; and obtaining measured data in the form of at least two time variations of the light responses of the medium, a relation between the time variations of the light responses being indicative of the concentration of the substance in blood. 2. A method of non-invasive optical measurements for use in determining the concentration of a substance in a patient's blood, the method comprising: creating a state of blood flow cessation at a measurement location in the patient's blood perfused fleshy medium by applying over-systolic pressure to the medium at a location upstream of said measurement location with respect to the blood flow direction, and maintaining said state for a certain cessation time being insufficient for irreversible changes in the fleshy medium; during a certain time period including said certain cessation time, performing optical measurement sessions at the measurement location by illuminating the measurement location with incident light of at least one selected wavelength, detecting, at each measurement session, at least two light responses of the medium characterized by at least two different polarization states of detected light, respectively, and generating data representative thereof; and obtaining measured data in the form of at least two time variations of the light responses of the medium, a relation between the time variations being indicative of the concentration of the substance in blood. 3. The method according to claim 1, wherein said substance is optically active or scattering affecting substance. 4. A method of optical measurements for determining the concentration of a substance in a patient's blood, the method comprising the steps of:creating a state of blood flow cessation within a measurement location in a blood flow containing medium, and maintaining said state during a certain cessation time; performing optical measurement sessions within a time period including said certain cessation time, the optical measurements including illumination of the measurement location with incident light of at least one selected wavelength, detection, at each measur... | Orsense Ltd. | G01J004/00 A61B005/00
US06827693 | B2 | 2004-12-07 | System and method for intraluminal imaging | 2002-06-07 | An improved catheter system having an ultrasonic imaging transducer coupled to a drive cable disposed within a lumen of a flexible tubular catheter body. An improvement including a reconfiguration of the ferrites in the hub assembly, such that the need for the gap between the ferrites is removed. A strain relief member is provide to increase the strength of the electrical transmission lines to enable them to withstand the tensile forces caused by either flushing and/or pull-back operations. A device which allows the electrical transmission lines to extend their length when placed in tension may also be employed to provide strain relief to the electrical transmission lines. Another improvement includes a counter-wound coil structure, which may either expand or contract as the drive cable is being rotated to strengthen the drive cable. The distal tip of the catheter body may be redesigned to provide a lumen which allows for the release of flushing fluids through a distal port in the guidewire lumen. | What is claimed is: 1. A catheter system comprising:a proximal portion including a first tubular member and a second tubular member arranged in a telescoping engagement; a distal portion removably coupled with the proximal portion to form a tubular catheter body; a lumen extending through the catheter body; a drive cable rotatably received in the lumen. 2. The catheter system recited in claim 1 wherein the first tubular member is formed at least in part of a plastic or polymeric material. 3. The catheter system recited in claim 2 wherein the second tubular member is formed at least in part of a plastic or polymeric material. 4. The catheter system recited in claim 1 wherein the first tubular member is formed at least in part of polyetheretherketone (PEEK). 5. The catheter system recited in claim 1 wherein the first tubular member is metallic. 6. The catheter system of claim 1 wherein the proximal portion further comprises a first connector at a distal end of the proximal portion and the distal portion further comprises a mating connector to mate with the first connector, the mating connector at a proximal end of the distal portion. 7. The catheter system recited in claim 6 wherein the first connector comprises a male luer fitting. 8. The catheter system recited in claim 7 wherein the mating connector comprises a female luer fitting. 9. A catheter system comprising:a tubular catheter body having: a proximal portion including a proximal lumen, a first tubular member formed at least in part of polyetheretherketone and a second tubular member arranged in a telescoping engagement; and a distal portion including a distal lumen, the distal portion removably coupled with the proximal portion to form a tubular catheter body with the proximal lumen and the distal lumen joined together to extend through the catheter body. 10. The catheter system recited in claim 9 wherein the second tubular member is formed at least in part of a plastic or polymeric material. 11. The catheter system recited in claim 9 wherein the proximal portion further comprises a male luer fitting at a distal end of the proximal portion. 12. The catheter system recited in claim 11 wherein the distal portion further comprises a female luer fitting at a proximal end of the distal portion. | SciMed Life Systems, Inc. | A61B005/00 A61B008/14
US06832987 | B2 | 2004-12-21 | Chair and ancillary apparatus with medical diagnostic features in a remote health monitoring system | 2002-11-18 | A medical examination chair includes a group of sensors including electrodes in finger-tip sensors, various other types of sensors incorporated in straps for the patient in the chair and load cells supporting the chair, all of which provide data which is partially processed in the electronics mounted in the chair and then transmitted to central station for patient diagnosis. | What is claimed is: 1. A medical examination device comprising, in combinationa platform; a support for the platform with at least three load sensors geometrically distributed under the support; an element for detecting the load on each of the load sensors to provide a set of data signals for medical diagnosis; and a hand grip monitoring device comprising, in combination; a bladder; a tube connected to the bladder; a source of pressurized fluid for the bladder connected through the tube; a check valve for monitoring the bladder and tube filled with a volume of fluid; a pressure sensor connected to the bladder for measuring the fluid pressure in the bladder and providing a first signal representative of the absolute pressure in the bladder and a second signal representative of the change in pressure over time in the bladder; and a recorder for recording the first signal over a measured increment of time and for recording the second signal over said measured increment of time, said first signal being integrated and recorded, said second signal being recorded to provide the frequency and amplitude over the increment of time. 2. The device of claim 1 further including one or more of the following:(a) diagnostic ECG sensor; (b) blood pressure sensor; (c) respiration rate sensor; (d) pulse oximetry sensor; (e) sonic detector; (f) skin resistance detector; (g) manual grip sensor; (h) fluid flow rate sensor; and (i) glucometer. 3. The device of claim 1 wherein the support for the platform includes four support members arrayed in a rectangular array beneath a seat having a front edge and a back edge, said support members aligned generally with the front edge and the back edge of the seat, and a load sensor located between each support and a support surface. 4. The device of claim 1 further including a load sensor signal processor, said processor including a base reference for each of said load sensors, differential amplifiers to amplify the changes in signal of each load sensor, a high pass filter to remove the DC component of each signal, and a low pass filter to remove the AC component of each signal. 5. The device of claim 1 further including a sensor element to sense the voltage associated with each of the load sensors and a band pass filter to filter out select signals. 6. The device of claim 3 further including a signal processor for processing the voltage signals from the load sensors to measure the differential signal between at least two pairs of sensors. 7. The device of claim 1 further including means for historical recordings of like signals and a comparator for comparing the recorded signals. | Cardiomedix, Inc. | A61B005/00
US06830551 | B1 | 2004-12-14 | Body fluid measuring instrument and body fluid sampler thereof | 2002-07-22 | A body fluid measuring apparatus includes a main body (;20;) and a body fluid sampler (;30;) attached to the main body (;20;). The body fluid sampler (;30;) includes a fixed member (;35;) fixed to the main body (;20;) and a movable member guided by the fixed member (;35;). The fixed member (;35;) is provided with a body fluid-sucking chamber (;39;) open at the tip of the fixed member (;35;) and a through-hole communicating therewith. The movable member (;31;) includes a lancet (;32;) acting as a first electrode and is reciprocatively movable for bringing the tip of the lancet (;32;) into and out of the tip of the fixed member (;35;). The body fluid-sucking chamber (;39;) is provided with a second electrode (;36;) and a reactive layer containing a reactive reagent necessary for measurement. The main body (;20;) includes an electronic circuit (;24;) for determining a measured value on the basis of an electrical signal from the lancet (;32;) as the first electrode and a second electrode. The main body also includes a drive mechanism (;43;) which drives the movable member for causing the tip of the lancet to project from the tip of the fixed member. | What is claimed is: 1. A body fluid measuring apparatus comprising a main body and a body fluid sampler fitted to the main body,wherein the body fluid sampler comprises a fixed member fixed to the main body and a movable member guided by the fixed member, the fixed member being formed with a body fluid-sucking chamber open at a tip of the fixed member and a through-hole communicating therewith, the movable member comprising a lancet acting as a first electrode, the movable member being reciprocatively movable for bringing a tip of the lancet into and out of the tip of the fixed member, the body fluid-sucking chamber being provided with a second electrode and a reactive layer containing a reactive reagent necessary for measurement, wherein the main body comprises an electronic circuit for providing a measurement on the basis of an electrical signal from the lancet as the first electrode and the second electrode, and a drive mechanism which drives the movable member for causing the tip of the lancet to project from the tip of the fixed member, wherein the fixed member comprises a cylindrical electrode acting as the second electrode and an insulator for electrically separating the cylindrical electrode from the lancet, the cylindrical electrode and the lancet being concentrically arranged, and wherein a surface of the insulator facing the lancet is hydrophobically treated. 2. The body fluid measuring apparatus according to claim 1, wherein the reactive layer is provided over an entire wall surface defining the fluid-sucking chamber in the cylindrical electrode. 3. The body fluid measuring apparatus according to claim 1, wherein the drive mechanism comprises an automatic drive mechanism for driving the movable member to first cause the tip of the lancet to project from the tip of the fixed member and to subsequently cause the tip of the lancet to retreat from the tip of the fixed member. 4. The body fluid measuring apparatus according to claim 1, wherein the main body has a fixed terminal connected to the electronic circuit, the movable member of the body fluid sampler comprising a contact portion in slidable contact with the fixed terminal for electrically connecting the lancet to the fixed terminal. 5. The body fluid measuring apparatus according to claim 1, wherein the main body has an annular spring terminal for electrically connecting the second electrode to the electronic circuit, the fixed member of the body fluid sampler being detachably fixed to the main body under urging of the annular spring terminal. 6. The body fluid measuring apparatus according to claim 1, wherein the fixed member is provided with an air-vent hole for enabling the fluid-sucking chamber to communicate with an external space. 7. A body fluid measuring apparatus comprising a main body and a body fluid sampler fitted to the main body,wherein the body fluid sampler comprises a fixed member fixed to the main body and a movable member guided by the fixed member, the ... | Arkray, Inc. | A61B005/00
US06826420 | B1 | 2004-11-30 | Method of mapping a plug in a mapping catheter | 2000-06-07 | A method of constructing a mapping catheter is described where the catheter has numerous electrodes each associated with a single connection in a plug. The method consists of first arranging a plurality of wires in the desired relationship, with each of the wires running to a connection in a plug. Next, a single electrode is formed on each wire. Because it is often difficult to associate a particular connection with a particular plug, an electrical signal is then applied to a single one of the wires. The electrical signal can be applied to the connection or to the electrode. The electrical signal is then found among by examining either the electrodes or the connections, depending on which where the electrical signal was applied. Once the electrical signal is discovered, a map can be made between the connections and the electrodes. | What is claimed is: 1. A method of associating a connection in a proximal plug on a mapping catheter with an electrode associated with a wire on the distal end of said mapping catheter, the method comprising the steps of:a) applying an electrical voltage to a connection in said proximal plug; b) detecting the resultant electrical voltage on the corresponding wire electrode site at said distal end of said mapping catheter; and c) identifying and associating the electrode with the complimentary proximal plug connection. 2. A method of associating a connection in a proximal plug on a mapping catheter with an electrode associated with a wire on the catheter, the method comprising the steps of:d) applying an electrical voltage to the electrode; e) detecting the electrical voltage on the proximal plug connection; and f) identifying and associating the proximal connection with the corresponding complimentary electrode. 3. A method of finding the electrical pin out of a mapping catheter of the type having a proximal connector (79), said connector having a plurality of proximal connections associated with each of several wires (93-96) of a catheter of the type having multiple insulated wires (93-96) forming a braid (75) comprising the steps of:a) exposing the braid; b) applying high voltage electrical energy to one of said proximal connections; c) detecting the presence of said high voltage electrical energy on a specific wire in said braid thereby determining the location of the wire in the braid; d) applying a higher voltage to the location to form an electrode site by breaking down the insulation at said site. 4. The method of claim 3 further comprising repeating steps b) through d) until all the wires are processed. | Endocardial Solutions, Inc. | A61B005/042
US06823210 | B2 | 2004-11-23 | Data management system for implantable cardiac device | 2003-03-26 | A system and method for storing episodic data collected by an implantable medical device. If there are no unallocated storage locations, collected data associated with an episode is stored in locations that are freed from allocations to previous episodes. The least recently allocated of the storage locations allocated to episodes of a lower priority type may be freed first in order to maintain storage of higher priority episodic data. The method and system also allows a specified ratio of stored data allocated to episodes of one priority type to that of another priority type to be maintained. | What is claimed is: 1. A data storage system, comprising:history storage nodes each adapted to be allocated to an episode for referencing a location where data related to the episode is stored, the data collected by an implantable medical device; a linked list of unallocated history storage nodes; and a plurality of priority type linked lists of allocated history storage nodes, including: at least one atrial linked list of history storage nodes allocated to atrial tachyarrhythmia response (ATR) episodes; and at least one ventricular linked list of history storage nodes allocated to ventricular tachyarrhythmia response (VTR) episodes, wherein: a history storage node from the linked list of unallocated history storage nodes is allocated to a new episode if the linked list of unallocated history storage nodes is not empty; and a history storage node from one of the priority type linked lists of allocated history storage nodes is selected, based on a predetermined relative priority of each of the priority type linked lists of allocated history storage nodes, for being allocated to the new episode if the linked list of unallocated history storage nodes is empty. 2. The system of claim 1, wherein the priority type linked lists of allocated history storage nodes comprise:the at least one atrial linked list of history storage nodes allocated to ATR episodes; a high priority ventricular linked list of history storage nodes allocated to VTR high priority episodes; and a low priority ventricular linked list of history storage nodes allocated to VTR low priority episodes. 3. The system of claim 1, wherein the priority type linked lists of allocated history storage nodes are each programmed to allow a maximum number of the history storage nodes. 4. The system of claim 1, further comprising history management nodes adapted to track a chronological order of stored episodes, the history management nodes each adapted to be allocated to an episode associated with one of the allocated history storage nodes and associated with that allocated history storage node. 5. The system of claim 4, further comprising priority type linked lists of history management nodes including:at least one atrial linked list of history management nodes allocated to ATR episodes; and at least one ventricular linked list of history management nodes allocated to ventricular VTR episodes. 6. The system of claim 5, wherein the priority type linked lists of history management nodes comprise:the at least one atrial linked list of history management nodes allocated to ATR episodes; a high priority ventricular linked list of history management nodes allocated to VTR high priority episodes; and a low priority ventricular linked list of history management storage nodes allocated to VTR low priority episodes. 7. The system of claim 5, wherein the history management nodes each have a storage link field pointing to the associated allocated history storage node, to allow formation of the pri... | Cardiac Pacemakers, Inc. | A61B005/00 A61B005/04
US06946842 | B2 | 2005-09-20 | Analytical instrument and processes | 2004-05-28 | An analytical instrument for analyzing biohazardous specimens is provided. The instrument provides means for exposing only the sample chamber to the containment area. A process for analyzing a biohazardous sample is also provided. | 1. An imaging or spectroscopic analytical instrument comprising: a sample chamber surrounded by a clean environment and in communication with a containment area capable of enclosing Biosafety Level 3 and/or 4 material as defined by the Center for Disease Control; means for connecting the sample chamber with a containment area for exposing only the sample chamber to the containment area wherein the connection means permits placement of an analytical sample into the sample chamber and wherein the connection means is hermetically sealed against contamination of the clean environment; and means for hermetically sealing the sample chamber from the clean environment. 2. The imaging or spectroscopic analytical instrument of claim 1, wherein the imaging or spectroscopic analytical instrument is an MRI. 3. The imaging or spectroscopic analytical instrument of claim 1 wherein the imaging or spectroscopic analytical instrument is selected from the group of: nuclear magnetic resonance spectroscope, mass spectroscope, infrared spectroscope, ultraviolet spectroscope, and visible spectroscope. 4. The imaging or spectroscopic analytical instrument of claim 1 wherein the connection means comprises: an opening in a barrier between the clean environment and the containment area; a flange comprising a piping portion and an annular portion wherein the piping portion passes through the opening and extends into the clean environment, wherein the annular portion is attached to the containment area side of the barrier; and wherein the piping portion, which extends into the clean environment is in hermetic communication with the sample chamber. 5. The imaging or spectroscopic analytical instrument of claim 4 wherein the attachment of the annular portion to the containment area side of the barrier forms a hermetic seal. 6. The imaging or spectroscopic analytical instrument of claim 4 wherein the piping portion passing through the opening is hermetically sealed to the opening. 7. The imaging or spectroscopic analytical instrument of claim 1 wherein the connection means comprises; an opening in a barrier between the clean environment and the containment area; a flange comprising an annular portion wherein the annular portion is attached to the clean environment side of the barrier such that the annular portion surrounds the opening. 8. An imaging or spectroscopic analytical instrument comprising: a sample chamber located in a containment area capable of enclosing Biosafety Level 3 and/or 4 material as defined by the Center for Disease Control; means for connecting the sample chamber with associated components of the imaging or spectroscopic analytical instrument located in a clean environment wherein the connection means is hermetically sealed against contamination of the clean environment. 9. The imaging or spectroscopic analytical instrument of claim 8 wherein the imaging or spectroscopic analytical instrument is an MRI, and further comprising a cryogenic coola... | - | G01V003/00 A61B005/055
US06802839 | B2 | 2004-10-12 | Apparatus and method for shielding tissue during tumor ablation | 2002-09-03 | The present invention provides methods, systems, and kits for protecting body tissues which are adjacent to tissues undergoing thermal treatment. The methods, systems, and kits are useful for thermally ablating tumors which lie at or near the surface of an organ, such as the kidney, pancreas, stomach, spleen, and particularly the liver. In radiofrequency and electrosurgical treatment, electrodes may penetrate and heat may dissipate into surrounding tissues and into tissue adjacent to the target organ, thus causing unwanted tissue damage. These risks and others may be lessened or avoided with the use of an interface shield between the target region and adjacent body tissues to shield surrounding organs and tissue from treatment effects. | What is claimed is: 1. A method for protecting an adjacent body tissue during thermal treatment of a target tissue within a body of a patient, said method comprising:locating a target tissue to be treated; positioning an interface shield over a surface region of the target tissue, wherein the surface region lies between the target tissue and the adjacent body tissue; introducing at least one tissue penetrating thermal device to the target tissue in a direction toward the interface shield; and applying thermal energy to the target tissue through the tissue penetrating thermal device, wherein the interface shield inhibits at least one of (a) device penetration into the adjacent body tissues and (b) heat transfer between the adjacent body tissues. 2. A method as in claim 1, wherein the interface shield inhibits both (a) device penetration into the adjacent body tissues and (b) heat transfer between the adjacent body tissues. 3. A method as in claim 2, wherein positioning the interface shield comprises a flexible planar member including a penetration barrier layer and a heat transfer barrier layer. 4. A method as in claim 2, wherein positioning comprises positioning an interface shield comprising a flexible planar member including a dual layer, wherein the dual layer comprises a penetration barrier and a heat transfer barrier. 5. A method as in claim 1 or 2, wherein the tissue penetrating thermal device comprises an radiofrequency electrode, and applying thermal energy to the target tissue comprises delivering an electrical current through at least a portion of the target tissue. 6. A method as in claim 5, further comprising positioning a dispersive electrode on a surface of the body of the patient wherein the electrical current passes between the radiofrequency electrode and the dispersive electrode. 7. A method as in claim 5, wherein the interface shield comprises a dispersive electrode layer, and the electrical current passes between the radiofrequency electrode and the dispersive electrode layer. 8. A method as in claim 7, further comprising positioning a dispersive electrode on a surface of the body of the patient wherein the electrical current passes between the radiofrequency electrode and both the dispersive electrode layer and the dispersive electrode. 9. A method as in claim 1, wherein the tissue penetrating thermal device is selected from the group consisting of laser probes, cryogenic probes, electric heat cauterizers, and resistance heated probes. 10. A method as in any of claims 1 to 4, wherein the target tissue comprises a liver and the surface region is near a diaphragm. 11. A method as in claim 10, wherein positioning comprises placing the interface shield between the liver and the diaphragm. 12. A method as in any of claims 1 to 4, wherein the target tissue comprises a liver and the surface region is near a colon. 13. A method as in claim 12, wherein positioning comprises placing the interface shield between the liver... | Radiotherapeutics Corporation | A61B005/0408
US06954664 | B2 | 2005-10-11 | Oximetry simulator | 2003-06-20 | A simulator adapter is provided to be used with a conventional oximeter for monitoring a patient who may be remotely located from the oximeter. In a first embodiment of the invention, the simulator adapter has a simulator digit that fits to the sensor of the oximeter. The simulator digit senses the light output from the oximeter and provides a feedback to the simulator adapter to enable the adapter to adapt the signal of the patient sent to the adapter for use by the oximeter, as if the patient is on-site and is being measured by the oximeter. In a second embodiment, in place of a simulator digit, the simulator adapter has as its output a connector which is adapted to mate with the conventional connector that is part of the conventional oximeter. This second embodiment eliminates the need for any simulator digit and sensor for the oximeter, as appropriate circuitries are provided in the simulator adapter to enable it to connect directly to the oximeter. In an environment where the signal from the patient may be affected electromagnetically, the simulator adapter may be connected to the remote oximetry unit by a fiber optic cable, so that the signal representing the physiological parameter remotely measured from the patient is directly sent either to the simulator digit of the first embodiment or the adapter connector of the second embodiment. | 1. Apparatus for providing remote measurement of oxygen saturation level of blood, comprising: an input for receiving a signal from a remote oximeter unit; simulator means for adapting the signal received from said remote oximeter unit for measurement by an on-site oximeter; and an output unit adapted to be fitted to a sensor of said on-site oximeter to provide an output based on the adapted signal. 2. Apparatus of claim 1, wherein said output unit comprises a body configured to fit to said sensor of said oximeter, said body having a light source and a light detector; and wherein when said body is fitted to said sensor, said light source of said body is aligned to be in opposed relationship with a photodetector of said sensor and said light detector of said body is aligned to be in opposed relationship with a light emitter of said sensor. 3. Apparatus of claim 1, wherein said simulator means comprises: processor means for receiving the signal from said remote oximeter unit, said processor means generating a number that corresponds to the received signal from said remote oximeter unit; photodetector means at said output unit positioned relative to a light emitter of said sensor of said oximeter for sensing light output from said light emitter and for outputting a second signal representative of the intensity of the sensed light output from said light emitter; comparator means for receiving the second signal output from said photodetector means, said comparator means outputting a third signal based on the received second signal to said processor means; and digital to analog converter means for receiving the second signal output from said photodetector means and the number from said processor means, said digital to analog converter means outputting a fourth signal in response to the second signal and said number to control the output of light from a light source at said output unit positioned relative to a photodetector of said sensor of said oximeter. 4. Apparatus of claim 3, wherein said fourth signal output from said digital to analog means comprises an output voltage signal and said light source comprises a light emitting diode, said apparatus further comprising: voltage to current converter means for converting the output voltage signal to a current for controlling the operation of said light emitting diode. 5. Apparatus of claim 3, wherein said number generated by said processor means is representative of the blood flow of the patient being measured by said remote oximeter unit for determining the oxygen saturation of blood of the patient. 6. Apparatus of claim 3, wherein said digital to analog converter means (DAC), in receipt of the second signal from said photodetector means and the number from said processor means, outputs the fourth signal as an output voltage based on the following formula: Vout=Vin*(N/M) Where Vout and Vin are the output and input voltages, respectively, out of and into the DAC; N=number clocked into DAC; and ... | Smiths Medical PM, Inc. | A61B005/00
US06961603 | B2 | 2005-11-01 | Unitary multi-electrode biopotential signal sensor and method for making same | 2003-06-17 | A unitary, multi-electrode biopotential signal sensor is formed of injection molded plastic. A plurality of electrode areas containing spikes are defined in a base member of the sensor. The remaining areas of the base member are formed to have a greater flexibility than the electrode areas, as by being thinner or being perforated. The spikes and electrode areas of the base member are coated with a conductor layer to form the electrodes. Conductors on the base member lead to connectors to provide biopotential signals from the electrodes. | 1. A unitary, multi-electrode sensor for detecting biopotential signals from the skin of a subject, said sensor comprising: a base member formed of a non-conductive material and having a surface suitable for being placed in contiguity with the skin of the subject; a plurality of electrode areas defined in said surface of said base member, each of said electrode areas having a plurality of spikes extending therefrom for penetrating the skin of the subject when the sensor is placed on the skin of the subject, said spikes and the electrode areas defined in said base member comprising an integral structure of a common material, said common material possessing structural properties and being formed such that said spikes have sufficient stiffness to penetrate the subject's skin, the electrode areas have sufficient stiffness to support and stabilize said spikes, and the portions of said base member not occupied by said electrode areas are more flexible than said electrode areas to facilitate placement of the sensor on the skin of the subject; an electrically conductive coating applied at least to said spikes of each of said electrode areas to form a biopotential signal electrode from each of said electrode areas on said surface of said base member; and an electrical lead electrically coupled to the spikes of each of said electrodes for providing biopotential signals from said electrodes. 2. The multi-electrode sensor of claim 1 wherein said electrically conductive coating is applied to said electrode areas to form said biopotential signal electrodes. 3. The multi-electrode sensor of claim 1 wherein said electrode areas are thicker in a dimension generally normal to said surface than portions of said base member not occupied by said electrode areas. 4. The multi-electrode sensor of claim 3 wherein the thickness of said electrode areas is at least approximately 0.5 mm and the thickness of portions of said base member not occupied by said electrode areas is less than approximately 0.5 mm. 5. The multi-electrode sensor of claim 4 wherein said thickness of said electrode areas is between 0.5 and 1 mm and the thickness of portions of said base member not occupied by said electrode areas is between 0.2 and 0.5 mm. 6. The multi-electrode sensor of claim 1 wherein portions of said base member not occupied by said electrode areas contain perforations for rendering said portions of said base member flexible. 7. The multi-electrode sensor of claim 1 wherein said sensor is formed to detect a biopotential signal from the skin of the subject by said electrodes in the absence of a wetting agent or conductive gel. 8. The multi-electrode sensor of claim 1 wherein said electrical leads are formed from an electrically conductive layer on said base member. 9. The multi-electrode sensor of claim 8 wherein said electrical leads are formed from said electrically conductive coating. 10. The multi-electrode sensor of claim 1 including connectors on said base member, sa... | Instrumentarim Corp. | A61B005/04
US06833128 | B2 | 2004-12-21 | Method for monitoring local reaction associated with injections | 2001-10-05 | A method is disclosed for monitoring local reactions, such as inflammatory responses, associated with injection sites. The method is performed using a temporary tattoo, which is transferred from a substrate to the skin of a subject, to measure the local reaction to an injection. A kit is also disclosed that can be used to perform the disclosed method. One example of the method includes transferring from the substrate to the subject's skin a temporary tattoo having a plurality of concentric rings and using the rings to measure the local reaction. For example, if the local reaction exceeds the boundary of the largest ring, the local reaction is considered clinically significant and additional medical interventions may be sought. | That which is claimed is: 1. A method for monitoring a local reaction due to an injection at an injection site on a subject's body, said method comprising:placing a temporary tattoo on the subject's body adjacent to the injection site, wherein the temporary tattoo comprises at least one indicium spaced from, and centered on, the injection site; and observing the local reaction that may occur associated with the injection relative to at least one indicium; wherein at least one indicium is a normal reaction indicium which represents the extent of a normal local reaction to the injection; wherein, if the local reaction remains within the normal reaction indicium, the local reaction is considered within normal parameters; and wherein, if the local reaction extends beyond the normal reaction indicium, the local reaction is considered outside of normal parameters. 2. The method of claim 1, wherein the indicium comprises a plurality of indicia surrounding the injection site. 3. The method of claim 2, wherein the plurality of indicia comprises three concentric indicia, including an inner indicium, a middle indicium, and an outermost indicium, with the inner indicium representing the extent of the normal local reaction. 4. The method of claim 2, wherein the plurality of indicia comprises three concentric indicia, including an inner indicium, a middle indicium, and an outermost indicium, with either the middle or outermost indicium representing the extent of the normal local reaction. 5. The method of claim 2, wherein the plurality of indicia are color coded. 6. The method of claim 2, wherein the plurality of indicia consists of three concentric circular indicia, including an inner indicium, a middle indicium, and an outermost indicium, with the inner indicium representing the extent of the normal local reaction. 7. The method of claim 1, wherein at least one indicium is circular. 8. The method of claim 1, wherein the injection is a vaccination or immunization shot. 9. The method of claim 1, wherein the injection is an allergy test. 10. The method of claim 1, wherein the injection is an insect sting or bite. 11. The method of claim 1, wherein at least one indicium is labeled. 12. A method for monitoring a local reaction due to an injection at an injection site on a subject's body, said method comprising:placing a temporary tattoo on the subject's body adjacent to the injection site, wherein the temporary tattoo has at least one indicium spaced from, and centered on, the injection site; and observing the local reaction that may occur associated with the injection relative to the indicium; wherein the indicium is placed in a relationship to the injection site that assesses a statistically normal reaction to the injection. 13. A temporary tattoo for assessing an inflammatory response to an injection, comprising:a temporary tattoo transfer substrate; and a temporary tattoo on the temporary tattoo transfer substrate, wherein the temporary tattoo... | The United States of America as represented by the Department of Health and Human Services | A61B005/00
US06801803 | B2 | 2004-10-05 | Method and apparatus for determining the cerebral state of a patient with fast response | 2002-04-15 | A method and apparatus for ascertaining the depth of anesthesia of the patient. In one embodiment, the entropy of the patient's EEG signal data is determined as an indication of the depth of anesthesia. A frequency domain power spectrum quantity is obtained from the patient's EMG signal data. The latter quantity can be updated more frequently than the EEG entropy due to its higher frequency. The EEG entropy indication and the EMG power spectrum indication can be combined into a composite indicator that provides an immediate indication of changes in the state of the patient. In a further embodiment, the frequency range over which the entropy of the biopotential signal from the patient is determined is selected to encompass both EEG signal data and EMG signal data and the entropy so determined used as an indication of the patients state. In addition, entropy of the EEG range alone can be used together with the entropy of the broadened range to indicate separately contributions from EEG and EMG. In a more generalized version of the further embodiment, a set of frequency components obtained from selected frequency ranges is utilized in determining entropy. The patient signal data from which the frequency components are extracted are obtained from time windows of differing lengths so that the resulting entropy indication will have optimally fast response times. | What is claimed is: 1. A method for ascertaining the cerebral state of a patient, including a state resulting from the administration of a drug, said method comprising the steps of:(a) obtaining biopotential signal data from the patient, the biopotential signal data containing EEG signal data and EMG signal data, the EMG signal data being primarily of a higher frequency than the EEG signal data which is primarily of a lower frequency; (b) collecting the biopotential signal data over a plurality of time periods of differing lengths; (c) subjecting the biopotential signal data of each of the time periods to spectral decomposition to obtain the frequency components of the collected biopotential signal data; (d) selecting frequency components in a selected frequency band from the decomposed biopotential signal data for each of the time periods; (e) analyzing the frequency components of a desired number of the frequency bands to obtain a measure of the complexity of the frequency components over a frequency range formed from the selected frequency bands; and (f) providing the measure so obtained as an indication of the cerebral state of the patient. 2. The method according to claim 1 further defined as establishing the lengths of the time periods dependent on the frequency band of the frequency components selected in step (d). 3. The method according to claim 2 further defined as establishing the lengths of the time periods to provide a desired minimum number of cycles of biopotential signal data frequency components in the frequency band selected in step (d). 4. The method according to claim 1 further including the step of establishing the lengths of the time periods to produce optimally fast response time in ascertaining the cerebral state of the patient. 5. The method according to claim 1 further defined as utilizing the frequency components of at least two frequency bands. 6. The method according to claim 5 further defined as establishing the frequency bands in accordance with the magnitude of at least one of the EEG and EMG signal data. 7. The method according to claim 1 wherein the frequency bands are selected to include at least one frequency band containing primarily EMG signal data. 8. The method according to claim 5 wherein the frequency bands are selected to include at least one frequency band containing primarily EEG signal data. 9. The method according to claim 8 wherein the frequency bands are selected to include a plurality of frequency bands containing primarily EEG signal data. 10. The method according to claim 1 wherein step (e) is further defined as analyzing frequency components for frequency bands including EEG and EMG signal data. 11. The method according to claim 10 further including the steps of additionally analyzing frequency components for a frequency band or frequency bands including primarily EEG signal data to obtain a measure of the complexity of the frequency components and providing the complexity measure ... | Instrumentarium Corp. | A61B005/04
US07344502 | B2 | 2008-03-18 | Pulse wave measuring apparatus of high measurement accuracy | 2004-04-05 | A pulse wave measuring apparatus includes a pressure sensor having a plurality of sensor elements wider in width than the small sensor element required in conventional tonometry. On the basis of differences α and β of an AI value based on a pulse wave signal from the sensor element right above an artery and AI values based on pulse wave signals from two sensor elements located at a predetermined distance from the sensor element right above the artery, α2+β2 is obtained. An AI value correction is calculated using a regression formula with α2+β2 as a correction parameter representing the distortion degree. Using this correction value, the AI based on a pulse wave signal from the sensor element located right above the artery is corrected. | 1. A pulse wave measuring apparatus comprising: a pressure pulse wave sensor including a plurality of sensor elements, detecting an intra-arterial pressure waveform superficial of a body,a select unit selecting a selected sensor element located right above an artery out of said plurality of sensor elements based on a sphygmographic waveform detected with said pressure pulse wave sensor,a sphygmographic waveform value calculation unit calculating a characteristic value from the sphygmographic waveform detected with said selected sensor element,a distortion degree calculation unit calculating difference in distortion degree of sphygmographic waveforms detected with respective said sensor elements, based on a sphygmographic waveform detected with said selected sensor element and a sphygmographic waveform detected with at least one sensor element located at a predetermined distance from said selected sensor element, andan amplitude value correction unit correcting an amplitude value using said calculated difference in distortion degree,wherein said characteristic value includes an AI (Augmentation Index) value. 2. The pulse wave measuring apparatus according to claim 1, wherein said difference in distortion degree calculated at said distortion degree calculation unit is a sum of a difference between an AI value calculated from a sphygmographic waveform detected with said selected sensor element and an AI value calculated from a sphygmographic waveform detected with said at least one sensor element located at a predetermined distance from said selected sensor element at said sphygmographic waveform value calculation unit. 3. The pulse wave measuring apparatus according to claim 1, wherein said difference in distortion degree calculated at said distortion degree calculation unit is a sum of squares of a difference between an AI value calculated from a sphygmographic waveform detected with said selected sensor element and an AI value calculated from a sphygmographic waveform detected with said at least one sensor element located at a predetermined distance from said selected sensor element at said sphygmographic waveform value calculation unit. 4. A pulse wave measuring apparatus comprising: a pressure pulse wave sensor including a plurality of sensor elements, detecting an intra-arterial pressure waveform superficial of a body,a select unit selecting a selected sensor element located right above an artery out of said plurality of sensor elements based on a sphygmographic waveform detected with said pressure pulse wave sensor,a sphygmographic waveform value calculation unit calculating a characteristic value from the sphygmographic waveform detected with said selected sensor element,a distortion degree calculation unit calculating difference in distortion degree of sphygmographic waveforms detected with respective said sensor elements, based on a sphygmographic waveform detected with said selected sensor element and a sphygmographic waveform detected... | Omron Healthcare Co., Ltd. | A61B005/00
US07032600 | B2 | 2006-04-25 | Method and system for measuring a position, position measuring device, and an in vivo radio device | 2004-01-16 | A system for measuring the position of an in vivo radio device is disclosed. The system comprises the in vivo radio device administered into a living organism, a plurality of ex vivo radio devices disposed outside of the living organism, and a position measuring device. The in vivo radio device includes a transmitter for transmitting a vital information signal or a position measuring signal. Each of the ex vivo radio devices includes a receiver for receiving the vital information signal or the position measuring signal. The position measuring device includes a position measuring unit for measuring the position of the in vivo radio device based on receiving characteristics of the vital information signal or the position measuring signal received by the ex vivo radio devices. | 1. A method for measuring a position of an in vivo radio device administered into a living organism, comprising the steps of: transmitting a vital information signal or a position measuring signal by the in vivo radio device;receiving the vital information signal or the position measuring signal by a plurality of ex vivo radio devices disposed outside of the living organism; andmeasuring with a position measuring unit the position of the in vivo radio device, based on receiving characteristics of the vital information signal or the position measuring signal received by the ex vivo radio devices, wherein the position measuring unit measures the position of the in vivo radio device, based on one of phase differences of the vital information signals or the position measuring signals received by the ex vivo radio devices, and arriving directions of the vital information signals or the position measuring signals received by the ex vivo radio devices. 2. A position measuring system comprising an in vivo radio device administered into a living organism, a plurality of ex vivo radio devices disposed outside of the living organism, and a position measuring device, wherein, the in vivo radio device includes a transmitter for transmitting a vital information signal or a position measuring signal;each of the ex vivo radio devices includes a receiver for receiving the vital information signal or the position measuring signal; andthe position measuring device includes a position measuring unit for measuring a position of the in vivo radio device based on receiving characteristics of the vital information signal or the position measuring signal received by the ex vivo radio devices, wherein the position measuring unit measures the position of the in vivo radio device, based on one of phase differences of the vital information signals or the position measuring signals received by the ex vivo radio devices, and arriving directions of the vital information signals or the position measuring signals received by the ex vivo radio devices. 3. A position measuring system comprising an in vivo radio device administered into a living organism, and a plurality of ex vivo radio devices disposed outside of the living organism, wherein, each of the ex vivo radio devices includes a transmitter for transmitting a position measuring signal; and the in vivo radio device includes a receiver for receiving the position measuring signals from the ex vivo radio devices, and a position measuring unit for measuring a position of the in vivo radio device based on receiving characteristics of the position measuring signals from the ex vivo radio devices. 4. A position measuring device for measuring a position of an in vivo radio device administered into a living organism, comprising: a position measuring unit for measuring the position of the in vivo radio device, based on receiving characteristics of a vital information signal or a position measuring signal transmitted from the in vi... | NTT DoCoMo, Inc. | A61B019/00
US07389132 | B2 | 2008-06-17 | Mold-in method and apparatus | 2004-01-06 | The present invention mainly relates to a method and apparatus for measuring the concentration of a solute in a solvent. Disclosed is an apparatus or method for determining the concentration of a solute in a solvent of a solution in a container having a time-varying volume by analyzing two signals received from the solution, comprising: measuring the quantity of the two received signals, converting the two signals into two electro-optical or electrical signals, performing a mathematical transformation on the two electro-optical or electrical signals, and determining the ratio of the transformation components of the two electro-optical or electrical signals. The present invention can be used in various applications of determining the ingredient concentration of a fluid, such as a gas or liquid. Particularly, the present invention finds applications in blood analysis in a human body for measuring, for example, the glucose, triglycerol, cholesterol, or oxyhemoglobin concentrations of the blood. | 1. An apparatus for analyzing parameters in a volume with V=V(t), where t is time, said volume comprising a plurality of substances; the apparatus comprising: a first signal source A=A(t), said first signal source being representative of a first substance comprising the volume;a second signal source B=B(t), said second signal source being representative of a second substance comprising the volume with A(t)=B(t)K0, where K0>1, V(t)=B(t)K1, where K0, K1 are stationary in a time interval t0, where t0 is any real value; anda first detector to measure a first signal assigned as C′(t) according to the time interval t0, where C′(t) can be either V′(t) related to the volume by V′(t)=V(t)+NV(t) or A′(t) related to the first signal source by A′(t)=A(t)+NA(t), wherein NA(t) is the noise of A(t), and NV(t) is the noise of V(t) during the measurement time interval t0,a second detector to measure a second signal assigned as B′(t) according to a time interval t0, where B′(t) is related to the second signal source by B′(t)=B(t)+NB(t), wherein NB(t) is the noise of B(t) during the measurement time interval t0,wherein the first and second signals C′(t) and B′(t) are transferred into electro optical signals by a signal converter and sent into a data processor to analyze either K0 for determining the concentration of the second substance with respect to the first substance or K1 for determining the concentration of the second substance with respect to the volume. 2. An apparatus as claimed in claim 1 wherein V=V(t) comprises: an additional property of V(t)=K2P(t), where P(t) is the pressure in V(t), K2 is stationary in the time interval t0, and t0 is any real number; anddetectors to measure P′(t)=P(t)+NP(t), wherein NP(t) is the noise of P(t) during the measurement time interval t0, to transfer the measured B′(t) and P′(t) into electro-optical signal and send the signal into a data processor to analyze K2. 3. An apparatus as claimed in claim 2, wherein the concentration of B is calculated from K2. 4. An apparatus as claimed in claim 2, wherein the elasticity of V(t) is calculated from K2. 5. An apparatus as claimed in claim 4, wherein the V is a pixie of V(x,y,z), a much larger volume. 6. An apparatus as claimed in claim 5, wherein the V(x,y,z) is compared with V(x+Δx,y+Δy,z+Δz) in which Δx, Δy, Δz are the size of the pixie. 7. An apparatus as claimed in claim 5, wherein the V(x,y,z) is compared with Vs(x,y,z) a stored value in the processor. 8. An apparatus as claimed in claim 2, wherein the tm is found at which V(tm)=V at maximum volume from A(t) or P(t). 9. An apparatus as claimed in claim 8, wherein the V(tm) is guiding the injection of an ingredient into V at tm. 10. An apparatus as claimed in claim 9, further comprising an ingredient detector for injecting another ingredient in accordance with the result of the detector. 11. An apparatus as claimed in claim 10, wherein said ingredient comprises glucose and said another ingredient comprises insulin. ... | Wei-Kung Wang | A61B005/05 A61B005/00
US07204798 | B2 | 2007-04-17 | Methods and systems for measuring cardiac parameters | 2004-01-23 | Methods and systems of the present invention provide for measurement of various cardiac parameters. Methods generally involve causing a change in volume and/or pressure in a heart chamber, measuring the change, and calculating at least one cardiac parameter based on the change. Systems typically include at least one actuator, at least one sensor, and a catheter or other device for positioning at least partially in a heart chamber. In some embodiments, the system may also include a controller, such as a computer or other processor, an external actuator, an external sensor, and/or an ECG device. Methods and systems of the invention may be used to more accurately diagnose cardiac conditions in order to make more informed treatment decisions. | 1. A method for measuring a cardiac performance parameter, the method comprising repeating over a series of two or more consecutive heart cycles: causing a change in at least one of volume and pressure in a heart chamber at a selected time during a heart cycle;measuring a change in at least one characteristic of the heart chamber which occurs in response to the change in at least one of volume and pressure; andcalculating at least one cardiac performance parameter based on a ratio of the measured change in the characteristic to the caused change. 2. A method as in claim 1, wherein causing the change comprises introducing a volume of fluid into the heart chamber during diastole. 3. A method as in claim 2, wherein introducing the volume of fluid comprises releasing the fluid within the heart chamber via one or more apertures in a catheter positioned in the chamber. 4. A method as in claim 2, wherein introducing the volume of fluid comprises inflating an expandable balloon coupled with a catheter positioned in the heart chamber. 5. A method as in claim 4, wherein inflating the balloon comprises: inflating the balloon during systole of the heart; and deflating the balloon during diastole of the heart immediately following the systole. 6. A method as in claim 4, wherein inflating the balloon comprises: inflate the balloon during diastole of the head; and deflating the balloon during systole of the heart immediately following the diastole. 7. A method as in claim 2, wherein introducing the volume of fluid comprises: inflating a balloon within the heart chamber during systole; deflating the balloon during diastole immediately following the systole; and releasing an amount of fluid within the heart chamber during the diastole. 8. A method as in claim 7, wherein the balloon is deflated by a volume equal to the amount of the released fluid. 9. A method as in claim 7, wherein the balloon is deflated by a volume greater than the amount of the released fluid. 10. A method as in claim 1, wherein causing the change comprises activating a hydrophone at least once during diastole. 11. A method as in claim 10, wherein activating comprises activating the hydrophone at a frequency of about 200 Hz. 12. A method as in claim 10, wherein activating comprises activating the hydrophone at a frequency of about 500 Hz. 13. A method as in claim 10, wherein activating comprises activating the hydrophone at a frequency of about 1000 Hz. 14. A method as in claim 1, wherein causing the change comprises inducing a paroxysmal ventricular contraction. 15. A method as in claim 14, wherein the paroxysmal ventricular contraction is induced by electrical stimulation. 16. A method as in claim 1, further comprising measuring the heart cycle using an electrocardiogram device, wherein the selected time during the heart cycle is selected using the electrocardiogram measurement. 17. A method as in claim 1, further comprising measuring the heart cycle using at least one sensor... | Proteus Biomedical, Inc. | A61B005/02
US07517319 | B2 | 2009-04-14 | Method and system for analyzing cardiovascular sounds | 2004-06-01 | A method and system for analyzing sounds originating in at least a portion of an individual's cardiovascular system. N transducers, where N is an integer, are fixed on a surface of the individual over the thorax. The ith transducer is fixed at a location xi and generates an initial signal P(xi,i) indicative of pressure waves at the location xi, for i=1 to N. the signals P(xi,t) are processed so as to generate filtered signals in which at least one component of the signals P(xi,t)not arising from cardiovascular sounds has been removed. The filtered signals may be used for generating an image of the at least portion of the cardiovascular system. | 1. A system for analyzing sounds originating in at least a portion of an individual's cardiovascular system comprising: (One) N transducers, where N is an integer, each transducer configured to be fixed on a surface of the individual over the thorax, the ith transducer being fixed at a location xi and generating an initial signal P(xi,t) indicative of pressure waves at the location xi, for i=1 to N; and(Two) a processor configured to receive the signals P(xi,t) and to filter the signals P(xi,t) so as to generate filtered signals in which at least one component of the signals P(xi,t) not arising from cardiovascular sounds has been removedwherein respiratory tract sounds have been removed, andwherein the processor is further configured to determine an average acoustic energy {tilde over (P)} (x,t1,t2) arising from the cardiovascular system at at least one position x over a time interval from a first time t1 to a second time t2, {tilde over (P)} being determined in an algorithm involving at least one of the processed signals,wherein the function {tilde over (P)} is determined at one or more locations x in an algorithm comprising:(One) determining an average acoustic energy {tilde over (P)} (xi,t1,t2) over a time interval from t1 to t2 at a plurality of locations xi of transducers; and(Two) determining an average acoustic energy {tilde over (P)} (x,t1, t2) at at least one location x by interpolation of the determined {tilde over (P)} (xi,t1, t2). 2. The method according to claim 1 wherein the initial signals are filtered by a band pass filter passing between 15 to 45 Hz. 3. The system according to claim 1 wherein the processor is further configured to generate an image of the at least portion of the cardiovascular system from at least one of the filtered signals. 4. The system according to claim 3 wherein the processor is further configured to display an image of the at least portion of the cardiovascular system on a display device. 5. The system according to claim 1 wherein the processor is configured to generate an image of the at least portion of the cardiovascular system at a plurality of times or over a plurality of successive time intervals, and to display the images successively on a display device. 6. The system according to claim 1 further comprising a two-dimensional display device. 7. The system according to claim 1 wherein the processor is further configured to compare the average acoustic energy {tilde over (P)} to one or more predetermined functions {tilde over (F)} and determine a function {tilde over (F)}0 from among the functions {tilde over (F)} most similar to {tilde over (P)}. 8. The system according to claim 7 wherein the processor is further configured to make a diagnosis based upon the determined function. 9. The system according to claim 1 wherein the average acoustic energy {tilde over (P)} over a time interval from t1 to t2 is determined at a location xi of a transducer using the algebraic expression:P~⁡(xi,t1,t2)=∫t... | Deepbreeze Ltd. | A61B005/0225 A61B005/025
US07117031 | B2 | 2006-10-03 | Long term cardiac monitor | 2004-01-16 | A cardiac arrhythmia monitor provides electrodes to allow daily ECG measurements of a patient without cumbersome electrode connection to the patient. ECG data may be diagnosed by the monitor to indicate likelihood of an arrhythmia and an indication provided to the patient ECG data based on that indication may be forwarded to a physician or other healthcare professional for a review. | 1. A long-term monitor using scheduled short-term acquisition of data from a patient for determining whether an arrhythmia selected from the group consisting of at least one of atrial fibrillation, atrial flutter, a prolonged QT interval, atrial tachycardia, PVC's, and ventricular pauses exists, the monitor comprising: (a) a first and second momentary contact electrode for momentarily receiving ECG signals from the patient;(b) a detector circuit communicating with the first and second electrodes and executing a stored program to: (i) receive the ECG signals from the patient touching the first and second momentary contact electrodes;(ii) detect a likelihood that the patient is experiencing at least one of the arrhythmias;(iii) provide a first output signal to the patient if the likelihood is above a predetermined threshold and otherwise providing to the patient a second output signal indicating that the likelihood is not above the predetermined threshold; andwherein the electrodes are capacitively coupled. 2. The monitor of claim 1, further comprising a sensor in communication with at least one of the momentary contact electrodes and the detector circuit that activates the circuit only upon a determination that the patient is touching the at least one contact electrode. 3. The monitor of claim 1, wherein at least one of the momentary contact electrodes are configured to constantly contact the patient, further comprising a sensor that activates the detector circuit only upon a determination that the patient is touching the other contact electrode. 4. The monitor of claim 3, wherein both momentary contact electrodes constantly contact the patient, further comprising timing circuitry that enables the detector circuit to receive the ECG signals for a short period of time substantially less than a daily interval. 5. The monitor of claim 4, further comprising an operator that is manually activated to enable the detector circuit to receive the ECG signals. 6. The monitor of claim 1 wherein the momentary contact electrodes are handles graspable by the patient's right and left hands. 7. The monitor of claim 1 wherein the momentary contract electrodes are finger pads sized to contact the patient's fingers on the left and right hand. 8. The monitor of claim 1 wherein the momentary contact electrodes are operators for switches and wherein the detector circuit communicates with the switches to monitor ECG signals only when the switches are activated by a pressing inward of the switch operators by contact with the patient. 9. The monitor of claim 1 further including an illuminating indicator and wherein the first and second outputs to the patient are different illuminations of the indicator. 10. The monitor of claim 1 further including a recording media and wherein the detector circuit further (iv) records the received ECG signals subsequent to the patient touching the momentary contact electrodes. 11. The monitor of claim 10 further including a commu... | Lohman Technologies, LLC | A61B005/04
US07417636 | B2 | 2008-08-26 | Method and apparatus for automatic setting of rendering parameter for virtual endoscopy | 2004-05-03 | A method for automatically setting a rendering parameter for a virtual endoscope for rendering images for virtual endoscopy, comprises deriving a data set corresponding to an inside view of a viewing frustum of the endoscope; calculating a histogram from the data set; correlating features of the histogram with known physical regions wherein the endoscope is situated; and selecting a transfer function positioned relative to the features of the histogram for providing image differentiation between respective rendered images of the physical regions in the images. | 1. A method for automatically setting a rendering parameter for a virtual endoscope for rendering images for virtual endoscopy, comprising the steps of: calculating a histogram H1 in area relatively close to said virtual endoscope;calculating a histogram H2 in area at a relatively greater distance to said endoscope;calculating a histogram H3 in area comprising H1 and H2;identifying a given peak P1 in histogram H1 as material that will be set to be transparent;identifying a given peak P2≠P1 in histogram H2 as material that will be set to be oblique;analyzing histogram H3 and setting said rendering parameter at minimum between said peaks P1 and P2; andrendering said image using said transfer function. 2. A method for automatically setting a rendering parameter for a virtual endoscope for rendering images for virtual endoscopy, comprising the steps of: deriving a data set corresponding to an inside view of a viewing frustum of said endoscope;rendering a plurality of images from said data set utilizing for each such image a respective rendering setting;utilizing a predetermined criterion to determine a respective quality factor for each such image;selecting as a preferred image one of said images exhibiting a quality factor having a maximum value of said respective quality factors;storing a preferred rendering setting associated with said preferred image; andutilizing said preferred rendering setting for rendering an image from said data set. 3. A method as recited in claim 2, wherein said step of utilizing a predetermined criterion comprises utilizing a smoothness criterion. 4. A method as recited in claim 2, wherein: said step of rendering a plurality of images comprises utilizing ray casting for deriving a plurality of pixels for each of said plurality of images;said step of utilizing a predetermined criterion comprises: calculating a respective surface normal based on lighting criteria for each of said pixels, andcomparing a surface normal for a given pixel with a surface normal for a neighboring pixel in the same row to derive a first angle between their normals; andsaid step of utilizing a predetermined criterion comprises assigning a quality factor having the highest value for an image exhibiting the least number of faults where a fault is defined as said first angle exceeding predetermined value. 5. A method as recited in claim 2, wherein: said step of rendering a plurality of images comprises: utilizing ray casting for deriving a plurality of pixels for each of said plurality of images, andarranging said pixels in rows and columns;said step of utilizing a predetermined criterion comprises: calculating a respective surface normal based on lighting criteria for each of said pixels, andcomparing a surface normal for a given pixel with a surface normal for a pixel in the same row to derive a first angle between their normals and with a surface normal of a pixel in the same column to derive a second angle b&amp;ween their normals; andsaid ste... | Siemens Medical Solutions USA, Inc. | G06T017/00
US07096056 | B2 | 2006-08-22 | Functional magnetic resonance imaging using steady state free precession | 2003-06-16 | A method for functional magnetic resonance imaging (fMRI) uses steady-state free precession (SSFP) to image changes in blood oxygenation between two time periods. A center frequency of the SSFP sequence is placed between the different resonant frequencies for oxyhemoglobin and deoxyhemoglobin whereby the signals have a phase difference of 180° and tend to cancel. By repeating the SSFP imaging sequence at different times, the difference in the measured signals provides a measure of change in oxyhemoglobin. RF flip angle of the SSFP sequence is chosen to maximize signal level in the frequency range from that of water in the presence of oxyhemoglobin and that of water in the presence of deoxyhemoglobin. | 1. A method for functional magnetic resonance imaging (fMRI) comprising the steps of: a) applying a steady-state free precession (SSFP) imaging sequence to a body having oxyhemoglobin and deoxyhemoglobin therein, with the oxyhemoglobin and the deoxyhemoglobin having different resonance frequencies, a center frequency of the SSFP sequence being between the resonance frequencies, andb) measuring MRI signals from the body whereby signals from water in the presence of deoxyhemoglobin subtract from signals from water in the presence of oxyhemoglobin thereby providing a measure of difference in oxyhemoglobin and deoxyhemoglobin. 2. The method as defined by claim 1 wherein step a) and step b) are repeated at different times and a difference in the measured signals from step b) at the different times provides a measure of change in blood oxygenation. 3. The method as defined by claim 2 wherein the signal change is approximately twice the change between deoxyhemoglobin and oxyhemoglobin. 4. The method as defined by claim 3 wherein the center frequency is midway between the resonance frequencies of water in the presence of oxyhemoglobin and water in the presence of deoxyhemoglobin. 5. The method as defined by claim 4 wherein the phases of the MRI signals for oxyhemoglobin and for deoxyhemoglobin differ by approximately π radians. 6. The method as defined in claim 3, wherein the SSFP imaging sequence includes a RF flip angle chosen to maximize the magnitude of the signal change. 7. The method as defined by claim 1 wherein the center frequency is midway between the resonance frequencies of water in the presence of oxyhemoglobin and water in the presence of deoxyhemoglobin. 8. The method as defined by claim 6 wherein the phases of the MRI signals for oxyhemoglobin and for deoxyhemoglobin at the center frequency differ by approximately π radians. 9. The method as defined in claim 1, wherein the SSFP imaging sequence includes a RF flip chosen to maximize the signal level in the frequency range from that of water in the presence of oxyhemoglobin and that of water in the presence of deoxyhemoglobin. 10. A method of measuring change in blood oxygenation in a body using magnetic resonance imaging comprising the steps of: a) placing the body in a magnetic field,b) applying axial magnetic fields to the body,c) applying a plurality of RF excitation pulses to the body at a repetition time, TR, to flip nuclei spins,d) rewinding all gradients over the repetition time, TR,e) measuring refocused MRI signals at time TE whereby the phases of the measured signals for oxyhemoglobin and deoxyhemoglobin differ by approximately 180°,f) repeating steps a) through e) at a second time period differing from a first time period for steps a)–e), andg) using the measured refocused MRI signals from step e) and repeated step e) to measure change in blood oxygenation from the first time period to the second time period. 11. The method as defined by claim 10 wherein step h) subtra... | The Board of Trustees of the Leland Stanford Junior University | A61B005/05 G01V003/00
US07063665 | B2 | 2006-06-20 | Health care system | 2004-02-25 | Disclosed is a health care system, comprising: a living body data input unit; a living body data display unit; and an advice display unit, wherein said living body data input unit enters the living body data, said living body data display unit displays the living body data, and said advice display unit displays an advice about health according to said living body data. Furthermore, said advice display unit displays the advice about health in such manner that a human animation character points to the advice within a balloon with a hand while moving a mouth and waving the hand. | 1. A health care system, comprising: one or more living body data measurement units wherein at least one unit includes a pedometer;a receiver unit including a permanent magnet, an infrared ray receiving section, and a wireless receiving section; anda personal computer;wherein said living body data measurement unit measures living body data,wherein said receiver unit receives the living body data from the living body data measurement unit,wherein said pedometer includes a reed switch which turns on, responsive to the permanent magnet, when said pedometer is placed on said receiver unit, and sends the living body data to said receiver unit by infrared ray responsive to the reed switch turning on,wherein said personal computer is USB connected to the receiver unit, andwherein said wireless receiving section is normally in standby condition and, upon receiving the living body data from the living body data measurement unit, checks whether there is any problem in the data, and if not, acquires the living body data. 2. A health care system according to claim 1 in which said receiver unit receives the living body data from the living body data measurement unit via electromagnetic wave or infrared ray. 3. A health care system according to claim 1 in which said living body data measurement unit includes at least one of a body fat meter and a sphygmomanometer. 4. A health care system according to claim 1, wherein the living body data measurement unit comprises a body fat meter, and said living body data includes at least one of body weight, body fat rate, body fat mass, basal metabolism, total energy consumption and visceral fat level. 5. A health care system according to claim 1, wherein said living body data includes at least one of number of steps, distance, calorie consumption and amount of burned fat. 6. A health care system according to claim 1, wherein the living body data measurement unit comprises a sphygmomanometer, and said living body data includes at least one of highest blood pressure, lowest blood pressure and pulse rate. 7. A health care system according to claim 1, wherein the living body data measurement unit comprises a body fat meter or a sphygmomanometer, and it sends the living body data to the receiver unit in a frame synchronized manner upon depressing a data transmission button after measurement is done. | Tanita Corporation | A61B005/00
US07909766 | B2 | 2011-03-22 | Systems and methods for improving the imaging resolution of an imaging transducer | 2003-05-21 | The present invention is generally directed towards an imaging transducer assembly. Generally, the imaging transducer assembly includes an imaging transducer located within the lumen of a sheath, wherein the sheath is configured such that an energy beam emitted from the imaging transducer narrows as it exits the sheath, resulting in an image with a higher resolution. | 1. An imaging catheter having distal and proximal ends, comprising: a sheath defining a lumen, the sheath being coupled to the distal end of the imaging catheter, wherein the sheath comprises a plurality of materials each having an associated phase velocity, wherein the plurality of materials are arranged into layers such that the phase velocity increases from an innermost layer to an outermost layer, wherein a medium is disposed in the lumen, the medium having a phase velocity less than the phase velocities of any of the layers of the sheath, wherein the phase velocity of the medium is less than a phase velocity of water; andan imaging device adapted to image a region external to the sheath by emitting a plurality of acoustic energy beams, the imaging device being located within the lumen of a distal portion of the sheath, wherein the acoustic energy beams are received, and at least partially exit the sheath to the region to be imaged. 2. The imaging catheter of claim 1, wherein the sheath is cylindrical. 3. The imaging catheter of claim 1, wherein the portion of the sheath through which the acoustic energy beams are received, and at least partially exit, is spherical. 4. The imaging catheter of claim 1, wherein the plurality of energy beams are emitted from the imaging device such that the plurality of energy beams propagate in directions that are parallel to one another until being received, and at least partially exiting the sheath to the region to be imaged. 5. The imaging catheter of claim 1, wherein the imaging device is configured and arranged to transmit the plurality of acoustic energy beams directly from the imaging device to the lumen medium, and directly from the lumen medium to the sheath. 6. The imaging catheter of claim 1, wherein the medium disposed in the lumen is a liquid. 7. The imaging catheter of claim 1, wherein the medium disposed in the lumen is an alcohol. 8. The imaging catheter of claim 1, wherein the medium disposed in the lumen is ethanol. 9. An imaging device for use within a blood vessel comprising: a catheter comprising a sheath defining a lumen, the lumen filled with a medium having an associated phase velocity; andan imaging transducer assembly configured and arranged to emit a plurality of acoustic energy beams towards a region to be imaged, at least a portion of the imaging transducer assembly located in the lumen of the sheath, the sheath comprising a plurality of materials each having an associated phase velocity, wherein the plurality of materials are arranged into layers such that the phase velocity increases from an innermost layer to an outermost layer, wherein the phase velocity of the medium disposed in the lumen is less than the phase velocities of each of the layers of the sheath, wherein the phase velocity of the medium disposed in the lumen is less than a phase velocity of water, wherein the acoustic energy beams are received, and at least partially exit the sheath to the region to be image... | Scimed Life Systems, Inc. | A61B008/00
US20040242990 | A1 | 2004-12-02 | Device, system, and method for detecting vulnerable plaque in a blood vessel | 2004-04-20 | A device, system, and method for detecting vulnerable plaque in a blood vessel of a patient are disclosed. The device includes a catheter having at least one aperture, and a flexible guidewire within the aperture. The guidewire includes a coiled portion with at least one sensor for receiving information about the blood vessel and for determining presence of vulnerable plaque. The system includes a catheter and a flexible guidewire having a coiled configuration for positioning at least one sensor adjacent a blood vessel wall to allow the sensor to receive information for determining the presence of vulnerable plaque. The method includes steps for inserting a flexible guidewire into a lumen of the blood vessel; positioning a coiled guidewire with at least one sensor adjacent a blood vessel wall; receiving information about the blood vessel from the sensor and determining the presence of a vulnerable plaque based on the received information. | 1. A device for detecting a vulnerable plaque associated with a blood vessel of a patient, the device comprising: a catheter including at least one aperture formed therein; a flexible guidewire slidably carried within the aperture, the guidewire including a coiled configuration portion; and at least one sensor disposed on the coiled configuration portion of the guidewire; wherein the sensor adapted for receiving information about the blood vessel for determining presence of the vulnerable plaque. 2. The device of claim 1 wherein the information comprises electromagnetic radiation information. 3. The device of claim 1 wherein the electromagnetic radiation is selected from a group consisting of radio wave radiation, microwave radiation, infrared radiation, visible light radiation, ultraviolet radiation, x-ray radiation, alpha radiation, beta radiation, gamma radiation, and fluorescence radiation. 4. The device of claim 1 wherein the sensor is adapted to provide a low-profile shape. 5. The device of claim 1 wherein the guidewire comprises a surface material for reducing at least one of friction between the guidewire and the blood vessel and coagulation associated with the guidewire. 6. The device of claim 5 wherein the surface material is selected from a group consisting of Teflon®, Carmeda®, Hepamed®, a ceramic material, a hydrophilic material, a lubricating material, a carbon-based material, and a silicon-based material. 7. The device of claim 1 wherein the coiled configuration portion comprises a corkscrew configuration wherein the guidewire is coiled a plurality of turns around a central axis. 8. The device of claim 1 wherein the coiled configuration portion is adapted to expand radially toward a blood vessel wall. 9. The device of claim 1 further comprising a carrier coupled to the sensor for transferring the information from a diagnostic site to a site external the patient. 10. The device of claim 1 further comprising: an input device for receiving input; a processing unit in communication with the sensor and the input device, the processing unit determining presence of vulnerable plaque based on at least one of the information and the input; a controller in communication with the processing unit, the controller positioning the guidewire within the patient based on at least one of the information and the input; and an output device in communication with the processing unit, the output device for transmitting at least one of the information, the input, and the determined presence of vulnerable plaque. 11. The device of claim 1 further comprising a drug delivery element adapted for delivering therapeutic agents to the blood vessel. 12. A method for detecting a vulnerable plaque associated with a blood vessel of a patient, the method comprising: inserting a flexible guidewire into a lumen of the blood vessel; positioning a coiled configuration portion of the guidewire adjacent a wall of the blood vessel; receiving informa... | Medtronic Vascular, Inc. | A61B005/04
US20040260193 | A1 | 2004-12-23 | Cardiac impulse detector | 2004-04-23 | An apparatus and method for detecting infrasonic cardiac apical impulses of a patient including a sensor disposable in contact with skin of the patient for producing a signal responsive to a motion of the skin at an infrasonic cardiac apical impulse point of the patient. A first circuit coupled to the first sensor for generating at least one audible output in response to the first signal and indicative of the infrasonic cardiac apical impulse. | What is claimed is: 1. A flexible substrate engageable with a patient's skin for detecting infrasonic cardiac apical impulses, the flexible substrate being operable in connection with an apparatus including a light source spaced apart from and facing the substrate to transmit light thereon, an optical sensor spaced apart from and facing the substrate for receiving reflected light from the substrate and generating a signal indicative of movement of the substrate and corresponding to a subaudible motion of the contacted skin at an infrasonic cardiac apical impulse point, and a circuit coupled to the optical sensor for generating at least one of (i) an audible output and (ii) a visual output, in response to the signal and indicative of an infrasonic cardiac apical impulse, the flexible substrate comprising: (i) a flexible skin-contacting surface located on one side of the substrate that is disposable in contact with a skin surface region of a patient defining an infrasonic cardiac apical impulse point, and is movable with the contacted skin surface region in response to a subaudible motion of the contacted skin at the infrasonic cardiac apical impulse point, and (ii) a flexible reflective surface located on an opposite side of the substrate relative to the skin-contacting surface and movable with the skin-contacting surface in response to a subaudible motion of the contacted skin at the infrasonic cardiac apical impulse point for reflecting light transmitted thereon by the light source onto the optical sensor. 2. A flexible substrate as defined in claim 1, further comprising an adhesive layer defining at least a portion of the skin-contacting surface for releasably engaging the patient's skin. 3. A flexible substrate as defined in claim 2, further comprising means for at least one of grasping and handling the flexible substrate. 4. A flexible substrate as defined in claim 3, wherein said means for at least one of grasping and handling the flexible substrate is a tab operatively connected to at least one of the skin-contacting surface and the reflective surface. 5. A flexible substrate as defined in claim 1, further comprising at least one intermediate layer separating said skin-contacting surface and said reflective surface. 6. A flexible substrate as defined in claim 4, wherein said at least one intermediate layer has a tab suitable to facilitate at least one of grasping and handling of the flexible substrate. 7. A cardiac impulse detecting system comprising: at least one reflective patch; at least one sensor assembly; and a circuit assembly for detecting, audibly and/or visually representing, and/or quantifying infrasonic vibrations associated with a cardiac apical impulse. 8. The system of claim 7, wherein said reflective patch is remote from said at least one sensor assembly and/or said circuit assembly. 9. The system of claim 8, wherein said at least one sensor assembly is fixedly positioned relative to said at least one ref... |  | A61B005/02
US20040249308 | A1 | 2004-12-09 | Sampling device | 2004-03-31 | The invention relates to a method for sampling body fluid of a living being by using a sampling device, which obtains a sample that is led outside a skin or the like surface of a living being by a catheter, cannula or the like, the sample being led via a tube directly or to be conveyed to an analysing device or to be otherwise examined in order to define at least partly the contents of the body fluid. A transfer pump suctions the sample brought outside a skin or the like surface towards the analysing device through a transfer tube. The sample being of a sufficient size, a sampling passage to a catheter, cannula or the like of the target to be examined is closed with a shutter, after which at least one transport medium is led into the tube behind the sample. | 1-12. (cancelled). 13 A method of sampling body fluid of a living being using a sampling device comprising, the method comprising: drawing a sample of body fluid from a living being via a sampling passage and a transfer tube connected to a transfer pump; closing the sampling passage by inserting a closing piston into the sampling passage when the sample reaches a desired size; supplying a transport medium via a supply tube; and supplying transport medium from the supply tube into the transfer tube behind the sample after the sampling passage is closed. 14 A method as in claim 13 wherein the transport medium behind the sample is pumped to a waste reservoir by the transfer pump. 15 A method as in claim 14 further comprising supplying transport medium to the supply tube for the next sampling. 16 A method as in claim 14 further comprising: stopping flow of transport medium through the transfer tube; stopping flow of transport medium through the supply tube; and supplying infusion fluid into the sampling passage via a connection passage when the flow of transport medium through the transfer tube and the supply tube has been stopped but before the closing piston has been inserted into the sampling passage. 17 A sampling device for sampling body fluid of a living being, the sampling device comprising: a chamber having first, second, and third aperture connections, the first aperture connection being connected to means for receiving body fluid from a living being; a supply tube for supplying transport medium to the second aperture connection; a transfer tube for transferring body fluid from the third aperture connection to an analyzing device; and a closing piston which can be inserted into the first aperture connection to close the first aperture connection. 18 A sampling device as in claim 17 comprising a valve arrangement including the chamber, the valve arrangement having a first position, wherein a sample of body fluid can be supplied from the living being to the analysing device, and a second position, wherein the sample cannot be supplied from the living being to the analyzing device. 19 A sampling device as in claim 17 wherein the chamber comprises a passage connecting the second aperture connection to the third aperture connection, the closing piston being received through the chamber transversely of the passage but only partially obstructing the passage when the first aperture connection is closed. 20 A sampling device as in claim 19 wherein said passage and said closing piston are essentially cylindrical, the diameter of the passage being substantially larger than the diameter of the closing piston. 21 A sampling device as in claim 17 comprising means for supplying different transfer media to said chamber. 22 A sampling device as in claim 21 wherein the means for supplying different transport media comprise at least two lines connected to said supply tube, each said line having a respective valve for cutting off flow of ... |  | A61B005/00
US20040267100 | A1 | 2004-12-30 | System and method for monitoring or treating a health condition | 2004-07-23 | The present invention relates to a system and method for monitoring or treating a health condition. The method can include accessing a biological fluid, evaluating an analyte in the fluid, presenting a measurement parameter based on the evaluation, and/or administering a treatment based on the evaluation. The measurement parameter can prompt administering a treatment. The system can include a fluid handling device, a display and/or alert device, and/or an administration device. This abstract is provided for searching purposes only and is not meant for construing the claims. | We claim: 1. A method for treating a health condition, comprising: accessing a source of biological fluid; evaluating an analyte of the biological fluid; and administering a treatment based on the evaluation. 2. The method of claim 1, wherein accessing comprises making an opening in a tissue. 3. The method of claim 2, wherein the tissue comprises stratum corneum. 4. The method of claim 1, wherein the biological fluid comprises interstitial fluid, blood, serum, plasma, lymph, sweat, urine, or a combination thereof. 5. The method of claim 4, wherein the biological fluid comprises interstitial fluid. 6. The method of claim 1, wherein evaluating comprises detecting the analyte, quantitating the analyte, or a combination thereof. 7. The method of claim 6, wherein quantitating comprises determining an amount of analyte relative to a predetermined threshold value. 8. The method of claim 6, wherein quantitating comprises determining an absolute amount of analyte. 9. The method of claim 6, wherein detecting comprises determining that an amount of analyte is greater than a predetermined threshold value or is less than a predetermined threshold value. 10. The method of claim 1, wherein the treatment comprises administering a therapeutic agent or adjusting a behavior. 11. The method of claim 10, wherein administering the therapeutic agent comprises topical administration, oral administration, subcutaneous administration, or a combination thereof. 12. The method of claim 11, comprising topical administration. 13. The method of claim 1, wherein the analyte comprise albumin, ALP, ALT, AST, bilirubin, calcium, carbon dioxide, chloride, chlorine, creatinine, glucose, lactate, lactic acid, blood urea nitrogen, uric acid, IL-1α receptor antagonist, matrix metalloprotein-1, insulin-like growth factor-1, interleukin-1α, interleukin-2, or a combination thereof. 14. The method of claim 1, comprising continuous or discontinuous accessing and evaluating. 15. The method of claim 1, further comprising: presenting a measurement parameter. 16. The method of claim 15, wherein the measurement parameter comprises an amount of analyte relative to a predetermined threshold value, an absolute amount of analyte, a signal indicating an amount of analyte greater or less than a predetermined threshold value, or a combination thereof. 17. A method for treating a health condition, comprising: accessing a source of biological fluid; evaluating an analyte of the biological fluid; and presenting a measurement parameter based on the evaluation. 18. The method of claim 17, wherein accessing comprises making an opening in a tissue. 19. The method of claim 18, wherein the tissue comprises stratum corneum. 20. The method of claim 17, wherein the biological fluid comprises interstitial fluid, blood, serum, plasma, lymph, sweat, urine, or a combination thereof. 21. The method of claim 20, wherein the biological fluid comprises interstitial fluid. 22. ... |  | A61B005/00
US20040254501 | A1 | 2004-12-16 | Achieving a relaxed state | 2003-03-11 | A process for assisting a person to achieve a relaxed state includes providing a metabolic rate meter, determining the metabolic rate of the person at intervals using the metabolic rate meter, and providing feedback to the person, wherein the feedback is correlated with the metabolic rate of the person, so as to assist the person to achieve a relaxed state. | We claim: 1. A method for achieving a relaxed state during metabolic rate measurement, said method comprising the steps of: breathing into an indirect calorimeter for determining oxygen consumption by the user; determining the metabolic rate by the indirect calorimeter using the oxygen consumption; providing the metabolic rate from the indirect calorimeter to a feedback mechanism; and receiving feedback from the feedback mechanism by the user, correlating a relaxed state with the metabolic rate. 2. The method of claim 1, wherein the feedback correlates a difference between the metabolic rate determined for the user and a resting metabolic rate of the user. 3. The method of claim 1, wherein the feedback correlates a difference between the metabolic rate determined for the user and an initial metabolic rate determined for the user. 4. The method of claim 1, wherein the feedback is an audible signal indicating progress towards a relaxed state. 5. The method of claim 1, wherein the feedback is a visual signal indicating progress towards a relaxed state. 6. The method of claim 1, wherein the feedback is a mechanical oscillation indicating progress towards a relaxed state. 7. The method of claim 1, wherein the feedback is an aromatic signal indicating progress towards a relaxed state. 8. The method of claim 1, wherein the feedback is a synthesized speech signal indicating progress towards a relaxed state. 9. The method of claim 1, wherein the feedback is an electromagnetic radiation signal indicating progress towards a relaxed state. 10. The method of claim 1 including the step of determining if a hazardous gas is present in the environment and warning the user of the hazardous gas. 11. The method of claim 1 wherein the relaxed state is achieved when the determined metabolic rate reaches a predetermined steady state value. 12. The method of claim 1 further comprising the steps of monitoring the environment of the user over time; and correlating changes in the environment with changes in the metabolic rate of the user. 13. The method of claim 1 further including the step of monitoring an activity level for the user, and correlating activity level with changes in the metabolic rate of the user. 14. A method for achieving a relaxed state during metabolic rate measurement, said method comprising the steps of: monitoring a physiological parameter for a user; determining a metabolic rate for the user, wherein the metabolic rate is determined using a previously determined correlation between a physiological parameter for the user and a metabolic rate for the user; and providing feedback to the user correlating a relaxed state with the metabolic rate determined for the user. 15. The method of claim 14 further including the steps of: measuring a physiological parameter using a physiological monitor mounted to the user; correlating the physiological parameter with metabolic rate; and using the physiological parameter to monitor p... |  | A61B005/103 A61B005/117
US06918878 | B2 | 2005-07-19 | Methods and systems for monitoring respiration | 2003-06-13 | A method for determining respiration rate in a patient can include various parts. The respiration rate can be determined by measuring the heart's S2 split. The S2 split can be identified by observing the timing of the heart sounds. Other respiration related information, such as respiration phase and the occurrence of apnea, can be identified as well. A respiration monitor of this type may be useful for monitoring sub-acute patients, and outpatients. A sensor for the respiration monitor and an electrode for an ECG monitor may be combined into a single probe. | 1. A method comprising: obtaining heart sounds from a patient wherein the heart sounds are used to determine a duration of an S2 split; and determining respiration rate based on timing of the heart sounds and the duration of the S2 split; determining heart rate; and wherein determining respiration rate further comprises using the heart rate as a reference to identify the S2 split. 2. The method of claim 1, wherein obtaining heart sounds comprises inputting signals from an acoustic sensor positioned to detect heart sounds. 3. The method of claim 2, wherein the acoustic sensor from which signals are input is positioned at the left or right border of the sternum at about ICS-4. 4. The method of claim 2, the acoustic sensor is a piezo acoustic sensor. 5. The method of claim 1, further comprising determining heart rate based on the heart sounds. 6. The method of claim 5, further comprising determining heart rate variability based on the heart rate determination. 7. The method of claim 1, further comprising identifying a heart condition based on the heart sounds. 8. The method of claim 1, further comprising determining respiration rate using a technique not involving the use of heart sounds. 9. The method of claim 1, further comprising displaying information relating to the respiration rate. 10. The method of claim 1, further comprising transferring information relating to respiration rate across a network. 11. The method of claim 1, further comprising generating a bill based on use of a monitoring system used to determine respiration rate. 12. The method of claim 1, further comprising identifying patient conditions based on the determination of the respiration rate. 13. The method of claim 1, further comprising determining respiration rate based on changes in amplitude of the heart sounds. 14. The method of claim 1, wherein determining the respiration rate comprises identifying a pattern of a plurality of S2 split durations. 15. A method for determining respiration rate in a patient having an S2 split that depends on respiration phase, comprising: identifying a duration of an S2 split; and determining respiration rate based on the duration of the S2 split determining heart rate; and determining respiration rate further comprising using the heart rate as a reference to identify the S2 split. 16. The method of claim 15, wherein the duration of the S2 split is identified by detecting sounds caused by the closing of the aortic valve and the pulmonary valve. 17. The method of claim 15, wherein determining respiration rate comprises determining a rate based on a patient's characteristics. 18. The method of claim 15, further comprising displaying information relating to the respiration rate which has been determined. 19. The method of claim 18, wherein the information displayed includes the respiration rate. 20. The method of claim 15, further comprising generating an alarm based on durations of a plurality of S2 splits. 21. The method ... | GE Medical Systems Information Technologies, Inc. | A61B005/00
US06826424 | B1 | 2004-11-30 | Methods and apparatus for fluorescence and reflectance imaging and spectroscopy and for contemporaneous measurements of electromagnetic radiation with multiple measuring devices | 2000-12-19 | Methods and apparatus for contemporaneous measurements of electromagnetic radiation with multiple measuring devices, for producing a high diagnostic sensitivity image while achieving high diagnostic specificity with spectroscopy, for producing illumination for fluorescence/NIR reflectance imaging and white light reflectance imaging, all with the same sensors are disclosed. The method may involve selectively adjusting a gain of an imaging device in at least one wavelength band relative to a gain in at least one other band to produce an optimized image of an object, and may also involve producing a first reflectance signal in a first NIR wavelength band, and producing a second reflectance signal in a second NIR band such that an absorption coefficient ratio of oxyhemoglobin to deoxyhemoglobin in the second wavelength band differs from that in the first wavelength band, to permit the first and second reflectance signals to be used to produce a tissue oxygenation image. | What is claimed is: 1. A method of producing illuminating radiation for fluorescence and reflectance imaging, the method comprising selectively producing first and second spectral distributions of electromagnetic radiation for fluorescence/near infrared (NIR) reflectance imaging and white light reflectance imaging respectively, said first spectral distribution comprising an excitation component received from a first optical subsystem of an optical system and a NIR component received from a second optical subsystem of said optical system, said second spectral distribution comprising a white light illumination component received from said first optical subsystem. 2. The method of claim 1 wherein selectively producing comprises:a) receiving said white light illumination component and said excitation component at said first optical subsystem; b) receiving said NIR component at said second optical subsystem; c) transmitting said excitation component from said first optical subsystem and said NIR component from said second optical system in a first operational mode for fluorescence/NIR reflectance imaging; and d) transmitting said white light illumination component from said first optical subsystem while blocking said NIR component in a second operational mode for white light reflectance imaging. 3. The method of claim 2 wherein selectively producing further comprises directing radiation transmitted by said first and second optical subsystems along a common optical path. 4. The method of claim 1 further comprising:a) receiving input radiation comprising said excitation, NIR and white light illumination components; b) providing said excitation and white light illumination components to said first optical subsystem; and c) providing said NIR component to said second optical subsystem. 5. The method of claim 1 wherein producing said first spectral distribution comprises producing, as said excitation component, radiation having blue and shorter wavelengths. 6. The method of claim 1 wherein producing said first spectral distribution comprises producing, as said NIR component, radiation including wavelengths between about 750 nm and at least about 900 nm. 7. The method of claim 1 wherein producing said second spectral distribution comprises producing, as said white light illumination component, visible light. 8. The method of claim 1 wherein producing said first spectral distribution comprises:a) producing, as said excitation component, a short wavelength component sufficiently short to cause fluorescence in an object; and b) producing, as said NIR component, a long wavelength component longer than fluorescent emission wavelengths of the object. 9. The method of claim 8 wherein said producing said first spectral distribution comprises producing said first spectral distribution to have an intensity at said fluorescent emission wavelengths sufficiently below an intensity of fluorescent radiation emitted by said object in response to said short wav... |  | A61B005/05 A61B006/06
US06805674 | B2 | 2004-10-19 | Viscosity measuring apparatus and method of use | 2002-06-28 | A blood viscosity measuring system and method that monitors the rising head of a column of fluid representing a living being's blood in-vivo to determine the blood viscosity over a range of shears. The system includes a capillary tube, at least a portion of which is located within the vascular system of the being, and a riser tube, having a liquid therein coupled to the capillary tube. A sensor and associated microprocessor are provided to determine the change in the height of the liquid in the riser tube at plural points along the length of the tube from which the viscosity is calculated. | We claim: 1. A system for effecting the measurement of the viscosity of circulating blood of a living being at plural shear rates, said system comprising a column having a liquid therein, a capillary tube, a sensing device and viscosity calculation means, said liquid in said column having a top surface, said capillary tube being arranged to be inserted into the vascular system of the being for providing blood from the being to cause said liquid in said column to assume an initial level, said column being operative so that said liquid in said column is enabled to drop from said initial level to a lower level, said sensing device for monitoring the height of the liquid in the column at plural points along the column as said liquid drops in said column and for providing electrical signals indicative thereof, said calculation means being coupled to said sensing device for receiving said electrical signals to calculate the viscosity of the being's blood. 2. The system of claim 1 wherein said column is arranged so that the said liquid is enabled to drop therein under the force of gravity from said initial level. 3. The system of claim 1 wherein said sensor comprises a CCD device for monitoring the height of said liquid column. 4. The system of claim 1 wherein said liquid is not the blood of a being. 5. The system of claim 1 wherein said calculation means comprise a computer and associated software. 6. A system for effecting the measurement of the viscosity of circulating blood of a living being at plural shear rates, said system comprising a column having a liquid therein, a capillary tube, a sensing device and viscosity calculation means, said liquid in said column having a top surface, said capillary tube being arranged to be inserted into the vascular system of the being for providing blood from the being to cause said liquid in said column to assume an initial level, said column being operative so that said liquid in said column is enabled to drop from said initial level to a lower level, said sensing device for monitoring the height of the liquid in the column at plural points along the column as said liquid drops in said column and for providing electrical signals indicative thereof, said calculation means being coupled to said sensing device for receiving said electrical signals to calculate the viscosity of the being's blood; andwherein a fluid is located above said top surface of said liquid in said column, and wherein said top surface and said fluid define a machine determinable interface therebetween. 7. The system of claim 6 wherein said sensor comprises a CCD device for detecting said interface. 8. A system for effecting the measurement of the viscosity of circulating blood of a living being at plural shear rates, said system comprising a column having a liquid therein, a capillary tube, a sensing device and viscosity calculation means, said liquid in said column having a top surface, said capillary tube being arranged to be inse... | Rheologics, Inc. | A61B005/00
US06825928 | B2 | 2004-11-30 | Depth-resolved fluorescence instrument | 2002-12-18 | A fluorescence instrument illuminates the surface of tissue with light of a selected wavelength and light emanating from the tissue due to fluorescence is collected. The size of the effective illumination/collection aperture is varied to probe at various depths beneath the surface of the tissue for a fluorescence layer. Three embodiments of the instrument are described. | What is claimed is: 1. A fluorescence instrument which comprises:a light source for producing light; illumination optical fiber for conveying the light to the surface of a subject to be examined and having an end disposed to direct light at a first location on said surface; a collection optical fiber for collecting light emanating from the surface of the subject which is produced by fluorescence within the subject and beneath the surface, the optical fiber having an end disposed to receive light from a second location on said surface; and; means for changing the effective aperture of the fluorescence instrument to enable fluorescence measurements of the subject to be made at different depths beneath the surface; and in which the means for changing includes means for changing the second location by moving the collection optical fiber to different positions relative to the illumination optical fiber. 2. A fluorescence instrument which comprises:a light source for producing light; illumination optical fiber for conveying the light to the surface of a subject to be examined and having an end disposed to direct light at a first location on said surface; a collection optical fiber for collecting light emanating from the surface of the subject which is produced by fluorescence within the subject and beneath the surface, the optical fiber having an end disposed to receive light from a second location on said surface; and; means for changing the effective aperture of the fluorescence instrument to enable fluorescence measurements of the subject to be made at different depths beneath the surface; and in which the collection means includes a plurality of said collection optical fibers, each having an end disposed to receive light from a corresponding different second location on said surface; and in which the means for changing includes means for separately connecting each of said collection optical fibers to a detector. 3. A fluorescence instrument which comprises:a light source for producing light; illumination optical fiber for conveying the light to the surface of a subject to be examined and having an end disposed to direct light at a first location on said surface; a collection optical fiber for collecting light emanating from the surface of the subject which is produced by fluorescence within the subject and beneath the surface, the optical fiber having an end disposed to receive light from a second location on said surface; and; means for changing the effective aperture of the fluorescence instrument to enable fluorescence measurements of the subject to be made at different depths beneath the surface; and in which the illumination optical fiber is oriented at an angle such that the light is directed at the surface of the subject at an angle θ from a direction perpendicular to the surface. 4. The fluorescence instrument as recited in claim 3 in which the subject is tissue and the angle θ is substantially 45°. 5. A fluorescence instrument whi... | Wisconsin Alumni Research Foundation | G01N021/64 A61B005/00
US07230529 | B2 | 2007-06-12 | System, method, and computer program for interfacing an expert system to a clinical information system | 2004-02-05 | A method and computer program for interfacing an expert system to a clinical information system. Embodiments of the invention provide tight integration of the systems permitting a clinician to use the functionality provided by the expert system without specifically maintaining separate patient data. They provide a method for communication between the expert system and one or more clinical information systems. This communication permits flow of information and actions between the expert system and the clinical systems and allows maintenance of audit logs in both systems. | 1. In a system where a separate expert system is configured to communicate with a clinical system having one or more clinical modules, and notwithstanding that the separate expert system and the clinical system are configured to process data having different and otherwise incompatible data formats, a method of interfacing the separate expert system with the clinical system, the method comprising: receiving clinical data from the clinical system on at least one of an inbound data interface and a synchronous alert interface, the clinical data having a first format structured for compatible processing at the clinical system;modifying the structure of clinical data to a second different format structured for compatible processing at the separate expert system such that the clinical data can be compatibly processed at the separate expert system, wherein without the structural modification of the clinical data the separate expert system is unable to compatibly process the clinical data;storing the modified clinical data in an expert system database of the expert system in the second different format;processing the modified clinical data in the expert system to make a medical decision;generating an alert based on results of processing the modified clinical data, the alerts having the second different data format structured for compatible processing at the separate expert system;modifying the structure of generated alerts to the first format such that the generated alerts can be compatible processed at the clinical system, wherein without the structural modification of the generated alerts the clinical system is unable to compatibly process the alerts; andsending the modified generated alert to the clinical system on at least one of the synchronous alert interface and the outbound alert interface. 2. The method of claim 1, further comprising: receiving audit information on an audit action interface from the clinical system when the alert has been dismissed at the clinical system; andupdating an audit log in the expert system. 3. The method of claim 1, further comprising: receiving a request on at least one of a synchronous alert interface and an inbound application interface from the clinical system for access to the expert system;displaying the alert from the expert system at the clinical system;at the expert system, receiving an update of clinical data on at least one of a synchronous alert interface, an inbound application interface and an inbound data interface from a user at the clinical system;sending the update of clinical data to the clinical system using at least one of the synchronous alert interface and the outbound data interface. 4. The method of claim 3, further comprising updating an audit log at the expert system. 5. The method of claim 3, further comprising: at the expert system, receiving an order; andsending the order to a clinical module. 6. The method of claim 5, further comprising updating an audit log at the expert system. 7.... | Theradoc, Inc. | G08B001/08
US07277746 | B2 | 2007-10-02 | Method and apparatus for analyzing heart rate variability | 2004-03-01 | A user-friendly and statistic based heart rate variability analytical method includes the following steps of capturing an electrocardiogram signal of a person, performing analog-to-digital conversion of the electrocardiogram signal, selecting the peaks of the electrocardiogram signal, calculating the standard deviation of the heights, durations and inter-peak intervals of the peaks, removing the peaks whose heights, durations or inter-peak duration fall beyond a first predetermined standard deviation, sampling and interpolating the qualified peaks to form a consecutive peak signal, and performing spectrum analysis to the peak signal in frequency domain. | 1. A method of analyzing heart rate variability comprising the steps of: capturing an electrocardiogram signal of a person;performing an analog-to-digital conversion of said electrocardiogram signal;selecting peaks of said electrocardiogram signal;calculating a standard deviation of heights or durations of the peaks;removing the peaks having heights or durations that exceed a first predetermined standard deviation;calculating peak-to-peak intervals of said electrocardiogram signal;filtering out unqualified peak-to-peak intervals;sampling and interpolating qualified peaks and the peak-to-peak intervals so as to form consecutive peak signals; andperforming a spectrum analysis upon the consecutive peak signals in a frequency domain. 2. The method of claim 1, said first standard deviation being substantially equivalent to three standard deviations. 3. The method of claim 1, the step of filtering out comprising the steps of: calculating a standard deviation of the peak-to-peak intervals of said electrocardiogram signal; andremoving the peak-to-peak intervals that exceed a second predetermined standard deviation. 4. The method of claim 3, said second predetermined standard deviation being substantially equivalent to three standard deviations. 5. The method of claim 1, wherein each of the steps is accomplished by a button-inputted command. 6. The method of claim 1, further comprising the step of: checking to determine if the sampling data is sufficient. 7. The method of claim 1, further comprising: displaying a result of the spectrum analysis. 8. The method of claim 7, said step of displaying comprising: printing out the result. 9. The method of claim 1, the peaks being QRS waves. | - | A61B005/04
US07613510 | B2 | 2009-11-03 | Biofeedback device displaying results on a cellular phone display | 2003-12-11 | Biofeedback information is measured at a body part of a user. The information is communicated to a cellular telephone device and used to produce a display on a display screen of the cellular telephone device. | 1. A biofeedback system comprising: a cellular telephone device, including a data processor, anda user interface including a display screen;a biofeedback measuring device configured to contact the skin of a user and detect and measure a body own electrical current occurring at an acupuncture point on the user's body and to produce one or more biofeedback signals derived from the electrical current;first computer readable program code stored in a computer readable medium for controlling the biofeedback measuring device in producing the one or more biofeedback signals;second computer readable program code stored in a computer readable medium for producing a display on the display screen based on the one or more biofeedback signals; and third computer readable code stored in a computer readable medium for producing a user assistance display on the display screen identifying the acupuncture point on the user's body for measuring the body own electrical current. 2. The biofeedback system of claim 1 wherein the biofeedback measuring device is operable to communicate with the cellular telephone device. 3. The biofeedback system of claim 1 wherein the biofeedback measuring device is embedded within the cellular telephone device. 4. The biofeedback system of claim 1 wherein the third computer code produces the user assistance display user feedback for measuring the biofeedback signal and producing on the display a graphical image of measured biofeedback data. | - | A61H039/02
US07639145 | B2 | 2009-12-29 | Method and apparatus for communicating an alarm while monitoring | 2004-04-29 | Method and apparatus for displaying an alarm condition on a patient monitor. A graphical user interface can include an alarm communication device that indicates a state of a physiological parameter. The alarm communication device can include a stable region, an intermediate region, and a critical region. At least one of the intermediate region and the critical region can represent the alarm condition. The graphical user interface can also include a tolerance control that adjusts at least one of a boundary and a width of at least one of the stable region, the intermediate region, and the critical region in order to adjust the alarm condition. | 1. A graphical user interface for displaying an alarm condition on a patient monitor, the graphical user interface comprising: a chart that displays a physiological parameter of a patient;an alarm communication device separate from the chart that indicates a state of the physiological parameter displayed by the chart, the alarm communication device including at least a stable region, an intermediate region, and a critical region, at least one of the intermediate region and the critical region representing the alarm condition; anda tolerance control that adjusts at least one of a boundary and a width of at least one of the stable region, the intermediate region, and the critical region in order to adjust the alarm condition. 2. The graphical user interface of claim 1 wherein the alarm communication device includes a horizontal bar divided into at least the stable region, the intermediate region, and the critical region. 3. The graphical user interface of claim 1 wherein the alarm communication device includes an indicator representing a current data point. 4. The graphical user interface of claim 1 wherein the alarm communication device includes an indicator representing a calculated representative value for the physiological parameter. 5. The graphical user interface of claim 1 wherein an upper boundary of the stable region corresponds to at least one of an upper tracking threshold, an upper alarm limit, a lower tracking threshold, and a lower alarm limit. 6. The graphical user interface of claim 1 wherein an upper boundary of the intermediate region corresponds to at least one of an upper extremity limit and a lower extremity limit. 7. The graphical user interface of claim 1 wherein the width of the stable region is proportional to a depth between a calculated representative value and at least one of an upper tracking threshold and a lower tracking threshold. 8. The graphical user interface of claim 7 wherein the width of the stable region is proportional to the depth plus an excursion value. 9. The graphical user interface of claim 1 wherein each one of the stable region, the intermediate region, and the critical region is displayed in a different color. 10. The graphical user interface of claim 1 wherein the alarm communication device includes an indicator representing a current data point, andthe indicator has a color, the color of the indicator being at least partially dependent upon the position of the indicator with respect to at least one of the stable region, the intermediate region, and the critical region. 11. The graphical user interface of claim 1 wherein at least one of a boundary and the width of the critical region is a default setting that cannot be adjusted with the tolerance control. 12. The graphical user interface of claim 1 wherein the tolerance control can adjust an upper tracking threshold and a lower tracking threshold in order to determine at least one of the boundary and the width of at least one of the stabl... | GE Medical Systems Information Technologies, Inc. | G08B023/00 A61B005/00
US07267671 | B2 | 2007-09-11 | Surgical drain with sensors for monitoring fluid lumen | 2004-02-09 | Devices and methods of using a surgical drain, and more particularly to a surgical drain having at least one sensor for monitoring and/or recording the condition of the anatomical site or fluid emitted from the site where the surgical drain is placed. Modifications may be made to the surgical drain to improve stabilization or immobilization in the proximity of the anatomical site to be monitored. | 1. An implantable surgical drain for draining fluid from and sensing a condition of a surgical wound within a patient's body comprising: an elongated conduit having a drain lumen configured to be implanted within the surgical wound and to rest against but not penetrate the tissue within the surgical wound and a plurality of drain holes spaced along substantially the length of the drain lumen that are configured to drain fluid from the surgical wound; andat least one sensing element affixed to the elongated conduit and configured to sense a biochemical property of drained fluid within the drain lumen. 2. The surgical drain of claim 1, wherein the elongated conduit is configured to drain blood, puss, bile or intestinal contents. 3. The surgical drain of claim 1, further comprising a plurality of sensing elements configured to sense a plurality of biochemical properties. 4. The surgical drain of claim 1, wherein the biochemical property is selected from the group comprising: concentration, color, oxygenation, biochemical composition, or drug concentration. 5. The surgical drain of claim 1, further comprising a display in communication with the at least one sensing element, wherein the display is configured to depict data corresponding to the biochemical property sensed by the at least one sensing element. 6. An implantable surgical drain for draining fluid from and sensing a condition of a surgical wound within a patient's body comprising: an elongated conduit having a drain lumen configured to be implanted within the surgical wound and to rest against but not penetrate the tissue within the surgical wound and a plurality of drain holes spaced along substantially the length of the drain lumen that are configured to drain fluid from the surgical wound, the elongated conduit including a first position and a second position located within the drain lumen;a first transmitting element placed proximate to the first position, configured to deliver energy into the drain lumen; anda first sensing system placed proximate to the second position, configured to receive the delivered energy after it is modulated by a biochemical property of at least one substance within the lumen. 7. The surgical drain of claim 6, wherein the first transmitting element and first sensing system are embedded within the conduit behind material that is optically transparent. 8. The surgical drain of claim 6, wherein the first position and second position are located on substantially opposite sides of the drain lumen. 9. The surgical drain of claim 6, wherein the lumen includes a third position and a fourth position, further comprising: a second transmitting element configured to deliver energy to the lumen proximate to the third position; and a second sensing system configured to receive energy proximate to the lumen fourth position. 10. The surgical drain of claim 9, further comprising a processing system in communication with the first and second sensing systems configured... | Alfred E. Mann Institute for Biomedical Research at the University of Southern California | A61M001/00 A61B005/0205
US07353055 | B2 | 2008-04-01 | Non-invasive analysis system | 2004-06-17 | A non-invasive analysis system suitable for measuring blood glucose concentration includes a broadband set of coherent beams, with relatively low divergence angle, optical source. It further includes an optical processing system which provides a probe and a reference beam, applies the probe beam to the target to be analyzed, recombines the beams interferometrically and varies the relative phase relationships of the two beams. It further includes control and processing systems. | 1. A method for non-invasive measurement of an analyte in a target comprising: generating a first repetitive discrete coherent optical signal wherein the first repetitive discrete coherent optical signal is generated by a first mode-locked laser;applying at least part of said optical signal to the target to be analyzed, a portion of which will be scattered by the target;capturing at least part of said optical signal scattered by the target;generating a second repetitive discrete coherent optical signal wherein the second repetitive discrete coherent optical signal is a reference optical signal generated by a second mode-locked laser:combining the captured scattered optical signal with said reference optical signal;modifying the temporal coherence phase relationship between the captured scattered optical signal and said reference optical signal;detecting an interference signal between the captured scattered optical signal and said reference optical signal;analyzing the detected interference signal at multiple temporal relationships; anddetermining the analyte measurement. 2. The method of claim 1, wherein the first mode-locked laser is a mode-locked semiconductor laser. 3. The method of claim 1, wherein the first mode-locked laser is electronically pumped. 4. The method of claim 1, wherein the first mode-locked laser is optically pumped by a semiconductor laser diode. 5. The method of claim 1, wherein the first mode-locked laser is a Cr:LiSAF laser. 6. The method of claim 1, wherein at least a part of the generated optical signal is focused in the target to be analyzed by means of a lens with a long Rayleigh focus range. 7. The method of claim 6, wherein the Rayleigh range is of the order of one or more millimeters. 8. The method of claim 1, wherein part of the generated optical signal is scattered by discontinuities in the target. 9. The method of claim 8, wherein the discontinuities in the target are caused by changes of refractive index. 10. The method of claim 1, wherein the captured scattered signal is captured by the focusing lens. 11. The method of claim 1, wherein the captured scattered signal is separated from the first generated optical signal by means of a polarization separator. 12. The method of claim 1, wherein the second mode locked laser has a mode locking frequency offset from the first mode locked laser. 13. The method of claim 1, wherein the second mode locked laser has substantially the same wavelength range and substantially the same mode locking frequency as the first mode locked laser. 14. The method of claim 1, wherein the second mode locked laser has wavelength values offset from the wavelength values of the first mode locked laser by an offset that is substantially the same for all corresponding wavelengths. 15. The method of claim 1, wherein the coherence phase of the second mode locked laser is phase offset from the coherence phase of the first mode locked laser. 16. The method of claim 1, wherein the tem... | - | A61B005/00 A61B005/1455
US07228159 | B2 | 2007-06-05 | Optical sensor containing particles for in situ measurement of analytes | 2002-06-27 | The invention relates to a sensor for the in vivo measurement of an analyte, comprising a plurality of particles of suitable size such that when implanted in the body of a mammal the particles can be ingested by macrophages and transported away from the site of implantation, each particle containing the components of an assay having a readout which is an optical signal detectable transdermally by external optical means, and either each particles being contained within a biodegradable material preventing ingestion by the macrophages, or each particle being non-biodegradable. The invention relates to a process for the detection of an analyte using such a sensor, comprising implantation of the sensor into the skin of a mammal, transdermal detection of analyte using external optical means, degradation of the biodegradable material, ingestion of the particles by macrophages, and removal of the particles from the site of implantation by macrophages. | 1. A sensor for in vivo measurement of an analyte, comprising a plurality of particles having a size such that when implanted in a body of a mammal at an implantation site the particles can be ingested by macrophages and transported away from the implantation site, wherein each particle of the sensor contains the components of an assay having a readout which is an optical signal detectable transdermally by external optical means, and wherein the particles are each contained within a biodegradable material preventing ingestion by the macrophages. 2. A sensor as claimed in claim 1, wherein the particles are less than 5 μm in their largest dimension. 3. A sensor as claimed in claim 1, wherein the assay is a binding assay. 4. A sensor as claimed in claim 3, wherein the binding assay is a competitive binding assay, the components of which include an analyte binding agent and an analyte analogue. 5. A sensor as claimed in claim 4, wherein the analyte analogue is labelled with a first chromophore and the analyte binding agent is labelled with a second chromophore, an emission spectrum of the first chromophore or the second chromophore overlapping with an absorption spectrum of the second chromophore or the first chromophore respectively. 6. A sensor as claimed in claim 4, wherein the binding agent is an antibody, a Fab fragment, a lectin, a hormone receptor, a drug receptor, an aptamer or a molecularly-imprinted polymer. 7. A sensor as claimed in claim 1, wherein the optical signal is generated by fluorescence resonance energy transfer, fluorescence polarisation, fluorescence quenching, phosphorescence, luminescence enhancement, luminescence quenching, diffraction or plasmon resonance. 8. A sensor as claimed in claim 1, wherein the analyte is glucose. 9. A sensor as claimed in claim 1, wherein the optical signal is quantitatively measurable. 10. A process for the detection of an analyte using a sensor as claimed in claim 1, comprising the steps of: implanting the sensor into skin of a mammal at an implantation site, andtransdermally detecting analyte using external optical means,where implantation is followed by degradation of the biodegradable material, ingestion of the particles by macrophages, and removal of the particles from the implantation site. 11. A sensor for in vivo measurement of an analyte, comprising a plurality of particles having a size such that when implanted in a body of a mammal at an implantation site the particles can be ingested by macrophages and transported away from the implantation site, wherein each particle of the sensor contains the components of an assay having a readout which is an optical signal detectable transdermally by external optical means, and wherein the particles are each contained within a biodegradable material preventing ingestion by the macrophages, the biodegradable material being a gel. | Precisense A/S | A61B005/00
US20040260185 | A1 | 2004-12-23 | Method of cardiac risk assessment | 2004-07-12 | A method of data management for assessing a patient's autonomic balance, risk of death, and the patient's response to therapy in terms of these assessments is described. This method describes a process by which a set of “raw variables” (RV) are translated into one or more of a new variable, defined as an Mortality Prediction Index, (MPI) that quantifies the patient's cardiovascular reflex control and risk of death. The translated variables are representative of both central and peripheral chemo receptivity, baroreflexes, and peripheral ergo receptors, which, in turn, provide the measurement of sympathovagal, or autonomic, balance. The process of selection and measurement of the MPI, and thus the sympathetic and parasympathetic components of autonomic balance at rest and during dynamic, isotonic exercise and recovery is described. The invention will further define risk of death using a Kaplan-Meier Plot for certain translated variables. The method will enable physicians to collect, view, track and manage complicated data from multiple sources using simple, well-understood visualization techniques to better understand the consequences of their therapeutic actions. | What is claimed is: 1. A method of assessing therapy provided to a patient with chronic cardiovascular or cardiopulmonary disease including the step of graphically displaying individual and cumulative risk of death analysis based on selected risk factors derived from physiological measurements translated and combined mathematically into visual, virtual objects. 2. A method as in claim 1 wherein the selected risk factors are derived from measurements selected from the group consisting of dynamic, cardiopulmonary exercise testing variables and from static, biochemical/neurohumoral variables and combinations thereof. 3. A method as in claim 2 wherein the risk factors are derived from measurements that include both dynamic cardiopulmonary exercise testing variables and static biochemical/neurohumoral variables. 4. A method as in claim 2 wherein said dynamic, cardiopulmonary exercise testing variables of said physiological measurements are translated into a class of variable known as an autonomic balance index using the following steps: (a) creating a first translation of dynamic, cardiopulmonary variables by performing a linear regression analysis to yield a slope of the line of regression; (b) creating a second translation of dynamic, cardiopulmonary variables by performing a breakpoint analysis to yield a numeric value; (c) defining an object definition table containing the statistically derived values for mean, standard deviation, and normalizing value for the intermediate values obtained in steps (a) and (b) above; (d) subtracting the mean values obtained from the object definition table from the measured values obtained in steps (a) and (b) above to obtain a difference; (e) dividing the difference obtained in step (d) by the standard deviation obtained from the object definition table. 5. A method as in claim 2 wherein said static, biochemical/neurohumoral variables of said physiological measurements are translated into a class of variable known as an automatic balance index using the following steps: (a) making static measurements of one or more biochemical/neurohumoral variables (b) defining an object definition table containing the statistically derived values for mean, standard deviation, and normalizing value for the values obtained in making said static measurements; (c) subtracting the mean values obtained from the object definition table from the values of said static measurements obtained above to obtain a difference; (d) dividing the difference obtained in step (c) by the standard deviation obtained from the object definition table. 6. A method as in either of claims 4-5 wherein the autonomic balance index obtained is further translated into a mortality prediction index (MPI) that can also be represented as a visual object that can quantify and typify an individual risk factor according to additional steps of: (f) inverting the sign of the autonomic balance index previously obtained in claims 4 and 5 if a small number is... | Cortex Biophysik GmbH | A61B005/02 A61B005/00 A61B005/08
US20040220486 | A1 | 2004-11-04 | Electrical and audio anatomy-signal sensor/coupler-adapter | 2003-04-29 | A releasably interconnectible, signal-communicative interface between an anatomical signal sensor and an associated receiving coupler-adapter. Through complementary male and female interconnection structures, this interface is designed to accommodate both a mechanical, and an electrical, releasably locked cross-connection between such a sensor and a coupler-adapter. Spring-biased cam-interengaging interface components, including a cam surface on the sensor, and a pair of relatively moveable opposed clamping arms on the coupler-adapter operate, during the act of connection, to draw a sensor projection into a connected condition within a socket provided in the coupler-adapter. A springy, electrically conductive component in the adapter plays both mechanical and electrical roles in relation to operation of the interface. | We claim: 1. A releasably interconnectible connective and signal-communicative interface between a sensor for gathering anatomical, electrical and audio signals and a coupler-adapter for receiving the sensor, and for communicating such gathered signals to external structure, and where the sensor and the coupler-adapter each includes body structure, said interface comprising a socket in the body structure of the coupler-adapter, having a base, and sidewall structure extending from said base including a pair of spring-biased, selectively adjustable, opposed, relatively moveable clamping arms, first electrical conductor structure provided in said coupler-adapter and located adjacent said base, an elongate projection in the body structure of the sensor, removably receivable within said socket to create a connected condition between the sensor and the coupler-adapter, in which condition, said clamping arms, under the influence of the mentioned spring-biasing which is provided for them, releasably grip and hold said projection within said socket, said projection including an end adapted to face said socket base with the projection disposed within said socket, and second electrical conductor structure formed on said projection adjacent its said end, and adapted to establish, through contact with said first electrical conductor structure, a signal-flow electrical connection under circumstances with said projection gripped and held by said clamping arms. 2. The interface of claim 1, wherein said projection includes a long axis, and a generally cylindrical portion substantially axially symmetrically centered on said axis and having one outside diameter, said end takes the form of a region of revolution also substantially symmetrically centered on said axis and possessing another outside diameter which is greater than said one diameter, and said clamping arms are shaped, and nominally spring-biased, to define a generally cylindrical nip region having a nominal diameter which is smaller than said one diameter, with these arms being selectively adjustable, via relative separating motion between them against the associated spring-biasing influence, to enlarge said nip region to possess an enlarged diameter which is greater than said other diameter. 3. The interface of claim 2, wherein the coupler-adapter further includes, operatively mounted on its said body structure, opposed and relatively moveable, manually operable squeeze buttons that are operatively connected to said clamping arms in a manner whereby squeezing of the buttons to move them relatively toward one another produces relative motion between said clamping arms in a way that urges the arms, against spring-biasing action, to enlarge said nip region. 4. The interface of claim 2, wherein said projection end is formed with a radially outwardly facing, angled cam surface, said clamping arms are formed each with a cam-engaging surface whereby, during insertion of said projection into said socke... | Inovise Medical, Inc. | A61B005/04
US06816744 | B2 | 2004-11-09 | DEVICE AND SYSTEM FOR REMOTE FOR IN-CLINIC TRANS-ABDOMINAL/VAGINAL/CERVICAL ACQUISITION, AND DETECTION, ANALYSIS, AND COMMUNICATION OF MATERNAL UTERINE AND MATERNAL AND FETAL CARDIAC AND FETAL BRAIN ACTIVITY FROM ELECTRICAL SIGNALS | 2002-05-28 | The present invention presents a method and apparatus for recording and analyzing uterine electrical activity, or electromyography (EMG), from the surface of the abdomen, vagina, or cervix of a patient for the purpose of diagnosing contractile patterns of the uterus in pregnant and non-pregnant women, as well as for monitoring maternal and fetal ECG and fetal brain activity. The method and apparatus described include methods for the systematic detection, analysis, characterization and communication of information about electrical signals recorded from the abdominal/vaginal/cervical surface. The present invention provides data analysis techniques for analyzing the electrical data measured from the surface of a patient to characterize their uterine, abdominal, and cardiac muscle activity, as well as cardiac and brain activity of the fetus simultaneously or separately. These techniques and apparatus are appropriate for use in a clinic or through landline or wireless communication for use as a remote or home uterine/fetal monitoring system. | What is claimed is: 1. A method for characterizing uterine electrical activity, comprising:a. applying an action potential measuring multi-polar arrangement of electrodes to an abdominal, vaginal or cervical surface of a patient; b. isolating a system from the patient for analog filtering and amplifying an electrical signal as appropriate to isolate desired frequency components of said signal from background noise in said signal; c. acquiring analog electrical uterine, maternal or fetal cardiac signals, fetal brain signals, or a combination thereof transmitted through said electrodes at a sampling frequency between about 0.5 and 1 kHz for a duration of time sufficient to record at least 3 bursts of action electrical potentials from said signals; d. removing unwanted signal components through a multi-channel noise elimination scheme to generate reduced noise signals; e. storing said reduced noise signals; f. using detection algorithms to detect one or more attributes of said uterine, maternal or fetal cardiac activity, fetal brain activity, or combination thereof that are present in said acquired signals; g. analyzing at least a portion of said activity, indicating parameters from at least one burst of the action potentials within the stored signals; h. characterizing said activity from said patient based on said parameter analysis; i. determining electrically when contractions occur; j. simulating data output of a tocodynamometer or an intra-uterine pressure catheter; and k. predicting when a patient will go into labor or delivery, or a combination thereof. 2. The method of claim 1, wherein simulating data output comprises simulating when contractions occur, plotting the contractions, displaying the strength of the contractions, or combinations thereof. 3. The method of claim 1, wherein isolating the system comprises isolating electrically or optically. 4. The method of claim 1, wherein removing unwanted signal components comprises using cross-correlation, auto-correlation, adaptive filtering, matched filtering, singular value decomposition, or combinations thereof. 5. The method of claim 1, wherein removing unwanted signal components further comprises determining phase relationships and modifying or maintaining said phase relationships between various channel combinations of the multi-polar arrangement of electrodes. 6. The method of claim 1, further comprising determining at least one of the following: frequency, duration, amplitude, power density spectrum, wavelet transforms, Fourier transforms, rate of rise and fall of signals, spectral-temporal mapping, complexity, chaos, fractals, zero-crossings, randomness, non-linearity, likelihood ratios, statistical evaluations, Wigner-Ville or Heisenberg-Gabor analysis, or other joint time-frequency analysis of said uterine, maternal or fetal cardiac or fetal brain signal traces, bursts, or groups or series of action potentials, or combinations thereof. 7. The method of claim 1, further compri... | Reproductive Health Technologies, Inc. | A61B005/04
US20040260208 | A1 | 2004-12-23 | Knee laxity measurement | 2003-06-20 | A device for measuring a varus rotation angle in a knee comprises a femoral reference member configured to be positioned medially of the knee, a first arm hingedly engaged to the femoral reference member, and a first potentiometer to output an angular relationship between the femoral reference member and the first arm. The device also includes a second arm hingedly engaged to the first arm, and a second potentiometer to output an angular relationship between the first and second arms, wherein the varus rotation angle is determinable from the outputs of the first and second potentiometers. Furthermore, a joint-space opening of the knee joint may be determined using the outputs of the first and second potentiometers. | What is claimed is: 1. A device for measuring a varus rotation angle in a knee of a leg, comprising: a femoral reference member positionable in a reference position against the leg on a medial side of the knee; a first arm having a first end hingedly engaged to the femoral reference member and extending from the femoral reference member toward a tibial portion of the leg when the femoral reference member is positioned in the reference position; a second arm having a first end hingedly engaged to a second end of the first arm and extending from the first arm away from the knee when the femoral reference member is positioned in the reference position, the second member fastenable to the leg so that the second arm remains in a substantially fixed relationship with the tibial portion of the leg; a first measuring device that measures a first displacement angle of the first arm in relation to the femoral reference member, the first displacement angle measurable when a load is applied to the tibial portion of the leg; and a second measurement device that measures a second displacement angle of the second arm in relation to the first arm, the second displacement angle measurable when the load is applied to the tibial portion of the leg, wherein the varus rotation angle is determinable from the first and second displacement angles. 2. The device of claim 1, wherein the varus rotation is determinable from the first and second displacement angles while displacements of the first and second arms account for a medial-lateral translation of a tibia in the knee. 3. The device of claim 1, wherein a joint-space opening is determinable from the first and second displacement angles the first and second measurement devices. 4. The device of claim 1, wherein the combined length of the femoral reference member, the first arm, and the second arm is less than 24 inches. 5. The device of claim 4, wherein the combined length of the femoral reference member, the first arm, and the second arm is less than 18 inches. 6. The device of claim 1, wherein the femoral reference member is positionable in the reference position against the leg on a medial femoral epicondyle of the knee. 7. The device of claim 6, further comprising a contact pad on a femoral reference member positionable on the medial femoral epicondyle. 8. The device of claim 1, wherein the second arm is fastenable to the tibial portion of the leg such that the second arm is positioned medially of the leg and in a substantially fixed relationship to the tibial portion. 9. The device of claim 8, further comprising one or more attachment devices connected to the second arm, each attachment device having a strap operable to fasten the second arm to the tibial portion of the leg. 10. The device of claim 9, further comprising a partial cast positioned between each strap and the tibial portion of the leg to maintain the second reference arm in a substantially fixed relationship to the tibial portion.... |  | A61B005/11
US20040197751 | A1 | 2004-10-07 | Assessment tool and method for evaluating a person's quality of life | 2004-04-01 | The present invention provides an assessment tool and method for evaluating a person's quality of life based on a plurality of personal attributes. The assessment tool includes a list of a plurality of personal attributes determined to be significant to a person's quality of life and means for establishing a score for each of the personal attributes for a selected person. A display representing the established score for each of the personal attributes is also provided, wherein the display provides a visual representation of the selected person's quality of life with respect to the personal attributes. | What is claimed is: 1. An assessment tool for evaluating a person's quality of life based on a plurality of personal attributes, the assessment tool comprising: a list of a plurality of personal attributes determined to be significant to a person's quality of life; means for establishing a score for each of the personal attributes for a selected person; a display representing the established score for each of the personal attributes; and wherein the display provides a visual representation of the selected person's quality of life with respect to the personal attributes. 2. The assessment tool according to claim 1 further comprising means for designating the established score with a first designation if the established score is equal to or below a predetermined minimum score and a second designation if the established score is above the minimum score. 3. The assessment tool according to claim 1 wherein the list of personal attributes includes at least one of a person's belief in God, health, personal hygiene, family relationships, education, socio-economic status, political status, patriotic status, interracial relationships or tolerance, ethics, morality, social status, personal relationships, and self-defense skills. 4. The assessment tool according to claim 1 wherein the assessment tool is a self-assessment tool including wherein a user determines at least one of the plurality of personal attributes or establishes a score for each of the personal attributes. 5. The assessment tool according to claim 1 wherein the means for establishing a score for each of the personal attributes includes. a list of one or more questions related to each of the personal attributes. 6. The assessment tool according to claim 1 wherein the display includes a bar graph. 7. The assessment tool according to claim 1 wherein the display includes an abacus. 8. The assessment tool according to claim 1 further comprising a computer including a memory, a user interface, a display device and software stored on the memory, wherein the assessment tool is operable on the computer. 9. The assessment tool according to claim 1 wherein the established score for each of the personal attributes is in a range between about 0 and about 10. 10. The assessment tool according to claim 2 wherein the first and second designations include first and second colors. 11. A method of evaluating a person's quality of life based on a plurality of personal attributes, the method comprising the steps of: determining a plurality of personal attributes significant to a person's quality of life; establishing a score for each of the personal attributes for a selected person; displaying the established score for each of the personal attributes for the selected person; and wherein the method providing a visual representation of the selected person's quality of life with respect to the personal attributes. 12. The method of claim 11 further comprising a step of designating each disp... |  | A61B005/02 G09B019/00
US06815694 | B2 | 2004-11-09 | Apparatus and method for probing light absorbing agents in biological tissues | 2003-01-23 | A method and apparatus are presented for detecting an effect of interactions of electromagnetic radiation with ultrasound radiation at different locations within a region of interest in a scattering medium to thereby enable imaging of said medium. A plurality of sequences of pulses of ultrasound radiation is transmitted towards a plurality of locations, respectively, in said region of interest within an X-Y plane perpendicular to axes of propagation of the ultrasound pulses. Said region of interest is illuminated with incident electromagnetic radiation of at least one wavelength. The phases of the ultrasound radiation or the phases of the electromagnetic radiation components are appropriately controlled in order to be enable identification of the interactions between the electromagnetic and ultrasound radiation that occur at different locations along the Z-axis. Signals of the electromagnetic radiation, each being frequency modulated by a frequency of the ultrasound radiation, are detected, to thereby enabling the imaging of the region of interest. | What is claimed is: 1. A method of detecting an effect of interactions of electromagnetic radiation with ultrasound radiation pulses at different locations within a region of interest in a scattering medium to thereby enable imaging of said medium, the method comprising:(i) generating a plurality of sequences of ultrasound pulses; (ii) generating incident electromagnetic radiation of at least one wavelength; (iii) transmitting the plurality of sequences of said pulses towards a plurality of locations, respectively, in said region of interest within an X-Y plane perpendicular to axes of propagation of the ultrasound pulses, while illuminating said region of interest with the incident electromagnetic radiation, to thereby produce signals of the electromagnetic radiation, each being a frequency modulated by a frequency of the ultrasound radiation and allowing identifications of said interactions that occur at said plurality of locations in the X-Y plane and in a plurality of location along the Z-axis; (iv) detecting the modulated signals of the electromagnetic radiation and generating data indicative thereof, the analysis of said data enabling the imaging of the region of interest the method being characterized in that:each of said generated ultrasound pulses comprises at least one sinusoidal cycle and said generated electromagnetic radiation is in the form of a modulated continuous wave, the method thereby enabling control of a phase of either the ultrasound or the electromagnetic radiation to provide a phase continuity of the detected modulated signals. 2. The method according to claim 1, wherein, in step (iii), said plurality of sequences are transmitted to the different locations in the X-Y plane by scanning the X-Y plane with a single transducer. 3. The method according to claim 1, wherein, in step (iii), said plurality of sequences are transmitted to the different locations in the X-Y plane by scanning the X-Y plane with a one-dimensional array of transducers aligned along the X-axis. 4. The method according to claim 1, wherein, in step (iii), said plurality of sequences are transmitted to the different locations in the X-Y plane by means of a two-dimensional array of transducers aligned along the X- and Y-axes. 5. The method according to claim 1, wherein said sequences of pulses have different frequencies. 6. The method according to claim 3, wherein said array of transducers is a multi-frequency phase array, the method comprising electronically controlling the phases of the ultrasound pulses. 7. The method according to claim 1, comprising controlling the phase of the ultrasound radiation by timely separating pulses of different phases in the sequence of pulses, the pulses presenting different parts of a common sinusoidal signal, such that each pulse starts with the ending phase of the preceding pulse. 8. The method according to claim 1, comprising controlling the phase of the electromagnetic radiation. 9. The method according to cla... | The State of Israel Atomic Energy Commission Soreq Nuclear Research Center | A61B005/00
US06970730 | B2 | 2005-11-29 | Basket catheter with multiple location sensors | 2004-05-05 | An improved basket catheter is provided that is particularly useful for mapping the heart. The catheter comprises an elongated catheter body having proximal and distal ends and at least one lumen therethrough. A basket-shaped electrode assembly is mounted at the distal end of the catheter body. The basket assembly has proximal and distal ends and comprises a plurality of spines connected at their proximal and distal ends. Each spine comprises at least one electrode. The basket assembly has an expanded arrangement wherein the spines bow radially outwardly and a collapsed arrangement wherein the spines are arranged generally along the axis of the catheter body. The catheter further comprises a distal location sensor mounted at or near the distal end of the basket-shaped electrode assembly and a proximal location sensor mounted at or near the proximal end of the basket-shaped electrode assembly. In use, the coordinates of the distal location sensor relative to those of the proximal sensor can be determined and taken together with known information pertaining to the curvature of the spines of the basket-shaped mapping assembly to find the positions of the at least one electrode of each spine. | 1. A catheter comprising: an elongated catheter body having proximal and distal ends and at least one lumen therethrough;an electrode assembly at the distal end of the catheter body, the assembly having proximal and distal ends and comprising a plurality of spines, the spines comprising a plurality of electrodes;an expander forming a longitudinal axis of the assembly, the spines attached at their distal ends to the expander, wherein the assembly has an expanded arrangement when the expander is moved proximally along the longitudinal axis relative to the catheter body and the assembly has a collapsed arrangement when the expander is moved distally along the longitudinal axis relative to the catheter body; anda distal electrode location sensor mounted at or near the position where the distal ends of the spines are connected, and a proximal electrode location sensor mounted at or near the proximal end of the electrode assembly, whereby, in use, the coordinates of the distal electrode location sensor relative to those of the proximal electrode location sensor can be determined and taken together with known information pertaining to the curvature of the spines of the assembly to find the positions of each of the plurality of electrodes on the spines. 2. The catheter of claim 1, wherein the assembly is basket-shaped. 3. The catheter of claim 1, wherein the assembly is egg-shaped. 4. The catheter of claim 1, wherein the assembly is spherical. 5. The catheter of claim 1, wherein the spines bow radially outward when the assembly is in the expanded arrangement. 6. The catheter of claim 1, wherein each spine has a non-conductive outer surface on which one or more ring electrodes are mounted. 7. The catheter of claim 1, wherein each spine comprises an internal flexible wire and a non-conductive covering over the flexible wire on which one or more ring electrodes are mounted. 8. The catheter of claim 7, wherein the internal flexible wire of each spine comprises nitinol. 9. The catheter of claim 1, wherein the electrode assembly has at least three spines. 10. The catheter of claim 1, wherein the electrode assembly has at least five spines. 11. The catheter of claim 1, wherein the proximal electrode location sensor is mounted in the distal end of the catheter body. 12. The catheter of claim 1, wherein the proximal and distal electrode location sensors each comprise an electromagnetic location sensor. 13. The catheter of claim 1, wherein the expander has a proximal end attached to a control handle. 14. The catheter of claim 1, wherein the expander comprises a puller wire. 15. The catheter of claim 1, wherein the expander has a lumen extending therethrough. 16. The catheter of claim 1, further comprising at least one ring electrode mounted on each spine. 17. The catheter of claim 1, wherein each of the distal and proximal location sensors comprises at least one magnetic-field-responsive coil. 18. The catheter of claim 17, wherein each location se... | Biosense Webster, Inc. | A61B005/042
US06817979 | B2 | 2004-11-16 | System and method for interacting with a user's virtual physiological model via a mobile terminal | 2002-06-28 | A system and method provide for interacting with a virtual physiological model of a user with use of a mobile communication device. Physiological data associated with the user is acquired from the user. The physiological data is transmitted to the mobile communication device, preferably with use of a wireless communication protocol. The methodology further involves using the mobile communication device to communicate the physiological data to a network server. The physiological data is integrated into the virtual physiological model of the user. The user can access data and depictions of the user developed from the physiological data. | What is claimed is: 1. A method of interacting with a virtual physiological model of a user in the form of an avatar with use of a mobile communication device, comprising:acquiring physiological data associated with the user, at least some of the physiological data acquired by a sensor configured for sensing a parameter associated with the user's physiology; transmitting the physiological data to the mobile communication device; using the mobile communication device to communicate the physiological data to a network server; and integrating the physiological data into the avatar of the user. 2. The method of claim 1, wherein the at least some of the physiological data is acquired using a physiological sensing device in contact with the user. 3. The method of claim 1, wherein acquiring the physiological data comprises inputting at least some of the physiological data using the mobile communication device. 4. The method of claim 1, wherein acquiring the physiological data comprises acquiring heart rate data associated with the user. 5. The method of claim 1, wherein acquiring the physiological data comprises acquiring the user's weight. 6. The method of claim 1, wherein acquiring the physiological data comprises acquiring caloric consumption data associated with the user. 7. The method of claim 1, wherein acquiring the physiological data comprises acquiring a parameter of the user's blood. 8. The method of claim 1, wherein acquiring the physiological data comprises acquiring information concerning the user's diet. 9. The method of claim 1, wherein acquiring the physiological data comprises acquiring anatomical measurements of the user. 10. The method of claim 1, further comprising developing a plurality of physical characteristics of the user using the physiological data of the avatar. 11. The method of claim 10, wherein the plurality of physical characteristics of the user comprises one or more of muscle mass, percent body fat, anatomical dimensions, energy consumption, stress level, heart rate characteristics, and rate of recovery from an exercise regimen. 12. The method of claim 1, further comprising creating at least part of the avatar by the user. 13. The method of claim 12, wherein creating at least part of the avatar comprises defining a plurality of physical or physiological features of the user. 14. A method of interacting with a virtual physiological model of a user in the form of an avatar with use of a mobile communication device, comprising:acquiring physiological data associated with the user and transmitting the physiological data to a network server using the mobile communication device, at least some of the physiological data acquired by a sensor configured for sensing a parameter associated with the user's physiology; integrating the physiological data into the avatar of the user; generating fitness data using physiological data associated with the avatar; and communicating the fitness data to the user. 15. The me... | Nokia Corporation | A61B005/00 G09G005/00
US07551953 | B2 | 2009-06-23 | Magnetic resonance imaging needle antennas | 2003-08-12 | The invention describes a system, method, and means for an MRI transseptal needle that can be visible on an MRI, can act as an antenna and receive MRI signals from surrounding subject matter to generate high-resolution images and can enable real-time active needle tracking during MRI guided transseptal puncture procedures. | 1. An intracranial needle magnetic resonance imaging antenna system, comprising: a probe shaft having a distal end and a proximal end, the distal end of the probe shaft having a hollow needle at a distalmost end sharpened for penetrating central nervous system tissue, wherein the probe shaft is tubular and comprises an open lumen extending axially through the distalmost sharpened end, and the probe shaft further comprising a first conductor;an insulator or dielectric covering the first conductor over at least the proximal portion of the probe shaft; anda second conductor covering the insulator or dielectric;wherein the first conductor, the insulator or dielectric, and the second conductor define a magnetic resonance imaging antenna, and wherein the first conductor defines the hollow needle with the open lumen and has sufficient rigidity to penetrate the tissue. 2. The system of claim 1, wherein the antenna comprises a loopless antenna. 3. The system of claim 1, further comprising an interface electrically coupled to the first conductor and the second conductor, the interface comprising tuning, matching, and decoupling circuitry. 4. The system of claim 1, wherein the proximal end of the probe shaft comprises a connector portion electrically coupled to the first conductor and the second conductor for connecting to a magnetic resonance scanner. 5. The system of claim 1, further comprising a balun circuit. 6. The system of claim 1, further comprising an interventional member in communication with the probe shaft. 7. A method for accessing an intracranial region of interest using magnetic resonance imaging, comprising: providing an intracranial magnetic resonance imaging antenna system as set forth in claim 1;employing the sharpened distalmost end of the probe shaft to penetrate central nervous system tissue;receiving magnetic resonance imaging signals from the antenna;tracking the progress of the antenna system in response to the signals received from the antenna; anddirecting the antenna system toward the intracranial region of interest in response to the signals received from the antenna. 8. The method of claim 7, further comprising ablating central nervous system tissue at the intracranial region of interest based on positional guidance of an interventional member cooperating with the probe shaft using the directing step. 9. The system of claim 1, wherein the lumen is a center lumen defined by a tubular body that extends between the proximal and distal ends of the probe shaft. 10. The system of claim 9, further comprising an obturator sized and configured to releasably reside in the lumen and extend through the sharpened end of the probe shaft. 11. The system of claim 1, wherein the probe shaft is a Nitinol tube having sufficient rigidity to define the sharpened distal end that is configured to penetrate the tissue. 12. The system of claim 11, further comprising a metallic coating on a distal portion of the Nitinol tube and a non-conduc... | SurgiVision, Inc. | A61B005/055
US07364549 | B2 | 2008-04-29 | Pulse wave measuring apparatus | 2004-01-15 | A pulse wave measuring apparatus is disclosed which is capable of measuring the pulse wave accurately in stable fashion and which can be reduced in size and integrated for an improved convenience. The pulse wave measuring apparatus comprises a sensor unit having a plurality of semiconductor pressure sensors, a fixing stand for fixing a living organism in position, a pressure cuff for pressing the semiconductor pressure sensors against the living organism, and a press operation control unit for controlling the press operation of the pressure cuff. The press operation control unit is arranged in the fixing stand. | 1. A pulse wave measuring apparatus comprising: a fixing stand adapted for fixing a living organism in position;a sensor unit movable with respect to the fixing stand and adapted to be positioned on the living organism when the living organism is positioned on the fixing stand, the sensor unit comprising at least one pressure sensitive part and a pressure part for pressing the at least one pressure sensitive part against the living organism positioned on the fixing stand;a fastening band connecting the fixing stand and the sensor unit for fixing the living organism between the fixing stand and the sensor unit; anda pressure part control unit for controlling the pressure part, characterized in that the pressure part control unit is disposed in the fixing stand and is in contact with the living organism when the fastening band fixes the living organism between the fixing stand and the sensor unit. 2. The pulse wave measuring apparatus according to claim 1, further comprising an A/D converter for converting the analog signal output from the pressure sensitive part to a digital signal, wherein the A/D converter is arranged in the fixing stand. 3. The pulse wave measuring apparatus according to claim 2, wherein the sensor unit includes a plurality of pressure sensitive part in array,the apparatus further comprising a signal extraction unit for multiplexing by time division the signal output from the plurality of the pressure sensitive part,wherein the signal extraction unit is arranged in the sensor unit. 4. The pulse wave measuring apparatus according to claim 3, wherein the pressure part includes an expandable pressure cuff, andwherein the pressure part control unit includes an expansion part for expanding/contracting the pressure cuff by filling/discharging a fluid into/from the pressure cuff, and an expansion part control unit for controlling the operation of the expansion part. 5. The pulse wave measuring apparatus according to any one of claims 2, 3 or 4, further comprising an arithmetic operation processing unit for arithmetically processing the signal output from the A/D converter, a display unit for outputting the result of arithmetic operation obtained from the arithmetic operation processing unit and an operating unit for receiving an input from an external source, wherein the arithmetic operation processing unit, the display unit and the operating unit are arranged in the fixing stand. 6. The pulse wave measuring apparatus according to any one of claims 2, 3 or 4, further comprising an arithmetic operation processing unit for arithmetically processing the signal output from the A/D converter, a display unit for outputting the result of arithmetic operation obtained from the arithmetic operation processing unit and an operating unit for receiving an input from an external source, wherein the arithmetic operation processing unit is arranged in the fixing stand, and the display unit and the operating unit are arranged on the sensor unit.... | Omron Healthcare Co., Ltd. | A61B005/02
US07747310 | B2 | 2010-06-29 | System and method of obtaining images and spectra of intracavity structures using 3.0 Tesla magnetic resonance systems | 2003-03-13 | An MR system features an intracavity probe and associated interface device. The probe includes a shaft, a balloon at one end thereof, and a coil loop within the balloon. The loop has two drive capacitors and a tuning capacitor, all of which in series. A junction node between the drive capacitors serves as a ground for electrically balancing the loop. Diametrically opposite the node, the tuning capacitor enables the loop to resonate at the operating frequency of the MR system. The interface allows the MR system to couple the loop to a port of the MR system during a receive cycle thereof and decouple it from the port during a transmit cycle thereof. With its balloon inserted and inflated within a cavity of a patient, the probe allows the MR system to generate images and/or spectra of the region of interest using the MR signals received by the loop. | 1. An intracavity probe for use with a magnetic resonance (MR) system for obtaining images or spectra of a region of interest within a cavity of a patient, said intracavity probe comprising: (a) a coil loop for receiving MR signals from said region of interest, said coil loop having a plurality of capacitors therein, said plurality of capacitors including (i) a first drive capacitor and a second drive capacitor of approximately equal value serially connected within said coil loop and at a junction node thereof forming a virtual ground for electrically balancing and impedance matching said coil loop and (ii) a tuning capacitor serially connected within said coil loop diametrically opposite said junction node of said drive capacitors and having a value selected to resonate said coil loop at an operating frequency of said MR system; and(b) an output cable for connecting said coil loop to an interface device for said intracavity probe, said output cable at one end thereof being connected across one of said drive capacitors and at an other end thereof having a plug for connection to said interface device, said output cable having an electrical length of n(λ/2)+SL wherein n is an integer, λ is a wavelength of said operating frequency of said MR system, and SL is a supplemental length whose reactance is of a same magnitude as a reactance of one of said drive capacitors. 2. The intracavity probe of claim 1 further comprising: (a) a flexible shaft having a tip at a distal end thereof, said tip being substantially more flexible than a remainder of said flexible shaft;(b) an inner balloon connected to said distal end of said flexible shaft and enclosing said tip thereof;(c) a non-stretchable material for securing said coil loop to an anterior surface of said inner balloon; and(d) an outer balloon connected to said distal end of said shaft enclosing both said inner balloon and said coil loop secured thereto, said outer balloon for use in positioning said inner balloon within said cavity of said patient;such that said non-stretchable material affects inflation of said inner balloon within said outer balloon to enable said coil loop therein to be positioned approximate said region of interest for optimal reception of said MR signals therefrom. 3. The intracavity probe of claim 2 wherein said non-stretchable material focuses inflation of said inner balloon to force a posterior surface of said outer balloon against a wall of said cavity then forcing an anterior surface of said outer balloon against a correspondingly-shaped interior contour of said cavity thereby bringing said coil loop approximate said region of interest for optimal reception of said MR signals therefrom. 4. The intracavity probe of claim 2 wherein said outer balloon has an anterior surface for conformably fitting to a correspondingly-shaped interior contour of said cavity. 5. The intracavity probe of claim 4 wherein said outer balloon has a posterior surface, opposite said anterior surface ... | Medrad, Inc. | A61B005/055
US07428468 | B2 | 2008-09-23 | Monitoring apparatus | 2002-06-17 | To provide a monitoring device which can detect conditions of a sleeping person reliably and which is simple. A monitoring device comprising: multiple independent distance sensors 11 installed facing different positions in a monitored target area 50 to be monitored for measuring a distance to a monitored target 2, a calculating unit 22 for calculating changes over time in the outputs of the distance sensors 11, and a detection processor 23 for detecting changes in shape of the monitored target 2 based on the calculated changes over time in one or multiple distance sensor 11 among the multiple distance sensors 11. | 1. A monitoring device comprising: a distance sensor installed facing monitored target area for measuring a distance to a monitored target;a calculating unit for calculating changes over time in the output of said distance sensor; anda detection processor for detecting changes in shape of said monitored target based on the calculated change over time,wherein said detection processor determines the condition of said monitored target based on either or both of the period and amplitude of periodic changes in said detected changes in shape. 2. A monitoring device comprising: multiple independent distance sensors installed facing different positions respectively within a monitored target area for measuring a distance to a monitored target;a calculating unit for calculating changes over time in the outputs of each of the multiple distance sensors; anda detection processor for detecting changes in shape of said monitored target based on the calculated changes over time in one or multiple selected distance sensors among the multiple sensors,wherein said detection processor selects an output which showed the largest change over time within a predetermined period of time in the immediate past and detects changes in shape of said monitored target based on change over time in said output. 3. A monitoring device comprising: multiple independent distance sensors installed facing different positions respectively within a monitored target area for measuring a distance to a monitored target;a calculating unit for calculating changes over time in the outputs of each of the multiple distance sensors; anda detection processor for detecting changes in shape of said monitored target based on the calculated changes over time in one or multiple selected distance sensors among the multiple sensors,wherein said detection processor selects all of said multiple distance sensors, obtains the total of changes over time in the distances, and detects changes in shape of said monitored target based on said total. 4. A monitoring device comprising: multiple independent distance sensors installed facing different positions respectively within a monitored target area for measuring a distance to a monitored target;a calculating unit for calculating changes over time in the outputs of each of the multiple distance sensors; anda detection processor for detecting changes in shape of said monitored target based on the calculated changes over time in one or multiple selected distance sensors among the multiple sensors,wherein said detection processor calculates the frequency spectra of all the outputs from said multiple distance sensors, selects a distance sensor whose output has a frequency spectrum with a peak having a sharpness which is a predetermined value or higher and the highest among the calculated frequency spectra, and detects changes in shape of said monitored target based on changes over time in the selected distance sensor. 5. A monitoring device comprising: multiple in... | Sumitomo Osaka Cement Co., Ltd. Keio University | G06F019/00
US07198603 | B2 | 2007-04-03 | Apparatus and methods using acoustic telemetry for intrabody communications | 2003-04-14 | Systems and methods provide intrabody communication using acoustic telemetry. The system includes a first or control implant including a first acoustic transducer, and a second implant including a switch and a second acoustic transducer coupled to the switch. The second acoustic transducer receives acoustic signals from the first acoustic transducer for closing the switch to activate the second implant. The second implant may include a sensor for measuring a physiological parameter that is transmitted using acoustic signals including the physiological data to the first implant. For example, the second implant may measure pressure in the patient's heart that may be used by the first implant to control a pacemaker. Alternatively, the second implant may blood sugar concentration that may be used by the first implant to control an insulin pump. Alternatively, the first implant may store and transfer the data to an external device for monitoring the patient. | 1. A method for monitoring pressure within a cardiovascular system of a body, the method comprising: transmitting one or more acoustic signals from a control implant implanted within the body to activate a dormant implant located at a location within the cardiovascular system;measuring pressure at the location with the dormant implant;transmitting one or more acoustic signals from the dormant implant to the control implant, the one or more acoustic signals comprising pressure data measured by the dormant implant; andstoring the pressure data in memory of the control implant. 2. The method of claim 1, further comprising interrogating the control implant using an external device disposed outside the body, whereupon the control implant transmits data comprising the pressure data to the external device. 3. The method of claim 1, wherein the one or more acoustic signals transmitted by the control implant activate a plurality of dormant implants located within the cardiovascular system, whereupon each of the dormant implants measures pressure and transmits one or more acoustic signals to the control implant, the one or more acoustic signals comprising pressure data measured by each respective dormant implant. 4. The method of claim 3, wherein the control implant transmits one or more unique acoustic activation signals to each of the implants for separately activating each dormant implant. 5. The method of claim 1, wherein the dormant implant is implanted within one of the body's aorta, a renal artery, an iliac artery, a pulmonary artery, or a heart chamber. 6. The method of claim 1, wherein the control implant is implanted subdermally within the body. 7. A method for pacing a heart within a patient's body, the method comprising: transmitting one or more acoustic signals from a control implant implanted within the body to activate a dormant implant located at a location within the heart;measuring pressure at the location with the dormant implant;transmitting one or more acoustic signals from the dormant implant to the control implant, the one or more acoustic signals comprising pressure data measured by the dormant implant; andelectrically stimulating the heart based at least in part upon the pressure data measured by the dormant implant. 8. The method of claim 7, wherein the location is one of a chamber of the heart or a pulmonary artery. 9. A method for delivering insulin to a patient's body, the method comprising: transmitting one or more acoustic signals from a control implant implanted within the body to activate a dormant implant located at a location within the body;measuring blood sugar concentration at the location with the dormant implant;transmitting one or more acoustic signals from the dormant implant to the control implant, the one or more acoustic signals comprising blood sugar concentration data measured by the dormant implant; anddelivering insulin into the body based at least in part upon the blood sugar concentration measured ... | Remon Medical Technologies, Inc. | A61B005/02 A61N001/00
US07373782 | B2 | 2008-05-20 | Polarized gas accumulators and heating jackets and associated gas collection and thaw methods and polarized gas products | 2004-01-26 | Methods of collecting, thawing, and extending the useful polarized life of frozen polarized gases include heating a portion of the flow path and/or directly liquefying the frozen gas during thawing. A polarized noble gas product with an extended polarized life product is also included. Associated apparatus such as an accumulator and heating jacket for collecting, storing, and transporting polarized noble gases include a secondary flow channel which provides heat to a portion of the collection path during accumulation and during thawing. | 1. A method for producing a polarized noble gas product, comprising the steps of: polarizing the noble gas to a first polarization level;freezing the noble gas from said polarizing step in the presence of an applied magnetic field; andthawing the noble gas from said freezing step such that the noble gas product resulting from said thawing step exhibits a second polarization level at least 30% of said first polarization level. 2. A method of claim 1, further comprising the step of: collecting frozen noble gas from said freezing step within a collection reservoir, the collection reservoir comprising an interior surface of an outer tubular wall in facing opposition to the exterior surface of an inner tubular wall. 3. A method of claim 2, wherein said thawing step further comprises the step of: providing fluid to an interior surface of said inner tubular wall. 4. A method of claim 3, wherein said first tubular wall further includes an interior surface and wherein said first tubular wall defines a secondary flowpath defined between said interior surface and said exterior surface of said first tubular wall. 5. A method of claim 1, wherein said noble gas is 129Xe. | Medi-Physics, Inc. | F17C007/04 A61B005/055
US07520861 | B2 | 2009-04-21 | Method and apparatus for displaying body sounds and performing diagnosis based on body sound analysis | 2004-07-06 | A lung sound diagnostic system for use in collecting, organizing and analyzing lung sounds associated with the inspiration(s) and expiration(s) of a patient. The system includes a plurality of transducers that may be placed at various sites around the patient's chest. The microphones are coupled to signal processing circuitry and A/D converters which digitize the data and preferably provides the digital data to a computer station. A data collection and organization program, executing on the computer station, organizes and formats the data into a combination display for display or printing. The combinational display includes at least two display elements. In a first display element, the data is shown for both inspiration and expiration combined in a first time scale. In a second display element, the data for inspiration and expiration are shown individually in a second time scale that is time-expanded relative to the first time scale. The system may also include application programs for detecting and classifying abnormal sounds. The resulting information may be displayed in a variety of formats to facilitate diagnosis. Additionally, the system may include an analysis program for comparing selected criteria corresponding to the detected abnormal sounds with predefined thresholds in order to provide a likely diagnosis. | 1. A method comprising: receiving digital data corresponding to lung sounds detected during the inspiration and expiration of a patient having a chest by a plurality of transducers placed at various sites around the patient's chest; andgenerating, in response to the digital data, a display on a graphical user interface, the display having a display element in which the detected lung sounds from a plurality of transducers are plotted in a vertically stacked configuration,wherein the detected lung sounds from at least one transducer is plotted as a function of frequency over time. 2. The method of claim 1 wherein the display element may be one of a plurality of colors and the method further comprises modifying the color of the display element to reflect intensity of a detected sound at a given time and frequency. 3. The method of claim 2 wherein the sound intensity is indicated by one or more colors. 4. The method of claim 1 wherein in the plotted frequency ranges from approximately zero to 500 Hz. 5. The method of claim 1, further comprising: analyzing the data to detect one or more adventitious sounds. 6. The method of claim 5, wherein the one or more adventitious sounds are selected from the group consisting of: crackles, wheezes, and rhonchi. 7. The method of claim 1, further comprising: generating a proposed diagnosis based on the data. 8. A method comprising: receiving digital data corresponding to lung sounds detected during the inspiration and expiration of a patient having a chest by a plurality of transducers placed at various sites around the patient's chest;generating, in response to the digital data, a display on a graphical user interface, the display having a display element in which the detected lung sounds from a plurality of transducers are plotted in a vertically stacked configuration; andlocating the approximate physical coordinates of the detected sounds through the analysis of the sounds detected by the plurality of transducers. 9. The method of claim 8, wherein the approximate physical coordinates are three dimensional. 10. The method of claim 8, wherein the display is a visual display of sound locations on a body corresponding to the approximate physical coordinates. 11. A method comprising: receiving digital data corresponding to lung sounds detected during the inspiration and expiration of a patient having a chest by a plurality of transducers placed at various sites around the patient's chest;generating, in response to the digital data, a display on a graphical user interface, the display having a display element in which the detected lung sounds from a plurality of transducers are plotted in a vertically stacked configuration;inputting sound to the patient from an input device;monitoring a speed of the sound to reach a transducer; anddetermining characteristics of the patient based on the speed of sound from the input to the transducer. 12. A method comprising: receiving digital data corresponding to lung soun... | - | A61B005/00 A61B007/00
US07530955 | B2 | 2009-05-12 | Signal processing apparatus | 2004-05-04 | The present invention involves method and apparatus for analyzing measured signals that are modeled as containing primary and secondary portions. Coefficients relate the two signals according to a model defined in accordance with the present invention. In one embodiment, the present invention involves utilizing a transformation which evaluates a plurality of possible signal coefficients in order to find appropriate coefficients. Alternatively, the present invention involves using statistical functions or Fourier transform and windowing techniques to determine the coefficients relating to two measured signals. Use of this invention is described in particular detail with respect to blood oximetry measurements. | 1. A method of determining pulse rate comprising: receiving first and second intensity signals from a light-sensitive detector which detects light of at least first and second wavelengths attenuated by body tissue carrying pulsing blood;electronically determining using one or more signal processing devices of a patient monitor, at least two values corresponding to pulse rate based upon at least two different methods of processing the physiological signals; andelectronically determining using one or more signal processing devices of a patient monitor, a resulting value for pulse rate from the at least two values corresponding to pulse rate, wherein one of the different methods of processing comprises a self optimizing algorithm. 2. The method of claim 1, wherein the self optimizing algorithm comprises a least squares algorithm. 3. The method of claim 1, comprising outputting a measurement of pulse rate indicative of said resulting value of said pulse rate. 4. The method of claim 3, wherein said outputting comprises outputting to a display device said measurement of said pulse rate. 5. A method of determining pulse rate comprising: sensing physiological signals resulting from the attenuation of light of at least first and second wavelengths by body tissue carrying pulsing blood;electronically determining using one or more signal processing devices of a patient monitor, at least two values corresponding to pulse rate based upon at least two alternative methods of processing the sensed physiological signals from at least one of the first and second wavelengths; andelectronically determining using one or more signal processing devices of a patient monitor, a resulting value for pulse rate from the at least two values corresponding to pulse rate, wherein the step of determining comprises selecting at least one of the at least two values based on a determination of confidence in the accuracy of physiological signals. 6. The method of claim 5, comprising outputting a measurement of pulse rate indicative of said resulting value of said pulse rate. 7. The method of claim 6, wherein said outputting comprises outputting to a display device said measurement of said pulse rate. 8. A method of determining pulse rate comprising: sensing physiological signals resulting from the attenuation of light of at least first and second wavelengths by body tissue carrying pulsing blood;electronically determining using one or more signal processing devices of a patient monitor, at least two values corresponding to pulse rate based upon at least two alternative methods of processing the sensed physiological signals from at least one of the first and second wavelengths; andelectronically determining using one or more signal processing devices of a patient monitor, a resulting value for pulse rate from the at least two values corresponding to pulse rate, wherein determining a resulting value comprises averaging the at least two values and wherein said step of averaging ... | Masimo Corporation | A61B005/024 A61B005/1455
US07974678 | B2 | 2011-07-05 | Catheter for magnetic navigation | 2004-03-19 | A catheter for magnetic navigation in the human body, has a magnet arranged in the catheter tip in order to move a catheter to the desired position in the body by interaction with an external magnetic field, and has a number of separated electromagnets, that can be controlled independently of one another, distributed along the length of the catheter body. | 1. A catheter for magnetic navigation in a human body by interacting with an external magnetic field, said catheter comprising: an elongated catheter body terminating in a catheter tip;a magnet disposed at said catheter tip adapted to interact with said external magnetic field to move said catheter to a desired position in a human body;a plurality of separated, independently controllable electromagnets disposed along said catheter body; anda current supply connected to said plurality of electromagnets to supply respective synchronously-clocked currents thereto to cause said plurality of electromagnets with current supplied thereto to exhibit respectively different magnetic moments. 2. A catheter as claimed in claim 1 wherein said magnet at said catheter tip is a permanent magnet. 3. A catheter as claimed in claim 1 wherein said magnet at said catheter tip is an electromagnet. | Siemens Aktiengesellschaft | A61B005/05
US20040220487 | A1 | 2004-11-04 | Method and apparatus for physiological data acquisition via sound input port of computing device | 2003-10-27 | A sound input port is ubiquitously present in many types of devices including PCs, PDAs, cell phones, land line phones, and voice recorders thereafter referred to as “computing devices”. A sound port allows data input into a computing device for further computation, visualization and data transmission. Unfortunately most computing devices only allow one channel of data acquisition via the sound port. Further, the acquired data are highpass filtered. A method of extending the signal range to very low frequencies and recording a plurality of data channels via a single sound port is disclosed here. This method uses amplitude modulation of carrier frequencies to create a composite signal. The composite signal is then transmitted into the computing device either via wire or wirelessly. Demodulation occurs in the computing device. In the preferred embodiment the audio signal from an electronic stethoscope and the amplitude modulated EKG are transmitted into a computer via a single microphone port. In an alternative embodiment physiological data from multiple sensors are transmitted into a computer via a single microphone port. | We claim: 1. A method of wired or wireless physiological data acquisition via sound input port of a computing device using amplitude modulation of data with one or more carrier frequencies. 2. The computing device of claim 1 selected from a group consisting of a desktop computer, a notebook, a tablet PC, a PDA, a mobile phone, a land line phone, a tape recorder, and a digital voice recorder. 3. The computing device of claim 1 transmitting data to a secondary computing device, such as a server either via wire or wirelessly. 4. The data of claim 1 including a plurality of channels modulated by multiple carrier frequencies. 5. The carrier frequencies of claim 1 distributed over the permissible sound port frequency range in such a manner that neither frequency band overlaps with any other frequency band. 6. The carrier frequencies of claim 1 supplied by the audio output of the computing device or generated by circuitry outside of the computing device. 7. The sound input port of claim 1 wherein sound input port is a microphone port, a line port, or the wireless sound port of a computing device. 8. The wireless sound port of claim 7 wherein wireless protocol selected from a group consisting of a bluetooth protocol and a Wi-Fi protocol. 9. The bluetooth protocol of claim 8 wherein a headset profile is used to transmit data to and from the computing device. 10. The physiological data acquisition system using said amplitude modulation method of claim 1 to transmit multiple cannels of physiological data to said microphone port of said computing device. 11. The computing device of claim 1 wherein the demodulation of the composite signal by software occurs in real time. 12. The EKG Stethoscope using said amplitude modulation method of claim 1 comprised of: (a) a stethoscope, (b) an electrocardiograph, and (c) EKG electrodes, whereby a medical practitioner is enabled perform simultaneous auscultation and electrocardiography. 13. The EKG Stethoscope of claim 12 wherein the EKG is modulated by a carrier frequency and added to an audio signal resulting in a composite signal that is transmitted to the sound port of a computing device. 14. The EKG Stethoscope of claim 12 visualizing both phonocardiogram and EKG concurrently on the screen of the computing device in the stack mode or superimposed. 15. The EKG electrodes of claim 12 located on the chest piece to simplify application of said EKG Stethoscope on patients. 16. The EKG electrodes of claim 12 attached to the subject's skin connected to the said EKG Stethoscope via standard wired EKG leads. 17. The EKG Stethoscope of claim 12 having means for visualizing the EKG and audio waveform on a read-out display located on the chest piece. 18. The EKG Stethoscope of claim 12 having means to signal the operator events of the EKG cycle, whereby said event will include the QRS complex, which corresponds to the start of systole, the P-wave, which corresponds to the start of atrial dep... |  | A61B005/02
US20040199088 | A1 | 2004-10-07 | Guide wire having bending segment | 2003-12-05 | A guide wire including a continuous, unitary wire having a first segment, a second segment, and a third segment is shown and described. The third segment has a bending moment of inertia less than the bending moment of inertia of the first and second segments. The guide wire can be used to advance a medical device within a body lumen. | What is claimed: 1. A guide wire structure for insertion into an interior space defined by a wall, the guide wire comprising a continuous, unitary wire comprising a first segment, a second segment, and a third segment disposed intermediate the first and second segments, wherein the third segment has a bending moment of inertia less than a bending moment of inertia of the first segment and less than a bending moment of inertia of the second segment. 2. The guide wire structure of claim 1 wherein the third segment has a cross-sectional area less than the cross sectional areas of the first segment and the second segment. 3. The guide wire structure of claim 1 wherein at least one of the first, second, and third segments have circular cross sections. 4. The guide wire structure of claim 1 wherein at least one of the first, second and third segments have non-circular cross-sections. 5. The guide wire structure of claim 1 wherein the wire is formed of Nitinol. 6. The guide wire structure of claim 1 further comprising an indicator associated with at least one of the segments for differentiating the segments. 7. The guide wire structure of claim 7 wherein the indicator comprises a visual indicator. 8. The guide wire structure of claim 7 wherein the indicator comprises a marking associated with at least one of the segments. 9. The guide wire structure of claim 1 comprising a sleeve encircling at least one of the first and second segments. 10. The guide wire structure of claim 1 comprising a sleeve encircling each of the first and second segments. 11. The guide wire structure of claim 1 comprising a sleeve encircling the first segment and a sleeve encircling the second segment, wherein the first and second sleeves are visually distinguishable. 12. The guide wire structure of claim 1 wherein the combined length of the first segment, the second segment, and the third segment is at least about 7 feet. 13. The guide wire structure of claim 1 wherein the combined length of the first segment, the second segment, and the third segment is between about 7 feet and about 25 feet. 14. The guide wire structure of claim 1 wherein the combined length of the first segment, the second segment, and the third segment is at least about 20 feet. 15. The guide wire structure of claim 1 wherein the first segment has a length of at least about 6 feet, and a generally circular cross-section having a diameter of between about 0.011 inch to about 0.035 inch. 16. The guide wire structure of claim 15 wherein the third segment has a diameter of between about 0.005 inch and about 0.010 inch. 17. The guide wire structure of claim 1 wherein the first segment has a length of at least about 6 feet, wherein the first segment has maximum cross-sectional dimension of no more than about 0.035 inch, and wherein the third segment has a maximum cross-sectional dimension of no more than about 0.010 inch. 18. The guide wire structure of claim 1 wherein the third ... |  | A61B005/00
US20040220471 | A1 | 2004-11-04 | Method and device for transseptal facilitation using location system | 2003-04-29 | A method for performing a procedure at the fossa ovalis in the septal wall of the heart includes the steps of identifying the septal wall of the heart; identifying the fossa ovalis in the septal wall; tagging a point at the fossa ovalis; providing a sheath having a body wherein the body has a lumen extending therethrough and an open end at a distal end of the body. The body also has a position sensor at the distal end of the body wherein the position sensor generates signals indicative of a location of the distal end of the body. The sheath is navigated to the fossa ovalis at the tagged point using the position sensor. The fossa ovalis is punctured at the tagged point using a penetrating device. | What is claimed is: 1. A method for performing a procedure at a fossa ovalis in a septal wall of a heart, the method comprising the steps of: identifying the septal wall of the heart; identifying the fossa ovalis in the septal wall; tagging a point at the fossa ovalis; providing a sheath comprising a body, the body having a lumen extending therethrough and an open end at a distal end of the body, the body also having a position sensor at the distal end of the body. The position sensor generating signals indicative of a location of the distal end of the body; and navigating the sheath to the fossa ovalis at the tagged point using the position sensor. 2. The method according to claim 1, further comprising identifying the fossa ovalis using an imaging device. 3. The method according to claim 2, further comprising identifying the fossa ovalis using fluoroscopy imaging. 4. The method according to claim 2, further comprising identifying the fossa ovalis using angiography. 5. The method according to claim 2, further comprising identifying the fossa ovalis using ultrasound imaging. 6. The method according to claim 5, further comprising using transesophageal echocardiography for ultrasound imaging. 7. The method according to claim 6, further comprising using intracardiac echocardiography for ultrasound imaging. 8. The method according to claim 1, further comprising identifying the fossa ovalis using anatomical landmarks within the heart. 9. The method according to claim 1, further comprising identifying the fossa ovalis using electroanatomical mapping. 10. The method according to claim 9, further comprising tagging the point at the fossa ovalis by identifying location coordinates of the point. 11. The method according to claim 10, further comprising determining the location coordinates of the point using the position sensor. 12. The method according to claim 11, further comprising determining the location coordinates of the point by identifying position coordinates of the point. 13. The method according to claim 12, further comprising identifying orientation coordinates for the point. 14. The method according to claim 10, further comprising displaying the tagged point on an electroanatomical map. 15. The method according to claim 1, further comprising tagging the point at the fossa ovalis with a physical tag. 16. The method according to claim 15, further comprising tagging the point at the fossa ovalis using an active tag. 17. The method according to claim 15, further comprising tagging the point at the fossa ovalis using a passive tag. 18. The method according to claim 1, further comprising perforating the fossa ovalis at the tagged point. 19. The method according to claim 18, further comprising perforating the fossa ovalis at the tagged point by extending a penetrating device through the lumen and the distal end of the sheath. 20. The method according to claim 19, further comprising withdrawing the penetrating d... |  | A61B005/05
US20040249302 | A1 | 2004-12-09 | Methods and systems for processing of brain signals | 2003-06-09 | System and methods consistent with the present invention decode brain signals. The system includes a receiver for receiving an input signal representing multiple individual neuron signals, and a frequency filter for separating the multiple neuron signals from the received input neural signal. A rectifier full wave rectifies the filtered neural signal and an integrator integrates the rectified neural signal to obtain an envelope of the rectified neural signal. As a result of this processing, sample values of the neural signal envelope represent neurological activity. | What is claimed is: 1. A system for processing neural signals, comprising: a receiver for receiving an input neural signal representing multiple individual neuron signals sensed directly from a cerebral cortex; a frequency filter for separating the multiple neuron signals from the received input neural signal; a rectifier for full wave rectifying the filtered neural signal; and an integrator for integrating the rectified neural signal to obtain an envelope of the rectified neural signal, wherein sample values of the neural signal envelope represent neurological activity. 2. The system of claim 1, wherein the receiver further includes: an amplifier for amplifying the received input signal. 3. The system of claim 1, wherein the frequency filter comprises a bandpass filter. 4. The system of claim 3, wherein the bandpass filter passes frequencies between 300 Hz and 10 kHz. 5. The system of claim 1, wherein the integrator comprises a low pass filter. 6. The system of claim 1, further including a sampler to obtain the sample values, and wherein the sampler samples the integrated neural signal. 7. The system of claim 1, further including a sampler to obtain the sample values, and wherein the sampler samples the filtered neural signal such that the rectifier full-wave rectifies the sampled neural signal. 8. The system of claim 1, further including a sampler to obtain the sample values wherein the sampler samples the integrated neural signal according to a low sampling rate. 9. The system of claim 8, wherein the sampling rate is less than about 2 kHz. 10. The system of claim 1, wherein the sampler further includes: an analog-to-digital (A/D) converter for converting the neural signal into a digital signal. 11. The system of claim 10, wherein the A/D converter samples the neural signal according to a low sampling rate. 12. The system of claim 11, wherein the sampling rate is less than about 2 kHz. 13. The system of claim 1, wherein the receiver further includes: an electrode for making electrical contact with the cerebral cortex to thereby detect the input neural signal. 14. The system of claim 13, wherein the electrode is inserted into the cerebral cortex to thereby detect neural signals below a surface of the cerebral cortex. 15. The system of claim 13, wherein the electrode is part of a two-dimensional array of electrodes. 16. A method for decoding a neuron signal, comprising: receiving an input neural signal representing multiple individual neuron signals sensed directly from a cerebral cortex; filtering the received input neural signal to separate the multiple neuron signals from the received input signal; full-wave rectifying the filtered neural signal; integrating the rectified neural signal to obtain an envelope of the rectified neural signal, wherein sample values of the neural signal envelope represent neurological activity. 17. The method of claim 16, wherein the receiving further includes amplifying the re... | Cyberkinetics, Inc. | A61B005/04
US20040236194 | A1 | 2004-11-25 | Device for measuring at least a physical parameter in a cavity of the organism of a living being | 2004-04-07 | A device for measuring at least a physical parameter in a cavity of the organism of a living being and for controlling a function of an actuator implanted in the organism comprising a capsule (21) for measuring a physical parameter such as pressure. The capsule (21) contains at least a sensor (11) for measuring the specified parameter, a mechanism for processing signals from the sensor, a storage and power supply mechanism (14). The capsule (21) may also comprise a mechanism for communicating data corresponding to the signals generated by the sensor. The communication mechanism consists of a communication management device and a transducer (19) capable of transmitting ultrasonic signals to a reading equipment arranged outside the living being. | 1-20. (Canceled) 21. A device for measuring at least one physical parameter, specifically one or more of pressure and temperature, inside a cavity of a organism of a living being, and for controlling one operation of an apparatus implanted in said organism, the device comprising a capsule (21) implanted in said cavity, said capsule containing at least one sensor (11) for, at least one of, measuring said physical parameter, and for controlling an actuator implanted in said organism, a means (12) for processing the at least one sensor (11), a means (17) for communicating data corresponding to said processed signals, and a memory storage unit (13); and further comprising a reading apparatus (20) located outside the organism of said living being for interpreting and displaying said data corresponding to said signals, characterized in that the said communication means (17) comprises an ultrasonic transducer (19′ for transforming said signals into ultrasonic waves, to transform the data from the capsule (21) in a form of ultrasonic waves to said reading apparatus (20), and for transmitting the data from said reading apparatus (20) to the capsule (21) or from the capsule (21) of the reading apparatus (20) to said actuator. 22. The device according to claim 21, wherein the processing means (12) comprises at least one conditioner (15) and at least one microcontroller (16). 23. The device according to claim 21, further comprises at least one memory storage unit (13) for storing the data processed by the processing means (12) generated by the at least one sensor (11, 11′). 24. The device according to claim 23, wherein the at least one memory storage unit (13) is a non-volatile storage unit. 25. The device according to claim 21, wherein the communication means (17) are distinct from the processing means (12) and comprise a device (18) for regulating communication of the data to said external reading apparatus (20). 26. The device according to claim 21, wherein the transducer (19) is housed in the capsule (21). 27. The device according to claim 21, wherein the capsule (21) comprises a resonating zone (23) located near the transducer (19). 28. The device according to claim 21, wherein the device comprises two or more sensors (11, 11′). 29. The device according to claim 28, wherein at least one of the two or more sensors is a pressure sensor (11). 30. The device according to claim 22, wherein the at least one micro-controller (16) comprises a means for discriminating between the signals originating from the organism of the living being in which the device is implanted and artificially created signals from the outside. 31. The device according to claim 21, further comprises at least two modules (26, 28, 30), one of the modules (26) comprising said sensor (11). 32. The device according to claim 21, wherein the capsule is formed of at least two modules (26, 28, 30), one of the modules (28) comprising said transducer (19). 33. The device a... |  | A61B005/07
US20040260156 | A1 | 2004-12-23 | Chair and ancillary apparatus with medical diagnostic features in a remote health monitoring system | 2004-07-13 | A medical examination chair includes a group of sensors including electrodes in finger-tip sensors, various other types of sensors incorporated in straps for the patient in the chair and load cells supporting the chair, all of which provide data which is partially processed in the electronics mounted in the chair and then transmitted to a central station for patient diagnosis. | What is claimed is: 1. A medical examination diagnostic device comprising: a generally horizontal seat; at least four support members for the seat, said seat having a front edge and a back edge, two of said support members generally aligned with the back edge and two of said support members generally aligned with the front edge; an independent load sensor device located under each of said support members, each of said load sensors comprising an element for detecting the load independently on each of the load sensors to provide a set of four independent data signals for medical diagnosis; means for collecting and comparing the four signals thereby providing at least one of the following: a diagnostic ecg; a diagnostic respiration rate; neurological disorders; neuromuscular pathology; stroke; balance. 2. The device of claim 1 further including one or more of the following supplemental sensor elements: blood pressure sensor; pulse oximetry sensor; sound sensor; skin resistance sensor; manual grip sensor; fluid flow rate sensor; glucometer. 3. The device of claim 1 further including a processor element for providing a base reference signal for each of said load sensors; a differential amplifier to amplify the changes in signal for each of said load sensors; a high task filter to remove the DC component of each of said signals from said amplifier and a low pass filter to remove the AC component of each of said signals. 4. The device of claim 1 further including a sensor element to sense the voltage associated with each of said load sensors independently and a bandpass filter to filter out select signals. 5. The device of claim 4 further including a signal processor for processing the voltage signals from the independent load sensors to measure the differential signal between at least two pairs of load sensors. 6. The device of claim 1 further including a hand grip monitoring device including: a blotter; a tube connected to the bladder; a source of pressurized fluid for the bladder connected through the tube; a check valve for monitoring the bladder and tube filled with a volume of fluid; a pressure sensor connected to the bladder for measuring the fluid pressure in the bladder and providing a first signal representative of the absolute pressure in the bladder and a second signal representative of the change in pressure over time in the bladder; and a recorder for recording the first signal over a measured increment of time and for recording the second signal over said measured increment of time said first signal being integrated and recorded, said second signal being recorded to provide frequency and amplitude over the said increment of time. 7. The device of claim 1 further including means for historical recording of like signals to provide a record and a comparator for comparing the record with other recordings. 8. The device of claim 7 wherein the other recordings are derived from the same patient. 9. The device of claim 8 whe... | Commwell, Inc. | A61B005/00
US20040260190 | A1 | 2004-12-23 | Electrocardiograph and electrocardiograph control method | 2004-06-10 | An electrocardiograph and an electrocardiograph control method capable of recording the electrocardiographic waveform under satisfactory measurement conditions with a simple operation are disclosed. In the case where a measurement switch is depressed (MEASUREMENT SW in S10) in sleep mode, a CPU (10) starts the main power supply and sets the electrocardiograph in active mode and performs the initial operation for starting to control the various parts (S20). Further, the electrocardiograph selects a measurement program for executing the measurement function thereof, and the process before step S60 is skipped to branch to the measurement process. | What is claimed is: 1. An electrocardiograph comprising: a functional switch for designating a function; a storage device for storing a program to implement the function; and a power control device for controlling the power supply; and a control device wherein upon detection of the depression of the functional switch in power save mode, the control device controls the power control device to supply power to achieve the power mode capable of implementing the designated function, and further wherein the control device performs a control operation to execute the program stored in the storage device for implementing the designated function. 2. An electrocardiograph according to claim 1, wherein the function includes the function of measuring the electrocardiographic wave in the electrocardiograph. 3. An electrocardiograph according to claim 2, further comprising at least a pair of induction electrodes for measuring the electrocardiographic waveform of the subject by contacting the body of the subject, wherein the measurement switch making up the functional switch for designating the function of measuring the electrocardiographic waveform is arranged at a position adapted to be depressed when the induction electrodes are brought into contact with the body of the subject, and wherein once the induction electrodes are brought into contact with the body of the subject when power is off, the control device controls the power control device to supply power and performs control operation to execute the program stored in the storage device to implement the measurement function. 4. An electrocardiograph control method for controlling an electrocardiograph including a functional switch for designating a function and a storage device for storing a program to implement the function, the method comprising the following steps: a power control step for controlling the power supply; a first control step for executing the power control step to supply power until the power mode capable of implementing the function is attained, upon detection of depression of the functional switch in power save mode where at least the depression of the functional switch can be detected; and a second control step for performing control operation to execute the program stored in the storage device to implement the function corresponding to the functional switch of which the depression has been detected. |  | A61B005/0402
US20040258249 | A1 | 2004-12-23 | Method for operating a hearing aid device and hearing aid device with a microphone system in which different directional characteristics can be set | 2004-06-18 | The sound quality of a hearing aid device with a directional microphone system is to be improved. For this purpose, the microphone signals of microphone units with directivities of different orders are analyzed and divided into frequency bands. A weighting of the microphone signals that are emitted from the microphone units with directivities of different orders takes place in the individual frequency bands. The weighting takes place in particular in dependence on the signal level of the microphone signals. | What is claimed is: 1. A method for operating a hearing aid device with a microphone system, a signal processing unit and an output transducer, the microphone system comprising at least two microphone units from which microphone signals are emitted and which have directional characteristics of different orders, the method comprising: carrying out a signal analysis of at least one microphone signal for determining signal properties at specific frequencies or within specific frequency bands, thereby producing a signal analysis result; and applying a different weighting of the microphone signals that are emitted with different directional characteristics from the microphone units depending on the result of the signal analysis and a frequency of the microphone signals. 2. The method as claimed in claim 1, further comprising: dividing the microphone signals that are emitted by the microphone units into a number of frequency bands and the different weighting of the microphone signals taking place in individual frequency bands. 3. The method as claimed in claim 1, further comprising analyzing the microphone signals that are emitted by the microphone units in the individual frequency bands. 4. The method as claimed in claim 1, wherein the analysis of the at least one microphone signal comprises determining at least one of a modulation frequency, a modulation depth, a slope of an envelope, and a characteristic of the zero crossing. 5. The method as claimed in claim 1, wherein the analysis of the at least one microphone signal comprises determining a signal level. 6. The method as claimed in claim 5, further comprising increasing the weight of a microphone signal of a microphone unit with a directional characteristic of a higher order in comparison with the weight of a microphone unit with a directional characteristic of a lower order as the signal level increases. 7. The method as claimed in claim 1, wherein the applying a different weighting comprises utilizing a hearing threshold in quiet conditions of a person wearing a hearing device who is assisted by the hearing aid device. 8. The method as claimed in claim 1, wherein the applying a different weighting comprises utilizing hearing device settings, including a cross section of a ventilation opening. 9. A hearing aid device, comprising: a microphone system comprising at least two microphone units from which microphone signals are emitted and which have directional characteristics of different orders; a microphone signal splitter configured for splitting the microphone signals of the microphone units with directional characteristics of different orders into a number of frequency bands; a signal analyzer configured for carrying out a signal analysis in a case of at least one of the microphone signals; a weighting mechanism configured for a different weighting of the microphone signals in the individual frequency bands in dependence on the result of the signal analysis; a signal proce... |  | H04R029/00 A61B005/00
US06958039 | B2 | 2005-10-25 | Method and instruments for non-invasive analyte measurement | 2004-04-14 | The present invention is related to optical non-invasive methods and instruments to detect the level of analyte concentrations in the tissue of a subject. The spectra of mid-infrared radiation emitted from a subject's body are altered corresponding to the concentration of various compounds within the radiating tissue. In one aspect of the invention, an instrument measures the level of mid-infrared radiation from the subject's body surface, such as the eye, and determines a specific analyte's concentration based on said analyte's distinctive mid-infrared radiation signature. | 1. A method of determining an analyte concentration in a tissue of a subject, the subject including an eye with an occular surface and a conjunctiva surface, comprising the steps: a. detecting naturally occurring mid-infrared radiation emitted from the conjunctiva without contact with the ocular surface using a non-invasive instrument comprising a mid-infrared detector;b. comparing a radiation signature of said mid-infrared radiation to a radiation signature of mid-infrared radiation corresponding to an analyte concentration; andc. analyzing said radiation signature of said mid-infrared radiation from said subject to determine said analyte concentration in a tissue of said subject. 2. The method of claim 1, wherein said analyte is selected from the group consisting of metabolic compounds or substances, carbohydrates, sugars, glucose, proteins, peptides, amino acids, fats, fatty acids, triglycerides, polysaccharides, alcohols, ethanol, toxins, hormones, vitamins, bacteria-related substances, fungus-related substances, parasite-related substances, pharmaceutical compounds, non-pharmaceutical compounds, pro-drugs, drugs, and any precursor, metabolite, degradation product or surrogate marker. 3. The method of claim 2, wherein said analyte is glucose. 4. The method of claim 1, wherein said naturally occurring mid-infrared radiation comprises infrared radiation having wavelengths between about 2.5 microns and about 25.0 microns. 5. The method of claim 1, wherein said detecting step further comprises selecting and detecting desired wavelengths of said naturally occurring mid-infrared radiation. 6. The method of claim 1, wherein said comparing step and said analyzing step further comprise using a microprocessor. 7. A method of downloading and storing a subject's measured analyte concentration, comprising the steps of: a. measuring said analyte concentration according to the method of claim 1, using a non-invasive mid-infrared detecting instrument having a communications interface; b. connecting said instrument through said communications interface to a computer system having a computer processor, a computer program which executes in said computer processor, and an analogous communications interface; and c. downloading from said instrument to said computer system said measured analyte concentrations. | Oculir, Inc. | A61B005/00
US06826425 | B2 | 2004-11-30 | System and method for providing diagnosis and monitoring of atrial fibrillation for use in automated patient care | 2002-05-20 | An automated system and method for diagnosing and monitoring the outcomes of atrial fibrillation is described. A plurality of monitoring sets is retrieved from a database. Each of the monitoring sets include recorded measures relating to patient information recorded on a substantially continuous basis. A patient status change is determined in response to an atrial fibrillation diagnosis by comparing at least one recorded measure from each of the monitoring sets to at least one other recorded measure. Both recorded measures relate to the same type of patient information. Each patient status change is tested against an indicator threshold corresponding to the same type of patient information as the recorded measures which were compared. The indicator threshold corresponds to a quantifiable physiological measure of a pathophysiology resulting from atrial fibrillation. | What is claimed is: 1. A system for providing diagnosis and monitoring of atrial fibrillation for use in automated patient care, comprising:a comparison module receiving a diagnosis of atrial fibrillation and comparing at least one recorded physiological measure to at least one other recorded physiological measure on a substantially regular basis in response to the atrial fibrillation diagnosis to quantify a change in patient pathophysiological status for equivalent patient information; and an analysis module evaluating an absence, an onset, a progression, a regression, and a status quo of atrial fibrillation dependent upon the change in patient pathophysiological status. 2. A system according to claim 1, further comprising:a management module for managing the atrial fibrillation diagnosis by controlling at least one of ventricular rate response and normal sinus rhythm. 3. A system according to claim 1, further comprising:a database module retrieving the at least one recorded physiological measure and the at least one other recorded physiological measure from monitoring sets stored in a database. 4. A system according to claim 3, further comprising:a server system collecting the at least one recorded physiological measure and the at least one other recorded physiological measure into each monitoring set recorded on a substantially continuous basis or derived therefrom. 5. A system according to claim 4, further comprising:at least one of an implantable medical device and an external medical device recording the at least one recorded physiological measure and the at least one other recorded physiological measure. 6. A system according to claim 1, further comprising:the analysis module evaluating an absence, an onset, a progression, a regression, and a status quo of diseases other than atrial fibrillation dependent upon the change in patient pathophysiological status. 7. A system according to claim 1, further comprising:a diagnostic module comparing at least one recorded quality of life measure to at least one other recorded quality of life measure on a substantially regular basis to qualify a change in patient pathophysiological status. 8. A system according to claim 1, further comprising:a stored stickiness indicator defined for at least one physiological measure corresponding to a temporal boundary on one of patient diagnosis and treatment; a diagnostic module timing each change in patient pathophysiological status for the equivalent patient information and determining one of a revised patient diagnosis and treatment responsive to each change in patient pathophysiological status with a timing exceeding the stickiness indicator. 9. A system according to claim 1, further comprising:a diagnostic module comparing the change in patient pathophysiological status to a reference baseline comprising recorded physiological measures recorded during an initial time period. 10. A system according to claim 1, further comprising:a diagnostic... | Cardiac Intelligence Corporation | A61B005/046
US06810278 | B2 | 2004-10-26 | Method and system for creating three-dimensional images using tomosynthetic computed tomography | 2001-05-21 | A system for constructing image slices through a selected object, the system comprising an identifiable fiducial reference in a fixed position relative to the selected object, wherein the fiducial reference comprises at least two identifiable reference markers. A source of radiation is provided for irradiating the selected object and the fiducial reference to form a projected image of the selected object and the fiducial reference which is recorded by a recording medium. | What is claimed is: 1. A system for synthesizing an image of an object at a selected slice position through the selected object comprising:a. an identifiable fiducial reference located at a fixed position relative to the selected object, the fiducial reference providing constraint for a number of degrees of freedom correlated to a number of degrees of freedom of the system and comprising at least two identifiable reference markers in a fixed geometry relative to each other, the markers differing in opacity from one another, b. a source of radiation for irradiating the selected object and the fiducial reference; c. a recording medium for recording at least one projected image of the fiducial reference and a region of interest of the selected object; and d. an image synthesizer for analyzing parameters related to positions and sizes of the images detected upon said recording medium to produce image translation data, and for reconstructing a tomographic slice from the object images and the translation data; whereby the fiducial reference, the source of radiation, and the recording medium are moved arbitrarily relative to one another. 2. A system for synthesizing an image of an object at a selected slice position trough the selected object comprising:a. an identifiable fiducial reference located at a fixed position relative to the selected object, the fiducial reference providing constraint for a number of degrees of freedom correlated to a number of degrees of freedom of the system, the fiducial reference comprising a rectangular parallelepiped having at least six reference markers, each face of the parallelepiped comprising at least one reference marker, the parallelepiped comprising at least two bars disposed at intersecting edges of the parallelepiped such that the bars provide at least one additional reference marker disposed at the intersection of the barn; b. a source of radiation for irradiating the selected object and the fiducial reference; c. a recording medium for recording at least one projected image of the fiducial reference and a region of interest of the selected object; and d. an image synthesizer for analyzing parameters related to positions and sizes of the images detected upon said recording medium to produce image translation data, and for reconstructing a tomographic slice from the object images and the translation data; whereby the fiducial reference, the source of radiation, and the recording medium are moved arbitrarily relative to one another. 3. A system for synthesizing an image of an object at a selected slice position through the selected object comprising:a. an identifiable fiducial reference located at a fixed position relative to the selected object, the fiducial reference providing constraint for a number of degrees of freedom correlated to a number of degrees of freedom of the system; b. a source of radiation for irradiating the selected object and the fiducial reference, the source of radiation comprising ma... | Wake Forest University | A61B005/05
US07245962 | B2 | 2007-07-17 | System and method for determining reentrant ventricular tachycardia isthmus location and shape for catheter ablation | 2002-07-30 | A method and system for identifying and localizing a reentrant circuit isthmus in a heart of a subject during sinus rhythm is provided. The method may include (a) receiving electrogram signals from the heart during sinus rhythm via electrodes, (b) creating a map based on the electrogram signals, (c) determining, based on the map, a location of the reentrant circuit isthmus in the heart, and (d) displaying the location of the reentrant circuit isthmus. | 1. A system for identifying and localizing a reentrant circuit isthmus in a heart of a subject during sinus rhythm, comprising: (a) an interface for receiving electrogram signals from the heart during sinus rhythm via electrodes; (b) processing means for creating a map based on the received electrogram signals, and determining, based on the map, a location of the reentrant circuit isthmus in the heart; and (c) a display adapted to display the location of the reentrant circuit isthmus, wherein activation times of the received electrogram signals are arranged based on a position of the respective electrodes. 2. The system of claim 1, wherein the activation times are measured from a predetermined start time until reception of a predetermined electrogram signal. 3. The system of claim 1, wherein the map includes isochrones for identifying electrogram signals having activation times within a predetermined range. 4. The system of claim 1, wherein a center reference activation location on the map is determined by averaging an electrode coordinate position of a predetermined number of electrogram signals selected based on an activation time. 5. The system of claim 4, wherein measurement vectors originating from the center reference activation location and extending outward on the map are defined and are used to designate the electrodes located along the measurement vectors. 6. The system of claim 5, wherein the electrodes assigned to a measurement vector are chosen according to a distance from the measurement vector. 7. The system of claim 5, wherein the electrodes assigned to a measurement vector are a subset of the electrodes chosen according to a distance from the measurement vector. 8. The system of claim 5, wherein a primary axis vector having one of an activation gradient value within a predetermined range and a highest activation uniformity value within a predetermined range is selected from the measurement vectors, and the primary axis vector indicates a location of the reentrant circuit isthmus. 9. The system of claim 8, wherein the activation uniformity value is a coefficient of linear regression. 10. The system of claim 8, wherein the activation uniformity value is a coefficient of non-linear regression. 11. The system of claim 8, wherein the activation uniformity value is a variance in activation times along a selected measurement vector. 12. The system of claim 8, wherein the activation uniformity value is a measure of variability along a selected measurement vector. 13. The system of claim 8, wherein the activation gradient value is a slope of a linear regression line. 14. The system of claim 8, wherein the activation gradient value is a slope of a non-linear regression line. 15. The system of claim 8, wherein the activation gradient value is a mean absolute difference in activation times along a selected measurement vector. 16. The system of claim 8, wherein the activation gradient value is a difference along the measurement... | The Trustees of Columbia University in the City of New York | A61B005/04
US07632237 | B2 | 2009-12-15 | Guide wire and method of manufacturing the guide wire | 2004-03-18 | A guide wire includes a distal end side portion formed of a first metallic material, a proximal end side portion formed of a second metallic material higher in rigidity than the first metallic material, and an intermediate portion provided between the distal end side portion and the proximal end side portion and formed of a mixture of the first metallic material and the second metallic material. The intermediate portion includes a gradient physical property portion in which the content of the second metallic material increases from the distal end side toward the proximal end side. | 1. A guide wire comprising: a distal end side portion having a proximal end and formed of a first metallic material,a proximal end side portion having a distal end and formed of a second metallic material higher in rigidity than said first metallic material, andan intermediate portion provided between said distal end side portion and said proximal end side portion, having a proximal end and a distal end, said intermediate portion being formed of a metallic material mixture of said first metallic material and said second metallic material,wherein said intermediate portion comprises an integral gradient composition portion having a predetermined length in which a weight ratio of said first metallic material in the metallic material mixture decreases and a weight ratio of said second metallic material in the metallic material mixture increases along the length of said intermediate portion, from the distal end side portion toward the proximal end side portion,wherein said distal end of said intermediate portion is joined to a terminal end of said proximal end of said distal end side portion and said proximal end of said intermediate portion is joined to a terminal end of said distal end of said proximal end side portion such that said distal end side portion and said proximal end side portion do not overlap,said intermediate portion comprising a sintered cylindrical body formed of a powder of said first metallic material and a powder of said second metallic material. 2. The guide wire as set forth in claim 1, wherein the weight ratio of said second metallic material in the metallic material mixture in said gradient physical property portion increases stepwise from the distal end side toward the proximal end side. 3. The guide wire as set forth in claim 1, wherein the weight ratio of said second metallic material in the metallic material mixture in said gradient physical property portion increases continuously from the distal end side toward the proximal end side. 4. The guide wire as set forth in claim 1, wherein said first metallic material is a Ni—Ti based alloy. 5. The guide wire as set forth in claim 1, wherein said second metallic material is a stainless steel. 6. The guide wire as set forth in claim 1, which comprises a coil portion so provided as to cover a distal end portion thereof. 7. The guide wire as set forth in claim 6, wherein said coil is formed of a contrast material. 8. The guide wire as set forth in claim 1, wherein at least a portion of an outer surface of said guide wire is coated with a resin. 9. The guide wire as set forth in claim 1, wherein a distal end portion of said intermediate portion is formed only of said first metallic material, and a proximal end portion of said intermediate portion is formed only of said second metallic material. 10. The guide wire as set forth in claim 1, wherein said intermediate portion is joined to said distal end side portion and said proximal end side portion by welding. 11. The guid... | Terumo Kabushiki Kaisha | A61M025/00 A61M005/178
US07311665 | B2 | 2007-12-25 | Bio-information sensor monitoring system and method | 2003-05-19 | A bio-information monitoring system passively monitors a patient with a remote portable bio-information unit that takes various bio-information measurements at selected time intervals as well as at random times without patient intervention. The measurements are converted to digital signals which are transmitted from the bio-information unit to a modem when the bio-information unit is in proximity to the modem. The signals are stored in the modem and uploaded to a central monitoring network. Automatic alerts may be sent from the central monitoring network to a treatment provider. The treatment provider may also access the information through secured dedicated websites via the Internet. | 1. A system for continuous passive monitoring of bio-information of a human subject comprising: a bio-information unit adapted to be attached to the human subject, wherein said bio-information unit takes a plurality of bio-sensor readings at predetermined time intervals according to a first schedule stored in a first memory in said bio-information unit without active participation by the human subject, wherein said plurality of bio-sensor readings are stored in said first memory;a bio-information modem in communication with said bio-information unit, wherein said plurality of bio-sensor readings stored in said first memory are communicated from said bio-information unit to said bio-information modem at predetermined time intervals according to said first schedule through radio frequency signals without active participation by the human subject, wherein said plurality of bio-sensor readings are stored in a second memory in said bio-information modem;a bio-information network in communication with said bio-information modem, wherein said plurality of bio-sensor readings stored in said second memory are communicated from said bio-information modem to said bio-information network at predetermined time intervals according to a second schedule stored in said second memory through a first communication link without active participation by the human subject, and further wherein said bio-information network analyzes said plurality of bio-sensor readings to determine if an alert condition exists; anda treatment provider facility in communication with said bio-information network, wherein said bio-information network communicates an alert to said treatment provider facility through a second communication link when said alert condition exists. 2. The system according to claim 1 further comprising: a plurality of bio-information units each of which are adapted to be attached to a one of a plurality of human subjects, wherein each of said plurality of bio-information units takes a plurality of bio-sensor readings at predetermined time intervals according to a plurality of first schedules stored in a plurality of first memories in said plurality of bio-information units without active participation by said plurality of human subjects, wherein said plurality of bio-sensor readings are stored in said plurality of first memories;a plurality of bio-information modems, wherein each of said plurality of bio-information modems is paired with and in communication with a one of said plurality of bio-information units adapted to be attached to said one of a plurality of human subjects, wherein said plurality of bio-sensor readings stored in said plurality of first memories are communicated from each of said plurality of bio-information units to its paired said plurality of bio-information modems at predetermined time intervals according to said plurality of first schedules through a plurality of radio frequency signals without active participation by said plurality of h... | Alcohol Monitoring Systems, Inc. | A61B005/00
US07096060 | B2 | 2006-08-22 | Method and system for detection of heart sounds | 2003-06-27 | A method and system for automatically detecting heart sounds. The sound system receives sound data corresponding to beats of the heart. The sound system analyzes the sound data to detect the presence of a heart sound within the beats. The sound system then outputs an indication of the heart sounds that were detected. The sound system may use ECG data to identify various locations (e.g., R peak) within a beat and use those locations to assist in the detection of heart sounds. | 1. A system for detecting heart sound, comprising: a component that filters sound data into frequency bands;a component that identifies a frequency band for detection of the heart sound;a component that defines a window within each beat of the sound data where the heart sound is expected to be located for heart sounds S1, S2, S3 and S4;a component that classifies each beat based on characteristics of the filtered sound data within the defined window of the identified frequency band; anda component that indicates the presence of the heart sound based on the classification of the beats. 2. The system of claim 1 wherein the heart sound is an abnormal heart sound and the classification of each beat is based on a reference amplitude derived from a normal sound of the sound data. 3. The system of claim 1 wherein each beat is classified as invalid, not having the heart sound, possibly having the heart sound, or probably having the heart sound. 4. The system of claim 3 wherein the presence of the heart sound is indicated based on number of beats classified as possibly or probably having the heart sound relative to the number of beats not having a heart sound. 5. The system of claim 1 wherein the identification of the frequency band is based on analysis of signal-to-noise floor ratio of the filtered sound data. 6. A computer-readable medium containing instructions for controlling a computer system to detect an abnormal heart sound by a method comprising: filtering sound data into frequency bands;identifying a frequency band for detection of the heart sound;defining a window within each beat of the sound data where the heart sound is expected to be located for heart sounds S1, S2, S3 and S4;classifying each beat based on characteristics of the filtered sound data within the defined window of the identified frequency band;indicating the presence of the heart sound based on the classification of the beats;wherein, if the heart sound is an abnormal heart sound, the classification of each beat is based on a reference amplitude derived from a normal sound of the sound data. 7. The computer-readable medium of claim 6 including determining the location of the heart sound within a beat. 8. The computer-readable medium of claim 7 including displaying an indication of the location of the heart sound relative to a beat. 9. The computer-readable medium of claim 6 wherein the defining of the window uses ECG data. 10. A method for detecting a selected heart sound comprising receiving, during a selected common time interval, both ECG and heart-sound data,characterizing, by filtering, the heart-sound data for heart sounds S1, S2, S3 and S4 in different, selected frequency bands,applying, for the selected heart sound, an appropriate temporal window to the frequency band information,analyzing the band information present in the window, andusing the results of said analyzing to indicate the presence or absence of the selected heart sound. | Innovise Medical, Inc. | A61B005/0402
US07387611 | B2 | 2008-06-17 | Physical movement analyzer and physical movement analyzing method | 2004-04-06 | An acceleration information detecting unit of an acceleration detecting apparatus having an acceleration sensor with at least one axis that measures acceleration in a back and forth direction (or a right and left direction) of a walking person. Acceleration data indicating the acceleration is sent to a wireless communication control unit. The wireless communication control unit sends the acceleration data to a physical movement analyzer using a short-distance wireless communication method. On the other hand, the wireless communication control unit of the physical movement analyzer receives the acceleration data that is sent from the acceleration detecting apparatus using a short-distance wireless communication method and sends it to a walking speed detecting unit. The walking speed detecting unit estimates strides and walking period based on the received acceleration data and calculates the walking speed based on the strides and the walking period. | 1. A physical movement analyzer for analyzing a person's walking ability, the physical movement analyzer comprising: an acceleration detecting unit operable to detect an acceleration in a back and forth direction of a person's movement, the acceleration being detected for a period of time; andan acceleration analyzing unit operable to calculate a walking stride based on the detected acceleration, the acceleration analyzing unit comprising: a spectrum generating unit operable to generate a frequency spectrum based on a curve representing the detected acceleration;a maximum spectrum identifying unit operable to identify a maximum spectrum component of the generated frequency spectrum;a logarithm value calculating unit operable to calculate a common logarithm value based on a peak value of the identified maximum spectrum component; anda walking stride calculating unit operable to calculate the walking stride by applying the calculated common logarithm value to a previously defined expression. 2. The physical movement analyzer according to claim 1, wherein the acceleration analyzing unit is operable to calculate a walking period based on the detected acceleration, the physical movement analyzer further comprising: a walking ability value calculating unit operable to calculate a walking speed based on the calculated walking stride and the calculated walking period. 3. The physical movement analyzer according to claim 2, wherein: the acceleration analyzing unit is operable to detect an acceleration in a right and left direction of the person's movement, the acceleration in the right and left direction being detected for the period of time; andthe acceleration analyzing unit comprises: a zero cross-point identifying unit operable to identify zero cross-points in a curve representing the acceleration detected in the right and left direction; anda walking period calculating unit operable to calculate the walking period based on at least two identified zero cross-points. 4. The physical movement analyzer according to claim 1, wherein the acceleration analyzing unit is operable to detect an acceleration in a right and left direction of the person's movement, the acceleration in the right and left direction being detected for a period of time, and calculate a walking period based on the acceleration detected in the right and left direction, the physical movement analyzer further comprising: a walking ability value calculating unit operable to calculate a walking speed based on the calculated walking stride and the calculated walking period. 5. The physical movement analyzer according to claim 4, wherein the acceleration analyzing unit comprises: a zero cross-point identifying unit operable to identify zero cross-points in a curve representing the acceleration detected in the right and left direction; anda walking period calculating unit operable to calculate the walking period based on at least two identified zero cross-points. 6. A physical movement an... | Matsushita Electric Industrial Co., Ltd. | A61B005/103 A61B005/117 G01B005/02
US07190995 | B2 | 2007-03-13 | System and method for analysis of respiratory cycle-related EEG changes in sleep-disordered breathing | 2004-06-14 | A system and method for determining respiratory cycle-related EEG changes (RCREC) for a subject with sleep-disordered breathing are provided. The method includes receiving an EEG signal from the subject using at least one sensor, and defining at least two respiratory cycle segments within each respiratory cycle. The method further includes determining an EEG power of the EEG signal during each of the at least two respiratory cycle segments, and determining RCREC by calculating a difference between a maximum EEG segment power and a minimum EEG segment power. | 1. A method for determining respiratory cycle-related EEG changes (RCREC) for a subject, the method comprising: receiving an EEG signal from the subject using at least one EEG sensor;defining at least two respiratory cycle segments within each respiratory cycle;determining an EEG power of the EEG signal during each of the at least two respiratory cycle segments; anddetermining RCREC by calculating a difference between a maximum EEG segment power and a minimum EEG segment power. 2. The method according to claim 1, wherein determining an EEG power includes digitally filtering the EEG signal. 3. The method according to claim 2, wherein digitally filtering the EEG signal utilizes at least one 5th order Butterworth filter. 4. The method according to claim 1, wherein determining the EEG power includes taking a short-time Fourier transform of the EEG signal. 5. The method according to claim 1, wherein determining an EEG power includes determining the EEG power for one or more frequencies within at least one of a delta (approximately 1–4 Hz) frequency range, a theta (approximately 5–7 Hz) frequency range, an alpha (approximately 8–12 Hz) frequency range, a sigma (approximately 13–15 Hz) frequency range, and a beta (approximately 16–30 Hz) frequency range. 6. The method according to claim 1, further comprising normalizing the EEG power for each respiratory cycle segment by a mean EEG power during the entire respiratory cycle. 7. The method according to claim 1, further comprising averaging the EEG segment powers over a plurality of respiratory cycles. 8. The method according to claim 1, further comprising receiving a respiratory signal from the subject. 9. The method according to claim 8, wherein the respiratory signal includes at least one of a nasal airflow and an oral airflow. 10. The method according to claim 1, wherein the respiratory signal includes at least one of a chest excursion and an abdominal excursion. 11. The method according to claim 1, wherein the respiratory signal includes an intrathoracic pressure. 12. The method according to claim 1, wherein the respiratory signal includes respiratory muscle activity. 13. The method according to claim 1, wherein the at least two respiratory segments include four fixed time segments defined by maxima, minima, and midpoints of inspiratory and expiratory phases of the respiratory cycle. 14. The method according to claim 1, wherein receiving the EEG signal includes recording the signal over about the first three hours of nocturnal sleep. 15. The method according to claim 1, further comprising amplifying the EEG signal. 16. The method according to claim 1, further comprising converting the EEG signal from analog to digital format. 17. The method according to claim 1, further comprising storing EEG data in memory. 18. The method according to claim 1, further comprising displaying EEG data on a display. 19. The method according to claim 1, further comprising comparing values of RCREC before... | The Regents of the University of Michigan Altarum Institute | A61B005/00 A61B005/02
US07558623 | B2 | 2009-07-07 | Means and method for the detection of cardiac events | 2004-05-26 | Disclosed is a system for the detection of cardiac events that includes an implanted device called a cardiosaver, a physician's programmer and an external alarm system. The system is designed to provide early detection of cardiac events such as acute myocardial infarction or exercise induced myocardial ischemia caused by an increased heart rate or exertion. The system can also alert the patient with a less urgent alarm if a heart arrhythmia is detected. Using different algorithms, the cardiosaver can detect a change in the patient's electrogram that is indicative of a cardiac event within five minutes after it occurs and then automatically warn the patient that the event is occurring. To provide this warning, the system includes an internal alarm sub-system (internal alarm means) within the cardiosaver and/or an external alarm system (external alarm means) which are activated after the ST segment of the electrogram exceeds a preset threshold. | 1. A system for detecting a cardiac event in a human patient, the system including: at least two electrodes implanted in the patient for obtaining the electrical signal from the patient's heart, the electrical signal being an electrogram; an implantable device having alerting means, the implantable device designed to process the electrogram at a first time period, thereby obtaining a reference value of a heart signal parameter, and to store the reference value of the heart signal parameter, and to detect a cardiac event by processing the electrogram at a second time that is at least twelve hours after the first time, the implantable device designed to categorize detected cardiac events into at least two different levels of severity, wherein a cardiac event associated with a relatively lower level of severity is based on the value of the heart signal parameter resulting from an elevated heart rate during a second time period as compared to the reference value of the heart signal parameter when measured at the first time period. 2. The system of claim 1 further including: a remote diagnostic center designed to receive data messages and to send and receive voice telephone calls, the remote diagnostic center also designed to prioritize calls based on the level of severity of the detected cardiac event; and an external alarm transceiver having two-way data communications with the implantable device, the two-way data communications including the ability of the external alarm transceiver to receive notification of a cardiac event detected by the implantable device, the notification including the level of severity of the cardiac event, the external alarm transceiver also having the capability for data communication with the remote diagnostic center, the data communication including data messages indicating the level of severity of the detected cardiac event. 3. The system of claim 1 where there are exactly two levels of severity for detected cardiac events. 4. The system of claim 1 where one level of severity is an EMERGENCY ALARM indicating that the patient should seek immediate medical attention. 5. The system of claim 1 where one level of severity is a SEE DOCTOR ALERT indicating that the patient should schedule an appointment with a medical practitioner as soon as convenient. 6. The system of claim 1 wherein the cardiac event associated with a relatively lower level of severity is chronic ischemia. 7. The system of claim 6 wherein the heart signal parameter pertains to the ST segment. 8. The system of claim 1 wherein the cardiac event associated with a relatively higher level of severity is acute ischemia. 9. A system for detecting a cardiac event in a human patient, the system including: at least two skin surface electrodes for obtaining the electrical signal from the patient's heart, the electrical signal being an electrocardiogram; a detection device having patient alerting means, the detection device designed to detect a cardiac event by ... | Angel Medical Systems, Inc. | A61B005/0452
US07647096 | B2 | 2010-01-12 | Methods and apparatus for calculating and presenting the probabilistic functional maps of the human brain | 2002-02-18 | The present invention proposes a method for calculating, presenting, and combining probabilistic functional maps (PFMs) of the human brain representing the probability of structures existing. The method comprises three major steps: reading of data containing the coordinates of contacts, calculating the PFMs, and presenting the PFMs. The data can be read from a file in text or binary format or from a database as local or remote client. The PFM calculation comprises the following steps: forming 3D models of contacts, normalizing the contact models, voxelizing the contact models, calculating an atlas function, and calculating the PFM. The PFM can be presented alone or along with anatomical atlases. Both 3D and 2D interfaces can be used for presentation. The proposed method also includes different ways of combining the contact data and/or existing PFMs from multiple sources. This mechanism is the basis of an internet portal for stereotactic and functional neurosurgery. | 1. A computer-implemented method for obtaining and presenting a functional distribution of brain structures, the method comprising: obtaining contact data specifying the locations, within the brains of a plurality of individuals, of active electrical contacts which detect a brain structure;generating an active contact model for each of the active contacts, wherein each active contact model represents a physical shape and/or electrical properties of one of the active contacts;transforming the generated active contact models into a common space for the individuals;calculating a probability function for locating the brain structure based on the obtained contact data and the transformed active contact models, said probability function indicating the space density of the active contacts; andpresenting a representation of the calculated probability function. 2. A method according to claim 1 wherein said transforming includes normalizing the generated active contact models to transform said generated active contact models into the common space. 3. A method according to claim 2 in which the normalization is performed using a homeomorphism. 4. A method according to claim 1 wherein said calculating includes deriving an atlas function which, at every point in a three-dimensional region, is the number of active contact normalized models which are sensitive to a structure at that point. 5. A method according to claim 4 which includes deriving an analytic representation of the atlas function. 6. A method according to claim 5 in which the analytic representation is a set of ellipsoidal functions, where each has a centre at a mean of the atlas function defined on some cluster and semi-axial lengths determined by standard deviations and correlations of the atlas function defined on the cluster. 7. A method according to claim 4 further including smoothing the atlas function. 8. A method according to claim 4 further including using the atlas function to derive a value for each voxel of an array of voxels. 9. A method according to claim 1 further including calculating a respective atlas function for each voxel of an array of voxels, wherein said atlas function represents the number of active contacts which are sensitive to a brain structure located in or intersecting with that voxel, and wherein said calculating the probability function for locating the brain structure is based on the atlas function. 10. A method according to claim 9 in which the atlas function for each respective voxel is compensated based on a numerical factor which indicates a proportion of the corresponding voxel which is within the models of the active contacts. 11. A method according to claim 9 in which the voxels are not cubic. 12. A method according claim 1 in which the contact data is obtained from a pre-generated data file. 13. A method according to claim 1 in which the obtained data is represented as a hierarchical tree structure with levels corresponding to (i) brain structur... | Kent Ridge Digital Labs | A61B005/0476 A61B005/05 G06K009/00
US20040260196 | A1 | 2004-12-23 | Method and apparatus for measuring local body fat by using bioelectrical impedance technology | 2003-06-18 | A method and apparatus for measuring local body fat using the bioelectrical impedance analysis where a flat bottom plane of the impedance-measuring apparatus has four electrodes to connect to a pre-selected segment of the body to measure the body fat content, which allows all four electrodes on the bottom plane to be connected to the human body at the same time. When the impedance-measuring apparatus is connected to the person tested, a weak current is sent through the current electrodes and the body tissue. Since the resistance characteristics of body fat mass and fat free mass is quite different, the resistance values measured from segments of the body can provide useful information for computation of the proportion of fat free mass and body fat mass in the body. | What is claimed is: 1. A method for measuring local body fat using the bioelectrical impedance analysis, comprising the steps of: placing tetrapolar electrodes over a body tissue to be measured; sending a small current through the body tissue; measuring the voltage across the body tissue; and computing the fat content of the local body tissue as a function of the measured voltage, wherein by changing the position of the body tissue to be measured, more than one fat content reading of an entire body are obtained. 2. The method as claimed in claim 1, wherein the effective measuring area of the local body tissue is in a range from 1.5 cm diameter to 10 cm diameter. 3. The method as claimed in claim 1, wherein the tetrapolar electrodes comprises two current electrodes and two voltage electrodes. 4. The method as claimed in claim 3, wherein the two current electrodes and two voltage electrodes are disposed crosswise, such that the first electrode pair is composed of a current electrode and a voltage electrode and the second electrode pair likewise but in alternate positions. 5. The method as claimed in claim 1, wherein for computation of global impedance at least two resistance values have to be taken from different segments of the body in order to estimate the fat content in the upper part of the body or the whole body. 6. An apparatus for measuring local body fat using the bioelectrical impedance analysis, comprising a main body which is the impedance-measuring instrument, multiple current electrodes and voltage electrodes fixed on the bottom plane, and a readout display and multiple function keys on the front panel of the main body. 7. The apparatus as claimed in claim 6, wherein the first electrode pair and the second electrode pair are fixed on opposite ends of the bottom plane, such that each has a current electrode and a voltage electrode paired up, and the two voltage electrodes and the two current electrodes are in crosswise arrangement, making like kind electrodes lined up on the diagonal lines of a quadrangle. |  | A61B005/05
US20040236248 | A1 | 2004-11-25 | Transdermal perfusion of fluids | 2004-06-15 | A housing is secured to an area of skin to allow suction to be applied to a local area of skin through an aperture. After formation of a suction blister, a blade is actuated to sever a suction cup thereby detaching the means for creating suction at the aperture and at the same time removing the roof of the suction blister to expose an area of dermis from which the skin's epidermis has been removed. ;A rotatable portion of the apparatus is then moved into a position in which a port communicates with a compartment within the rotatable portion. The compartment may contain a reservoir of fluid substance to be transdermally absorbed or may contain means for taking a sample of exudate produced at the exposed dermis. A modified apparatus has means for applying suction to the exposed dermis to enhance the rate at which exudate is formed and for handling a sample of exudate for analysis. Transdermal delivery and sampling are thereby achieved non-invasively and without the impediment of the skin's epidermis. | 1. A method of transdermally sampling body fluid from the human or animal body comprising the steps of: removing an epithelial layer from a portion of skin at a skin site so as to leave the underlying dermis intact; securing an enclosure defining a sampling chamber to the body such that a contact surface of the enclosure is maintained in sealing contact with an area of skin peripheral to the skin site; operating a suction means connected to the enclosure to apply suction within the sampling chamber during a period in which transdermally exuded body fluid is collected in the sampling chamber; discontinuing the application of suction, and sampling fluid from the sampling chamber via an openable closure of the enclosure. |  | A61B005/00
US20040220465 | A1 | 2004-11-04 | Multi-sensor breast tumor detection | 2003-12-31 | X-ray mammography has been the standard for breast cancer screening for three decades, but offers poor statistical reliability; it also requires a radiologist for interpretation, employs ionizing radiation, and is expensive. The combination of multiple independent tests, performed effectively at the same time and co-registered, can produce substantially more reliable detection performance than that of the individual tests. The multi-sensor approach offers greatly improved reliability for detection of early breast tumors, with few false positives, and also can be designed to support machine decision, thus enabling screening by general practitioners and clinicians; it avoids ionizing radiation, and can ultimately be relatively inexpensive. | What is claimed is: 1. A method of detecting the presence of malignant tissue within a region of interest within a living body, wherein the malignant tissue is characterized by one or more physical manifestations differentiating it from normal tissue, comprising: acquiring spatial data with respect to the region of interest using at least three separate probing methods, each probing method being of the type that senses the presence of malignant tissue within the region of interest by sensing at the presence of a physical manifestation associated with the malignant tissue; and co-registering the acquired spatial data from all of the probing methods so as to improve the receiver operating characteristics of detection performance. 2. A method of claim 1, wherein at least one of the probing methods is ultrasonic, and acquiring spatial data includes receiving backscattered signals from the tissue. 3. A method of claim 1, wherein at least one of the probing methods is ultrasonic, and acquiring spatial data includes receiving transmitted signals through the tissue in the region of interest. 4. A method of claim 1, wherein at least one of the probing methods is ultrasonic, and acquiring spatial data includes receiving backscattered and transmitted signals through the tissue in the region of interest. 5. A method of claim 1, wherein acquiring spatial data with respect to the region of interest includes compounding so as to acquire independent samples of an image point so as to reduce speckle. 6. A method of claim 5, wherein compounding includes obtaining the independent samples of an image point by respectively using different ultrasonic carrier frequencies. 7. A method of claim 5, wherein compounding includes obtaining the independent samples of an image point by respectively using different angular aspects. 8. A method of claim 5, wherein compounding includes obtaining the independent samples of an image point by respectively using different ultrasonic carrier frequencies and different angular aspects. 9. A method of claim 1, further including interpreting the co-registered data. 10. A method of claim 9, wherein interpreting the co-registered data includes automatically detecting data indicating the presence of malignant tissue within the region of interest. 11. A method of claim 9, wherein interpreting the co-registered data includes generating the co-registered data as image data. 12. A method of claim 11, wherein the data acquired by each modality is represented by a different color so that tissue within the region of interest is represented by a pseudo color representation. 13. A method of claim 1, wherein acquiring spatial data includes using a hand-held instrument positioned so as to be stationary relative to the region of interest during the acquisition of such spatial data. 14. A method of claim 1, wherein acquiring spatial data includes compressing the tissue within the region of interest. 15. A method of claim 1,... |  | A61B005/05 A61B008/00 A61B006/00
US06833401 | B1 | 2004-12-21 | Method for producing an aqueous dispersion of particles that are made up of polymers and inorganic solid matter which consists of fine particles | 2002-03-29 | A process for preparing an aqueous dispersion of particles composed of addition polymer and finely divided inorganic solid (composite particles), in which process a mixture of ethylenically unsaturated monomers is dispersely distributed in aqueous medium and is polymerized by the method of free-radical aqueous emulsion polymerization by means of at least one free-radical polymerization initiator in the presence of at least one dispersely distributed, finely divided inorganic solid and at least one dispersant. | We claim: 1. A process for preparing an aqueous dispersion of composite particles composed of addition polymer and finely divided inorganic solid, comprising:polymerizing a mixture of ethylenically unsaturated monomers dispersely distributed in an aqueous medium by free-radical aqueous emulsion polymerization by means of at least one free-radical polymerization initiator in the presence of at least one dispersely distributed, finely divided inorganic solid, which is characterized by (a) and (b) which follow, and at least one dispersant, wherein a) the aqueous dispersion of said at least one inorganic solid is stable in that it has an initial solids concentration of ≧1% by weight, based on the aqueous dispersion of said at least one solid, and still contains in dispersed form one hour after its preparation more than 90% by weight of the originally dispersed solid and its dispersed solid particles have a weight-average diameter ≦100 nm, b) the dispersed particles of said at least one inorganic solid exhibit a non-zero electrophoretic mobility in an aqueous standard potassium chloride solution at a pH which corresponds to the pH of the aqueous reaction medium at the beginning of the emulsion polymerization, and c) the mixture of ethylenically unsaturated monomers of the polymerization medium contains >0 and ≦4% by weight, based on its overall amount, of at least one ethylenically unsaturated monomer A, that is at least one acid group and/or its corresponding anion containing monomer, if the dispersed particles of said at least one inorganic solid have an electrophoretic mobility with a positive sign under the abovementioned conditions, or at least one amino, amido, ureido or N-heterocyclic group and/or its ammonium derivatives alkylated or protonated on the nitrogen containing monomer, if the dispersed particles of said at least one inorganic solid have an electrophoretic mobility with a negative sign under the above-mentioned conditions. 2. A process as claimed in claim 1, wherein said at least one inorganic solid is selected from the group consisting of silicon dioxide, aluminum oxide, tin(IV) oxide, yttrium(III) oxide, cerium(IV) oxide, hydroxyaluminum oxide, calcium carbonate, magnesium carbonate, calcium orthophosphate, magnesium orthophosphate, calcium metaphosphate, magnesium metaphosphate, calcium pyrophosphate, magnesium pyrophosphate, iron(II) oxide, iron(III) oxide, iron(II/III) oxide, titanium dioxide, hydroxyapatite, zinc oxide, and zinc sulfide. 3. A process as claimed in claim 1, wherein said at least one inorganic solid in water at 20° C. and 1 bar (absolute) has a solubility ≦1 g/l water. 4. A process as claimed in claim 1, wherein said at least one dispersant is an emulsifier. 5. A process as claimed in claim 1, wherein said at least one monomer A comprises at least one acid group and/or its corresponding anion which is selected from the group consisting of the carboxylic acid, sulfonic acid, sulfuric acid, phosphoric acid a... | BASF Aktiengesellschaft | C08J003/00 C08K003/00 C08K003/22 C08L033/00 A61B005/00
US20040254487 | A1 | 2004-12-16 | Traveling strip-chart marking control | 2003-06-13 | A method and apparatus for controlling in a strip-chart recorder lateral and longitudinal imagery registration for overprinting on pre-printed heart imagery of visual pictorial, heart-related condition-interpretation data. Pairs of parallel and nonparallel control marks, precisely preprinted on a strip-chart page in relation to this pre-printed heart imagery, are observed passing through a prepared zone defined in the recorder. Near (or within) this prepared zone, a fixed-portion printhead, which is employed to perform overprinting, and whose print-active area can be laterally adjusted, is provided. Observation timings of passing control masks are employed to determine both (a) the times when data overprinting should occur, and (b) any necessary lateral printing-area adjustments that should be made, to assure proper printed-imagery registration. | We claim: 1. A method for controlling lateral and longitudinal print registration in the environment of a strip-chart recorder through which a chart medium on which printing therein is to occur travels along a defined, longitudinally extending, linear transport path comprising providing plural, optically observable control marks on such a medium at spaced locations distributed thereon along a line which, with medium traveling through the recorder, generally substantially parallels the mentioned transport path, observing the successive passages of such marks as each passes in the recorder a defined observation zone associated with longitudinal transport of the medium through the recorder, and utilizing a predetermined-characteristic relationship between selected, successive, observed passages of such marks relative to the mentioned observation zone to control both lateral and longitudinal print registration. 2. The method of claim 1, wherein the predetermined-characteristic relationship is a time relationship. 3. The method of claim 1, wherein said providing includes the applying of elongate marks which are linear in nature, and with respect to which a first pair of such spaced, applied marks includes two marks that are substantially parallel to one another, and second pair of such marks includes two marks that are nonparallel to one another. 4. The method of claim 2, wherein said providing includes the applying of elongate marks which are linear in nature, and with respect to which a first pair of such spaced, applied marks includes two marks that are substantially parallel to one another, and a second pair of such marks includes two marks that are nonparallel to one another. 5. The method of claim 1 which further effects, in addition to lateral and longitudinal print-registration control, skew registration control. 6. The method to claim 5, wherein the predetermined-characteristic relationship is a time relationship. 7. The method of claim 5, wherein said providing includes the applying of elongate marks which are linear in nature, and with respect to which a first pair of such spaced, applied marks includes two marks that are substantially parallel to one another, and second pair of such marks includes two marks that are nonparallel to one another. 8. The method of claim 6, wherein said providing includes the applying of elongate marks which are linear in nature, and with respect to which a first pair of such spaced, applied marks includes two marks that are substantially parallel to one another, and second pair of such marks includes two marks that are nonparallel to one another. 9. The method of claim 1, wherein printing for which registration control is implemented is performed by a fixed-position printing agency having a selectively boundary-shiftable and reconfigurable printing activity area, and print registration control is performed by managing boundary selection of the printing agency's printing activity area in acco... | Inovise Medical, Inc. | A61B005/04
US20040199066 | A1 | 2004-10-07 | Apparatus and system for providing image generator program | 2004-04-02 | To provide a medical program for generating desired images, a medical information provider apparatus in a service centre send to a communication processor in a hospital as a client through a network a plurality of images each corresponding to a parameter setting value as the processing result of the program by differing the parameter setting values. The communication processor selects an image desired among a plurality of images and sends to the medical information provider apparatus the selection. The medical information provider apparatus then provides the communication processor in the hospital with a program having parameter settings corresponding to the selection by the client, so as to install in an image reconstructing device to execute. | 1. An image generator program providing apparatus for sending an image generator program to a receiver apparatus, said image generator program configured to generate images of a subject, each said image based on parameters having a different setting value and captured data obtained from said subject, said image generator program providing apparatus comprising: a communication device for communicating with said receiver apparatus; and a controller device for sending to said receiver apparatus through said communication device a plurality of said images generated by executing said image generator program with different setting values of said parameters, and for sending, in accordance with the result of selection received through said communication device on the images desired by said receiver apparatus, said image generator program having the setting values of said parameters configured to comply with the selection result to the receiver apparatus through said communication device. 2. An image generator program providing apparatus according to claim 1, wherein: said controller device generates images having image display characteristics selectable in compliance with each of setting values of said parameters based on the result of processing by said image generator program configured to have different setting values of said parameters, sends thus generated images to said receiver apparatus through said communication device, and based on the result of selection by said receiver apparatus on the images desired thereby, sends an image generator program having setting values of said parameters configured to comply with said selection result through said communication device to said receiver apparatus. 3. An image generator program providing apparatus for sending an image generator program to a receiver apparatus, said image generator program configured to generate images of a subject, each said image based on parameters having a different setting value and captured data obtained from said subject, said image generator program providing apparatus comprising: a communication device for communicating with said receiver apparatus; and a controller device for sending to said receiver apparatus through said communication device a plurality of images generated by executing said image generator program with captured data received from said receiver apparatus through said communication device and with various setting values of said parameters configured differently, and for sending, in accordance with the result of selection received through said communication device on the images desired by said receiver apparatus, said image generator program having the setting values of said parameters configured to comply with the selection result to the receiver apparatus through said communication device. 4. An image generator program providing apparatus, according to claim 3, wherein: said controller device generates images having image display characteristics s... |  | A61B005/05
US06824512 | B2 | 2004-11-30 | Communications system for an implantable device and a drug dispenser | 2002-04-17 | A closed loop system for monitoring drug dose, intake and effectiveness includes a pill dispenser in data communications with at least one implantable medical device. The system is preferably implemented in a web-enabled environment in which a remote data center communicates with the implantable devices (IMDs) in a patient via a programmer or the pill dispenser. Th data center includes high speed computers and databases relating to patient history and device information. A physician or clinician may access the remote data center to review and monitor the IMDs remotely. More specifically, the IMDs are adapted to chronically monitor the pill dispenser to thereby log and document drug dose, patient compliance with prescriptive regimens and as well to monitor drug efficacy in the patient. The system further provides a dynamic drug management system, compatible with a web-enabled interactive data communication environment, that accurately monitors dose and specific drug effectiveness in a patient to enhance patient care. | What is claimed is: 1. A drug delivery and management system in chronic communication between a pill dispenser and at least one implanted medical device (IMD) comprising:means for monitoring the number of pills in a pill dispenser; means for indicating pill deposition from a container in said pill dispenser; means for monitoring the deposition of the pills incorporated in an implanted medical device; means for preprogramming a drug therapy regimen implemented in said implanted medical device; and means for chronically monitoring and alerting a patient when said drug does not influence a trend curve. 2. The system of claim 1 wherein said means for monitoring the number of pills includes a microprocessor. 3. The system of claim 2 wherein said means for monitoring the number of pills further includes a telemetric antenna in communication with said microprocessor. 4. The system of claim 1 wherein said means for indicating pill deposition includes a piezoelectric film. 5. The system of claim 1 wherein one of a voltage signal and impedance change is used to monitor the number of pills in the pill dispenser. 6. A capacitor cell forming a pill dispenser having wireless communication between at least one implanted medical device and external devices, including a remote database center, the combination comprising:the pill dispenser having a piezoelectric film; means for sensing breakage of a container incorporated in said capacitor cell; means for producing a signal when a pill is removed from the pill dispenser, said signal being different from ECG, EMG, EMR or other body-generated signal; means for identifying the signal as an indication that a seal has been opened and that a pill has been ingested by a patient; and means for chronically monitoring the pill dispenser in conjunction with the patient's physiological data and reaction thereof. 7. The combination of claim 6 wherein said means for sensing breakage includes one of a voltage signal and impedance change to sense breakage of a container. 8. The combination of claim 6 wherein said means for producing a signal when a pill is removed from said container includes means for confirming breakage of a layer. 9. The combination of claim 7 wherein said means for sensing breakage includes means for transferring a signal to the at least one implanted medical device to trigger a timer to monitor pill ingestion by the patient. | Medtronic, Inc. | A61B005/00
US06802816 | B2 | 2004-10-12 | System for measuring blood pressure | 2003-01-23 | A method for measuring blood pressure during a limited number of blood pressure cycles at an area overlying an artery of a living subject, includes applying a pressure (P) to the artery for occluding the artery in response to a pressure signal. Subsequently the pressure is released to re-open the artery in response to a pressure release signal. A delay time is computed, by comparing a first time duration with a second time duration. The delay time is from a reference point in time after which a next pressure release signal is to be supplied to a device for applying a pressure. A pressure to be applied to the artery in a next measuring cycle is computed. Subsequently a pressure signal and a pressure release signal corresponding to the computed pressure and delay time are supplied to the device for applying a pressure. | What is claimed is: 1. An automated method for detecting blood pressure comprising carrying out the following operations under the control of at least one processor:i. applying a mechanical pressure to an artery; ii. releasing the mechanical pressure in accordance with a pressure release profile; iii. determining a first relative timing of an opening of the artery; iv. determining a pressure estimate responsive to the pressure release profile and the first relative timing; v. determining a second relative timing of an actual maximum pressure in the artery during the releasing operation; vi. determining a relationship between the first and second relative timings; vii. adjusting the mechanical pressure and the pressure release profile in accordance with the relationship; viii. iterating the above operations until a difference between the first and second relative timings is within a predetermined tolerance; and ix. outputting the pressure estimate as the pressure measurement when the predetermined tolerance is reached. 2. The method of claim 1, wherein the pressure measurement is a systolic measurement. 3. The method of claim 2, wherein the operations further comprise performing a diastolic measurement, which in turn comprises:i. determining a heart beat timing; ii. determining a heart rate duration of a pressure cycle; iii. applying a further mechanical pressure to the artery; iv. releasing the further pressure in accordance with a further pressure release profile; v. determining a further relative timing of a further opening of the artery; vi. determining a diastolic pressure estimate responsive to the further release profile and the further relative timing vii. responsive to the heart beat duration and the further relative timing, adjusting the further mechanical pressure and thither pressure release profile; viii. iterating the above steps until a difference between the heart beat duration and the further relative timing is within a further predetermined tolerance; and ix. outputting the diastolic pressure estimate as the diastolic pressure measurement when the further predetermined tolerance is reached. | Koninklijke Philips Electronics N.V. | A61B005/02
US06824519 | B2 | 2004-11-30 | Heart-sound detecting apparatus | 2001-08-31 | An apparatus for detecting a heart sound of a living subject, including a memory device which stores heart-sound characteristic information which is characteristic of a heart sound of the subject, a heart-sound sensor which is adapted to be worn on a body portion of the subject that is distant from a chest of the subject and which detects, from the body portion, a physical signal containing a heart-sound component and supplies the physical signal, and a heart-sound determining device for determining, based on the heart-sound characteristic information stored in the memory device, the heart-sound component contained in the physical signal. | What is claimed is: 1. An apparatus for detecting a heart sound of a living subject, comprising:a memory device which stores heart-sound characteristic information which is characteristic of a heart sound of the subject; a pressure-pulse-wave sensor which is adapted to be worn on a limb of the subject, detects a pressure pulse wave which is produced from an artery of the limb and is propagated from the artery to the pressure-pulse-wave sensor, and produces a pressure-pulse-wave signal representing the detected pressure pulse wave and containing a heart-sound component; and a heart-sound determining means for determining, based on the heart-sound characteristic information stored in the memory device, the heart-sound component contained in the pressure-pulse-wave signal. 2. An apparatus according to claim 1, further comprising:a heart-sound microphone which is adapted to be worn on a chest of the subject and detects, in advance, the heart sound of the subject; and a heart-sound characteristic-information obtaining means for obtaining the heart-sound characteristic information from the heart sound detected in advance by the heart-sound microphone from the chest of the subject, wherein: the heart-sound characteristic-information obtaining means obtains the heart-sound characteristic information comprising a heart-sound frequency range consisting of a plurality of frequencies which are predetermined by subjecting, to a frequency analysis, the heart sound detected in advance by the heart-sound microphone from the chest of the subject, and the heart-sound determining means comprises a first heart-sound determining means for extracting from the pressure-pulse-wave signal, the heart-sound component having the plurality of frequencies of the heart-sound frequency range. 3. An apparatus according to claim 2, further comprising:a frequency-time analyzing means for subjecting, to a frequency-time analysis, the heart sound detected in advance by the heart-sound microphone from the chest of the subject, and thereby providing a frequency-time analysis signal; and a heart-sound-frequency-range determining means for determining the heart-sound frequency range based on the frequency-time analyzed signal provided by the frequency-time analyzing means. 4. An apparatus according to claim 1, further comprising:a heart-sound microphone which is adapted to be worn on a chest of the subject and detects, in advance, the heart sound of the subject; and a heart-sound-characteristic-information obtaining means for obtaining the heart-sound characteristic information from the heart sound detected in advance by the heart-sound microphone from the chest of the subject, wherein: the heart-sound-characteristic-information obtaining means obtains the heart-sound characteristic information comprising a first portion of the heart sound detected in advance by the heart-sound microphone from the chest of the subject, said first portion being detected during a predetermined tim... | Colin Medical Technology Corporation | A61B005/02
US06823205 | B1 | 2004-11-23 | Synthetic images for a magnetic resonance imaging scanner using linear combination of source images to generate contrast and spatial navigation | 2001-02-08 | The invention consists of three image-postprocessing phases for the purposes of generating high-quality quantitative MR images (proton density (PD), T;1;, and T;2;) as well as high-quality virtual MR images with continuously adjustable computer-synthesized contrast weightings, from source images acquired directly with an MRI scanner. Each of the image-postprocessing phases uses one or several new computer algorithms that improve image quality with respect to prior art, including linear-combination-of source-images (LCSI) algorithms for generating PD images and model-conforming algorithms for generating Q-MR images of tissue properties that influence NMR relaxation. | What is claimed is: 1. A method for analyzing data obtained from a magnetic resonance imaging scanner, comprising:acquiring a plurality of directly acquired images by said magnetic resonance imaging scanner using a predefined pulse sequence; forming a linear combination of said plurality of directly acquired images, said linear combination formed by summing a product of a coefficient and an image of said plurality of directly acquired images to form a sum of coefficients and images; synthesizing a desired proton density image using said linear combination of said plurality of directly acquired images; and computing, in response to said proton density image, a synthesized virtual MR image. 2. The method of claim 1 wherein said step of forming a linear combination of said plurality of images further comprises:combining said plurality of images using data to represent a quantitative proton density image of a patient anatomy. 3. The method of claim 1 wherein said step of forming a linear combination of said plurality of images further comprises:combining said plurality of images using data representing a Fourier Transform of images of patient anatomy. 4. The method of claim 3 wherein said Fourier Transform further comprises a one dimensional Fourier Transform. 5. The method of claim 3 wherein said Fourier Transform further comprises a two dimensional Fourier Transform. 6. The method of claim 1, further comprising:maximizing a signal to noise ratio in a chosen image. 7. The method of claim 1, further comprising:minimizing pixel-by-pixel differences between an LCSI image and at least one of said acquired images. 8. The method of claim 1, further comprising:maximizing a signal to noise ratio in a chosen image and simultaneously minimizing pixel-by-pixel differences with an image. 9. The method of claim 1 further comprising:choosing a proton density image to have a maximum signal to noise ratio. 10. The method of claim 1, further comprising:minimizing pixel-by-pixel differences between an LCSI image and a linear combination of at least one of said acquired images. 11. The method of claim 1, further comprising:maximizing a signal to noise ratio in a chosen image and simultaneously minimizing pixel-by-pixel differences with a linear combination of said images. 12. Computer readable media containing instructions for execution in a processor for practice of the method of claim 1. 13. Electromagnetic signals travelling on a computer network, said electromagnetic signals carrying information for execution in a processor for practice of the method of claim 1. 14. The method of claim 1, further comprising:acquiring as a directly acquired image an IR1_E1 image. 15. The method of claim 1, further comprising:acquiring as a directly acquired image an IR1_E2 image. 16. The method of claim 1, further comprising:acquiring as a directly acquired image an IR2_E1 image. 17. The method of claim 1, further comprising:acquiring as a directly acq... | Boston University Radiology Associates | A61B005/05 G01V003/00
US07250029 | B2 | 2007-07-31 | Human condition evaluation system, computer program, and computer-readable record medium | 2004-05-20 | A human condition evaluation system, of which bio-signal analysis means includes a bio-signal peak value detection means for detecting a peak value for each cycle of an original waveform of a bio-signal data, and a power value calculation means for calculating a difference between the peak value at an upper limit side and the peak value at a lower limit side for every prescribed time range using respective peak values obtained by the bio-signal peak value detection means to thereby set the difference as a power value, is structured to determine a predictive signal for falling asleep from an active state into a sleep state. Different from conventional human condition evalution based simply on a Lyapunov exponent as an indicator, a new human condition evaluation system based on a functional status of an energy generation system of the living body is provided. | 1. A human condition evaluation system comprising: a bio-signal measurement instrument effective to measure a bio-signal of a human and to gather bio-signal data based on said measurements,a bio-signal analyzer effective said bio-signal data; wherein said bio-signal analyzer includes;a bio-signal peak value detector effective to detect a maximum and minimum peak value for each cycle of an original waveform of the bio-signal data,a power value calculator effective to calculate a difference between the maximum peak value of said waveform and the minimum peak value of said waveform for each prescribed time range using respective peak values obtained by said bio-signal peak value detector to thereby set the difference as a power value,a gradient calculator effective to obtain a gradient of the power value with regard to time base in a certain time range by performing slide calculation a prescribed number of times at a prescribed overlap rate with regard to the prescribed time, anda comparative determinator effective to comparatively determine whether a sudden drop state of the gradient of the power value exists or not in time-series change in gradient of the power value obtained by performing the slide calculation to thereby determine the time range in which the sudden drop state appears to be a predictive signal for falling asleep from an active state into a sleep state. 2. The human condition evaluation system according to claim 1, wherein said bio-signal analyzer includes a Lyapunov exponent calculator effective to calculate a Lyapunov exponent by performing chaos theory analysis on the bio-signal data, and a Lyapunov exponent peak value detector effective to detect a peak value for each cycle of a time-series change waveform of the Lyapunov exponent calculated by said Lyapunov exponent calculator, wherein said gradient calculator includes a means for obtaining, in addition to of the power value, a gradient of respective peak values of the Lyapunov exponent with regard to time base in a certain time range obtained by said Lyapunov exponent peak value detector, andwherein said comparative determinator comparatively determines whether a sudden drop state exists or not in at least one of the time-series changes in the gradients of the power value and the Lyapunov exponent obtained by performing the slide calculation to determine a range in which the sudden drop state appears to be the predictive signal for falling asleep from the active state into the sleep state. 3. The human condition evaluation system according to claim 2, wherein said comparative determinator compares the time-series changes in the gradients of the power value and the Lyapunov exponent which are obtained by performing the slide calculation with said gradient calculation means, and determines whether the gradients of the power value and the Lyapunov exponent are in opposite phases with each other or not before or in the range in which the sudden drop appears in the gradient of t... | Delta Tooling Co., Ltd. | A61B005/00 A61B005/02 A61B005/08
US07011634 | B2 | 2006-03-14 | Urine sample collection device | 2004-04-14 | A urine collection device includes a support apparatus for supporting the urine collection device on a toilet. An attachment section attaches to a sample holder and a collection section receives and directs urine into the sample holder. | 1. A urine collection device, comprising: a support apparatus for supporting the urine collection device on a toilet;an attachment section for attaching to a sample holder;a collection section for receiving and directing urine into the sample holder; anda flow divider located in the collection section that separates a first portion of the urine away from the sample holder;wherein the flow divider includes a cavity in the collection section that collects the first portion of the urine and a hole at a bottom end of the cavity that directs the first portion of the urine into the toilet. 2. The urine collection device according to claim 1 including a dam located between the cavity and the attachment section for further directing the first portion of the urine into the cavity. 3. A urine collection device, comprising: a support apparatus for supporting the urine collection device on a toilet;an attachment section for detachably coupling to a sample holder; anda collection section including an elongated channel integrally formed with the support apparatus for receiving and directing urine into the sample holder;wherein the support apparatus includes oppositely opposed arms extending in opposite directions from the attachment section. 4. The urine collection device according to claim 3 including a flow divider located in the collection section that separates a first portion of the urine away from the sample holder. 5. The urine collection device according to claim 4 wherein the flow divider includes a cavity in the collection section that collects the first portion of the urine and a hole at a bottom end of the cavity that directs the first portion of the urine into the toilet. 6. The urine collection device according to claim 5 including a dam located between the cavity and the attachment section for further directing the first portion of the urine into the cavity. 7. The urine collection device according to claim 3 wherein the elongated channel extends from a front face of the attachment section at an upwardly directed angle toward a top front surface of the toilet. 8. The urine collection device according to claim 3 wherein the attachment section includes an opening in a front face that directs urine from the collection section into the sample holder. 9. The urine collection device according to claim 3 wherein the attachment section includes a cap section that is detachably coupled to the sample holder and that substantially covers an open end of the sample holder. 10. The urine collection device according to claim 9 wherein the cap section is threaded to screwingly engage a sample holder cup. 11. A urine collector, comprising: a support apparatus for supporting the urine collector on a toilet;a collection section for receiving the urine; anda cap section for detachably coupling to and substantially covering a removable sample cup and directing the urine from the collection section into the sample cup;wherein the cap section includes a firs... | Sample Rite, Inc. | A61B005/00 A61M001/00
US07104962 | B2 | 2006-09-12 | Cough/sneeze analyzer and method | 2004-06-18 | A cough event is differentiated from a sneeze event of a test subject enclosed within a plethysmograph test chamber by measuring air pressure changes during the event, and comparing the pressure changes against criteria indicative of a cough to determine the likelihood that the event is a cough. Air pressure changes are recorded as pressure and/or sound values. A graphical record of a waveform of changes in the air pressure during an event relative to a baseline value is recorded, and a value is calculated that is indicative of the likelihood that the event is a cough based on the sizes of areas between the waveform and baseline during the event, said areas including a first area indicative of the change in air pressure during air inspiration, a second area indicative of the change in air pressure during air compression, and a third area indicative of the change in air pressure during expiration. | 1. A method of differentiating between a cough and a sneeze of a test subject within a plethysmograph test chamber comprising: a) measuring changes in the air pressure within the chamber during an event that is a cough or a sneeze; andb) comparing the parameters of the air pressure changes against parameters indicative of a cough to determine the likelihood that the event is a cough instead of a sneeze. 2. The method of claim 1, further including measuring the sound of the event and comparing the sound against criteria indicative of a cough. 3. The method of claim 1, wherein the pressure changes are measured with a differential pressure transducer. 4. The method of claim 1, wherein said plethysmograph includes a reference chamber, said pressure change being determined by comparing the pressure within the test chamber relative to the pressure within the reference chamber. 5. The method of claim 1, wherein changes in air pressure are measured during air inspiration, during air compression, and during expiration. 6. A method of differentiating between a cough and a sneeze of a test subject within a plethysmograph test chamber comprising: a) graphing a waveform of changes in the air pressure within the chamber during an event that is a cough or a sneeze relative to a baseline measurement;b) measuring the size of the areas between the waveform and baseline during the event;c) measuring the time between the waveform crossing certain thresholds; andd) comparing the sizes and times of threshold crossings of the measured areas against sizes and times of threshold crossings indicative of a cough to determine the likelihood that the event is a cough instead of a sneeze. 7. The method of claim 6, wherein said areas include a first area indicative of a waveform in air pressure during air inspiration, a second area indicative of a waveform in air pressure during air compression, and a third area indicative of a waveform in air pressure during expiration. 8. The method of claim 6, further including adjusting the step of comparing for the weight of the test subject. 9. The method of claim 6, further including measuring the timing between descending slopes of a portion of the waveform indicative of compressing and a subsequent portion of the waveform indicative of re-expansion. 10. The method of claim 6, wherein said waveform is measured with a differential pressure transducer. 11. The method of claim 6, wherein said plethysmograph includes a reference chamber, and wherein a pressure change is determined by comparing the pressure within the test chamber relative to the pressure within the reference chamber. 12. A method of differentiating between a cough and a sneeze of a test subject within a plethysmograph test chamber comprising: a) graphing a waveform of changes in the air pressure within the chamber during an event that is a cough or a sneeze relative to a baseline measurement;b) measuring the size of areas between the waveform and baseline during... | Buxco Electronics, Inc. | A61B005/08
US07314449 | B2 | 2008-01-01 | Apparatus for determining cardiovascular parameters | 2003-12-22 | An apparatus that continuously monitors the arterial pressure measured by a pressure sensor in an artery, which pressure is regarded as the reading Pao that approximately corresponds to the aortal pressure. In principle, the arterial pressure can be measured in the aorta, near the aorta, or in the arterial tree. To provide a second reading, the apparatus, via the input channel, continuously monitors the central venous pressure (CVP), which is regarded as the reading PIT that approximately corresponds to the intrathoracic pressure (ITP). The third reading is provided via the input channel as a reading Z which expresses the thoracic compliance. Via known algorithms of the pulse contour analysis, the apparatus calculates the stroke volume variation, using as the determining pressure the transmural pressure which is calculated according to the formula Ptransmural=Pao−f(C)*PIT The cardiac volume responsiveness indicator (CVRI) is calculated for mechanical positive respiration according to the formula CVRI=k*(SVV/ΔCVP) or for spontaneous breathing according to the formula CVRI=l−m*(ΔCVP/SVV). | 1. An apparatus for the continuous determination of a parameter characterizing a patient's left ventricular pumping action, comprising a first input channel for continuous recording of a variable physiological first reading directly dependent on the left ventricular pumping action, andan evaluation unit for calculating said parameter characterizing the left ventricular pumping action,wherein said apparatus also comprises a second input channel for continuous recording of a variable physiological second reading which at least approximately indicates the patient's intrathoracic pressure (ITP) or is dependent on same,wherein said evaluation unit is programmed for calculating the parameter characterizing the patient's left ventricular pumping action from said first reading, using a corrective function based on said second reading,wherein said corrective function takes into account periodic fluctuations of said second reading. 2. The apparatus according to claim 1, wherein said first input channel is configured for reading a pressure transducer signal, wherein said first reading at least approximately corresponds to the patient's aortic pressure, and wherein programming of the evaluation unit allows the calculation of said parameter characterizing the patient's left ventricular pumping action by means of a pulse contour analysis. 3. The apparatus according to claim 2, wherein said first reading which at least approximately corresponds to the aortic pressure is an arterial pressure. 4. The apparatus according to claim 3, wherein said arterial pressure is a pressure measured close to the aorta. 5. The apparatus according to claim 2, wherein said pulse contour analysis is based on a non-linear windkessel model. 6. The apparatus according to claim 2, wherein the corrective function has the form of Ptransmural=Pao−f(C)*PIT whereinPao is said first reading which at least approximately corresponds to the aortic pressure,PIT is said second reading which at least approximately expresses the intrathoracic pressure (ITP), andf(C) is a function which depends on the compliance (C) of the arterial system or the aorta and which increases monotonically as the compliance increases and may assume values between 0 and 1, and wherein the transmural pressure (Ptransmural) is the determining pressure in the pulse contour analysis. 7. The apparatus according to claim 6, wherein said function f(C) has the formula f(C)=1−exp(−a*C)wherein exp(−a*C) is an exponential function with argument −a*C, wherein (C) is compliance of the arterial system or the aorta, and (a) is an estimated or experimentally determined constant. 8. The apparatus according to claim 7, wherein a dependence of the compliance (C) on the transmural pressure (Ptransmural) is assumed and that both of these values are calculated by means of iteration. 9. The apparatus according to claim 1, wherein said second input channel is configured for reading a pressure transducer signal, and wherein said second re... | Pulsion Medical Systems AG | A61B005/02
US07025728 | B2 | 2006-04-11 | Method for reducing noise, and pulse photometer using the method | 2003-09-12 | A living body is irradiated with a first light beam having a first wavelength and a second light beam having a second wavelength which is different from the first wavelength. The first light beam and the second light beam, which have been reflected or transmitted from the living body, are converted into a first electric signal corresponding to the first wavelength and a second electric signal corresponding to the second wavelength, as the observed pulse data. A light absorbance ratio obtained from the first electric signal and the second electric signal is computed, for each one of frequency ranges dividing an observed frequency band. It is determined that noise is not mixed into the observed pulse wave data in a case where a substantial match exists among light absorbance ratios computed for the respective frequency ranges. | 1. A method of processing an observed pulse wave data, comprising steps of: irradiating a living body with a first light beam having a first wavelength and a second light beam having a second wavelength which is different from the first wavelength;converting the first light beam and the second light beam, which have been reflected or transmitted from the living body, into a first electric signal corresponding to the first wavelength and a second electric signal corresponding to the second wavelength, as the observed pulse wave data;dividing a frequency band of the observed pulse wave data into a plurality of frequency ranges;computing a light absorbance ratio obtained from the first electric signal and the second electric signal, for each one of the divided frequency ranges; anddetermining that noise is not mixed into the observed pulse wave data in a case where a substantial match exists among light absorbance ratios computed for the respective frequency ranges. 2. The signal processing method as set forth in claim 1, wherein the existence of the substantial match of the light absorbance ratios is determined with regard to frequency ranges in which at least one of the first electric signal and the second electric signal has relatively large powers. 3. A method of processing an observed pulse wave data, comprising steps of: irradiating a living body with a first light beam having a first wavelength and a second light beam having a second wavelength which is different from the first wavelength;converting the first light beam and the second light beam, which have been reflected or transmitted from the living body, into a first electric signal corresponding to the first wavelength and a second electric signal corresponding to the second wavelength, as the observed pulse wave data; andwhitening the first electric signal and the second electric signal by an affine transformation using a known light absorbance ratio, in order to separate a pulse signal component and a noise component which are contained in the observed pulse wave data. 4. The signal processing method as set forth in claim 3, wherein the affine transformation is performed with the following equation: (SN)=(1-1tan⁢⁢θ01sin⁢⁢θ)⁢(cos⁢⁢ϕsin⁢⁢ϕ-sin⁢⁢ϕcos⁢⁢ϕ)⁢(s1s2)where, S is the pulse signal component, N is the noise component, s1 is the first electric signal, s2 is the second electric signal, φ=Tan−1 Φ, Φ is the known light absorbance ratio, and θ is a value selected from a range of −φ to (π/2−φ), and wherein θ is so selected as to make a norm of the pulse signal component minimum. 5. The signal processing method as set forth in claim 3, further comprising steps of: dividing a frequency band of the observed pulse wave data into a plurality of frequency ranges;computing a light absorbance ratio obtained from the first electric signal and the second electric signal, for each one of the divided frequency ranges; anddetermining that noise is not mixed into the observed pulse wave data in a... | Nihon Kohden Corporation | A61B005/02 A61B005/00
US07613486 | B2 | 2009-11-03 | Method and apparatus for evaluating human stress using photoplethysmography | 2004-01-21 | A method of evaluating human stress using photoplethysmography (PPG) includes defining at least one PPG parameter, radiating light having at least one wavelength, which reacts to a blood component to be measured, at a measuring target and measuring a PPG signal from the measuring target during a predetermined period of time, and evaluating a level of human stress using a plurality of stress indexes obtained from the PPG parameter. | 1. A method of evaluating human stress using photoplethysmography (PPG), comprising: defining at least one PPG parameter;radiating light having at least one wavelength, which reacts to a blood component to be measured, at a measuring target and measuring a PPG signal from the measuring target during a predetermined period of time; andevaluating a level of human stress using a plurality of relative stress indexes obtained from the PPG parameter, wherein evaluating the level of human stress includes:obtaining an average of pulse component amplitudes during a predetermined period of time;comparing a baseline spread range with the average of pulse component amplitudes during the predetermined period of time;calculating a first relative stress index based on a relationship between the baseline spread range and the average of pulse component amplitudes. 2. The method as claimed in claim 1, wherein the at least one PPG parameter includes at least one a pulse component amplitude, a peak-to-peak interval, and a baseline spread range. 3. The method as claimed in claim 2, wherein evaluating the level of human stress comprises using one of a long-term test and a short-term test. 4. The method as claimed in claim 1, further comprising: performing low-pass filtering to remove high-frequency noise from the measured PPG signal, before evaluating the level of human stress. 5. The method as claimed in claim 3, wherein evaluating the level of human stress in the short-term test comprises: obtaining an average of peak-to-peak intervals during a predetermined period of time;counting a number of peak-to-peak intervals less than the average peak-to-peak interval and a number of peak-to-peak intervals greater than the average peak-to-peak interval, during the predetermined period of time; andcalculating a second relative stress index of the plurality of relative stress indexes based on a relationship between the number of peak-to-peak intervals less than the average peak-to-peak interval and the number of peak-to-peak intervals greater than the average peak-to-peak interval. 6. The method as claimed in claim 3, wherein evaluating the human stress in the long-term test comprises: obtaining peak-to-peak intervals with respect to all pulses during a predetermined period of time;defining a plurality of data groups composed of a predetermined number of peak-to-peak intervals with respect to all of the peak-to-peak intervals obtained during the predetermined period of time;performing a predetermined statistical method according to a number of the plurality of data groups; andcalculating a third relative stress index of the plurality of relative stress indexes based on a p-value detected as a result of performing the predetermined statistical method. 7. The method as claimed in claim 3, wherein evaluating the level of human stress in the short-term test comprises: counting a number of pulse components having an amplitude less than the average of pulse component amplitude... | Samsung Electronics Co., Ltd. | A61B005/00 A61B005/02
US07689267 | B2 | 2010-03-30 | Method and apparatus for magnetic resonance imaging of arteries using a magnetic resonance contrast agent | 2004-03-25 | The present invention is a technique and apparatus for providing preferential enhancement of an artery of interest relative to adjacent veins and background tissue by correlating the collection of a predetermined portion of data (for example, image data which is representative of the central portion of k-space) of a magnetic resonance contrast image during the arterial phase of the magnetic resonance contrast enhancement. | 1. A magnetic resonance imaging system for imaging an artery of a patient using an administered magnetic resonance contrast agent, the magnetic resonance imaging system comprising: a monitor unit to allow an operator to visually observe an arrival of the contrast agent in an artery of interest and determine when to start 3D gradient echo imaging; anda magnetic resonance imaging unit to collect image data of a 3D gradient echo imaging sequence to image the artery, wherein the magnetic resonance imaging unit, in response to an input from the operator after arrival of the contrast agent in the artery of interest and during the arterial phase of contrast enhancement, collects image data which is representative of a central portion of k-space near the beginning of the 3D gradient echo imaging sequence. 2. The system of claim 1 wherein the magnetic resonance imaging unit generates a series of images and wherein the monitor unit receives the images and displays the images as a temporal pattern of the arrival of the contrast agent in the artery of interest. 3. The system of claim 2 wherein the magnetic resonance imaging unit generates a series of magnetic resonance pulses which are applied to the region of interest in the patient. 4. The system of claim 3 wherein the magnetic resonance pulses are radio frequency pulses. 5. The system of claim 1 further including a magnetic resonance injection unit to inject the contrast agent into the patient before or while the magnetic resonance imaging unit continuously or periodically generates images of the artery of interest that are displayed by the monitoring unit. 6. The system of claim 1, wherein the magnetic resonance imaging unit collects image data which is representative of a peripheral portion of k-space after it collects image data which is representative of the central portion of k-space. 7. The system of claim 1, wherein the magnetic resonance imaging unit collects image data which is representative of a peripheral portion of k-space before arrival of the contrast agent in the artery of interest. 8. A method of imaging an artery of a patient using magnetic resonance imaging and an administered magnetic resonance contrast agent, the method comprising: monitoring an artery of interest to allow an operator to visually observe the arrival of the contrast agent in the artery of interest to determine when to start 3D gradient echo imaging;collecting image data of a 3D gradient echo magnetic resonance imaging sequence, after the operator observes the arrival of the contrast agent in the artery of interest and in response to an input from the operator, wherein the image data which is representative of a central portion of k-space is collected near the beginning of the imaging sequence and while the concentration of contrast agent in the artery is substantially greater than a concentration of contrast agent in veins adjacent to the artery. 9. The method of claim 8 wherein monitoring the artery of interes... | - | A61B005/055
US06983546 | B2 | 2006-01-10 | Device and method for determining parameters of blind voids | 2004-04-19 | Device for determining the size of a blind void comprises an elongated rigid rod, an actuator slidably movable relative to the rod, the actuator having a distal end for insertion into the void, a distal flexible element fixed at one end thereof to the rod, a second flexible element fixed at one end thereof to the rod and proximally removed from the distal flexible element. Movement of the actuator is operative to cause equal movements of the distal end portions of the distal and proximal elements, to cause the distal element to bulge outwardly from the rod to engage interior walls of the void and to cause the proximal element to bulge outwardly in a configuration duplicative of the distal element bulge, the proximal element being outside of the void and subject to observation. | 1. A device for determining a parameter of a blind void, comprising: a first element adapted for insertion within the blind void and for transitioning to a first configuration corresponding to a parameter of the blind void;a second element adapted for disposition outside of the blind void; andan actuator device coupled between said first and second elements to transition said second element to a second configuration relating to said first configuration of said first element. 2. The device of claim 1, wherein each of said first and second elements are at least partially formed of a flexible material. 3. The device of claim 2, wherein each of said first and second elements comprises at least one flexible strip of material. 4. The device of claim 3, wherein said first and second configurations of said first and second elements are defined by an outward deformation of said at least one flexible strip of material. 5. The device of claim 4, wherein said outward deformation comprises outward buckling of said at least one flexible strip of material. 6. The device of claim 3, wherein each of said first and second elements comprises a pair of said flexible strips of material arranged generally opposite one another. 7. The device of claim 1, wherein said first configuration of said first element engages an interior wall surrounding the blind void. 8. The device of claim 1, wherein said first element has an initial configuration adapted for insertion into the blind void in a minimally invasive manner. 9. The device of claim 1, wherein said second configuration of said second element is substantially identical to said first configuration of said first element. 10. The device of claim 1, wherein said second configuration of said second element is subject to direct visualization. 11. The device of claim 1, wherein said actuator device comprises: a first actuator portion coupled between each of said first and second elements; anda second actuator portion coupled between each of said first and second elements; andwherein relative displacement between said first and second actuator portions transitions said first element toward said first configuration and said second element toward said second configuration. 12. A device for determining a parameter of a blind void, comprising: a first element insertable within the blind void and transitionable to a first configuration corresponding to a parameter of the blind void;a second element positionable outside of the blind void; andan actuator device coupled between said first and second elements to transition said second element to a second configuration corresponding to said first configuration of said first element. 13. The device of claim 12, wherein each of said first and second elements are at least partially formed of a flexible material. 14. The device of claim 12, wherein said second configuration of said second element is substantially identical to said first configuration of said first element. 15... | SDGI Holdings, Inc. | A61B005/107
US07460894 | B2 | 2008-12-02 | Biological optical measuring instrument | 2002-07-19 | A biomedical optical measurement apparatus comprising a light source unit for generating an inspection light containing multiple lights modulated at different frequencies, a light-receiving unit for receiving the light generated at said light source unit and passing through an object to be examined and for outputting the electric signals with the intensity corresponding to the received inspection light, and a detection means for detecting a signal with the same frequency of the reference signal in the output from said light-receiving unit. The detection means comprises an analog-digital conversion means for outputting digitized data by converting an input signal to a digital signal, a storage means for storing digitized data of multiple reference signals, a digital multiplication means for multiplying digitized data of input signals outputted from the analog-digital converting means by the digitized data of the reference signals read out from the storage means and for outputting the product of multiplication, and a digital band-limitation means for taking out DC data from the output from the digital multiplication means. Reference signal generating circuits of a number equal to that of frequencies of detected signals, which has been necessary for the conventional instrument, can be replaced by a single memory means and the configuration of the instrument can be simplified. Changes in frequency can be easily coped with by only re-writing the data of the storing means. | 1. A biomedical optical measurement apparatus comprising: a light source means for generating an inspection light containing multiple lights modulated at a given number of different frequencies,a light-receiving means for receiving the light generated at said light source means and passed through an object to be examined and for outputting synthesized signals made of a given number of electric signals each having a different frequency and an intensity corresponding to the received light, anda detection means for detecting a signal with the same frequency as a frequency of a reference signal having a frequency corresponding to frequencies of modulated multiple lights in the synthesized signals, whereinsaid detection means comprises:an analog-digital conversion means for outputting digitized synthesized signal data by converting said synthesized signals having different frequencies to a digital signal,a storage means for storing digitized data of a number of reference signals, where the number of reference signals is equal to the number of the synthesized signals output from the light-receiving means,a delaying means for delaying said reference signals data read out from the storage means based on phase differences between said synthesized signals data output from said analog-digital conversion means and said reference signals data read out from the storage means,a digital multiplication means for multiplying said synthesized signals data output from said analog-digital conversion means by said reference signals data delayed by the delaying means and for outputting the product of multiplication, anda digital band-limitation means for taking out DC data from the output from said digital multiplication means. 2. The biomedical optical measurement apparatus of claim 1, wherein said digital multiplication means and said digital band limitation means are composed by a digital signal processor. 3. The biomedical optical measurement apparatus of claim 1, further comprising a function generating means for inputting the digitized data of said reference signals and for generating a function that becomes “0 ” or “close to 0 ” near a level changing point of the digitized data. 4. The biomedical optical measurement apparatus of claim 1, wherein a digital signal processor including said digital multiplying means and said digital band-limitation means is provided for each modulation frequency. 5. The biomedical optical measurement apparatus of claim 4, wherein the digital multiplying means further comprises: a first digital multiplication means for multiplying digitized data of input signals outputted from said analog-digital conversion means by the digitized data of the reference signals read out from said storage means and for outputting the product of multiplication, anda second digital multiplication means for multiplying the output from said first digital multiplication means by a low-pass filter coefficient and for outputting the product of multiplicati... | Hitachi Medical Corporation | A61B005/1455
US07235054 | B2 | 2007-06-26 | Measuring head for a gas analyser | 2002-10-25 | A measuring head for the analysis of respiratory gases to and from a patient connected to a respirator, includes an aperture (7) which is intended to be placed over an adapter (2) through which respiratory gases flow. The measuring head (1) has a light transmitter (9) which includes an IR-emitter (12) on one side of the aperture (7) and a light receiver (10) which includes an IR-detector on the other side of the aperture (7). The measuring head (1) also includes a signal processing unit (20) necessary for the gas analysis. | 1. A measuring head for the analysis of gasses present in a patient's breath, the measuring head adapted for placement in close proximity to the patient's mouth, comprising: a central aperture (7) connecting to a central portion (4) of a breath sampling adapter (2), the breath sampling adapter adapted for placement in close proximity to the patient's mouth to obtain a sampled breath from the patient's mouth;two mutually opposing surfaces (8) facing inwardly towards the aperture;a light transmitter (9) aligned with a light receiver (10) for transmitting and receiving infrared light respectively mounting on respective ones of the two opposing surfaces (8) such that light emitted by the light transmitter passes through the central portion of the adapter and the sampled breath to reach the light receiver;a connection for a fuel cell measuring an oxygen gas content of the sampled breath, the connection located proximate the central aperture and in communication with the sampled breath;a light transmitter board (13) connected to the light transmitter, the transmitter board including a microprocessor and an A/D-converter;a detector board (14), connected to the light receiver, comprising a motor drive with a rotatable output shaft;a rotatable filter wheel (16), comprising optical band-pass filters, carried on the shaft and situated so as to lie in an optical path between the light transmitter and the light receiver so that the infrared light will pass optical band-pass filters of the filter wheel prior to arriving at the light receiver to provide a detector board output signal based on the light passing through the optical band-pass filters; anda signal processing unit (20) operatively connected to the light transmitter board and the detector board output signal, the signal processing unit comprising a microprocessor, an analogue to digital converter processing the detector board output signal, and a calibration data memory (31), the signal processing unit outputting a digital signal (40) containing processed gas data of the multiple gasses present in the sampled breath for direct presentation on a presentation unit of a values system. 2. The measuring head of claim 1, the light transmitter and light receiver are aligned so that the light emitted by the light transmitter passes straight through the central portion of the adapter to reach the light receiver. 3. The measuring head of claim 1, further comprising: a digital input (41) to the signal processing unit for controlling calibration,an oxygen gas sensor (19), an ambient pressure sensor (23), and a system temperature sensor (25) connected to the signal processing unit via the analogue to digital converter. 4. The measuring head of claim 3, further comprising: a demultiplexer (28) connected to an output side of the A/D-converter, the demultiplexer processing the output of the detector board to obtain the current light intensity at different wavelengths of the filter wheel, the oxygen gas sensor sig... | Phase-In AB | A61B005/08 G01N001/22 G01N031/00 G01N033/497
US20040215247 | A1 | 2004-10-28 | Method and device for detecting an anomaly in the cardiac activity of a patient | 2004-01-12 | The method and the device serve for detecting an anomaly in the cardiac activity of a patient and for carrying out a defibrillation. At least one sensor acquires at least one parameter that characterizes the cardiac activity of a patient. An automatic evaluation with respect to at least one parameter that characterizes the anomaly in the cardiac activity is carried out, and an alarm signal is generated if a limiting value for at least one parameter that characterizes the anomaly is exceeded. The defibrillator is realized in the form of a mobile unit and contains a voltage generator, a control unit and at least two electrodes. | 1. A method for detecting an anomaly in the cardiac activity of a patient wherein at least one sensor (12) determines at least one parameter that characterizes the cardiac activity of a patient, an automatic evaluation with respect with respect to at least one parameter that characterizes the anomaly in the cardiac activity is carried out, and in that an alarm signal is generated if a limiting value for at least one parameter that characterizes the anomaly in the cardiac activity is exceeded. 2. The method according to claim 1, wherein the anomaly in the cardiac activity of a patient is a state of fibrillation and the parameter that characterizes the anomaly in the cardiac activity is a fibrillation parameter. 3. The method according to claim 1, wherein a metrological acquisition of an EKG signal, a pulse signal and/or a hemodynamics signal is carried out. 4. The method according to claim 1 wherein the acquisition of measuring values is carried out in the region of at least one adhesive pad, wristband, neckband, thoracic band, abdominal band, hip band and/or in the region of a respiratory mask. 5. The method according to claim 1 wherein the sensory acquisition of measuring data and the evaluation of the measuring signals are spatially separated. 6. The method according claim 1, wherein the sensory acquisition of measuring data and the evaluation of the measuring signals are carried out spatially adjacent to one another, and the results of the signal evaluation are transmitted to a different location. 7. The method according to claim 1 wherein the measuring data acquired by the sensor (12) are transmitted in a wireless fashion to a signal evaluation unit (13), or the results of the signal evaluation (13) are transmitted in a wireless fashion to a signal generator (14). 8. The method according to claim 1 wherein an acoustical and/or optical alarm is generated. 9. The method according to claim 1 wherein the alarm signal comprises a control signal that causes a direct activation of a defibrillator. 10. The method according to claim 1 wherein the values of the at least one parameter that characterizes the cardiac activity of a patient are stored. 11. The method according to claim 1 wherein a flag signal that causes the delivery of the alarm signal is generated if a limiting value is exceeded. 12. The method according to claim 11, wherein the flag signal is transmitted in a wire-bound or wireless fashion. 13. The method according to claim 12, wherein the flag signal is transmitted by means of short-range data transmission, in particular, Bluetooth, or by means of long-range data transmission, in particular, a telephone or mobile radiotelephone. 14. The method according to claim 11 wherein the stored values of the at least one parameter that characterizes the cardiac activity of a patient or information on a storage location, from which the values can be retrieved, are transmitted together with the flag signal. 15. The method... |  | A61N001/39 A61B005/02 A61B005/0402
US20040220498 | A1 | 2004-11-04 | Micro medical-lab-on-a-chip in a lollipop as a drug delivery device and/or a health monitoring device | 2004-01-23 | The invention comprises an oral platform, a microchip for making physiological tests and/or delivery of drugs, and a stick connected to the platform to serve as a handle or conduit from the microchip for exterior communication. A candy shell coating on the platform incorporates medicinal agents. The platform has a plurality of fluidic ports conducive for communication of saliva to or oral delivery from the microchip. A base unit is connected to the stick and communicates to the microchip. The platform, microchip, and stick are combined together into a lollipop and further comprise a plurality of base units which are interchangeable with a plurality of lollipops. A cradle unit capable of is temporarily coupled to the base unit for recharging the base unit. The cradle unit further provides data processing, communication and/or display. The invention is also a method of making physiological tests and/or delivering drugs with the above device. | We claim: 1. An apparatus for making a physiological test and/or delivery of drugs comprising: an oral platform; a microchip mounted on or in the platform for making medical diagnoses and/or delivery of drugs; and a stick connected to the platform to serve as a handle or conduit from the microchip on the platform for exterior communication. 2. The apparatus of claim 1 further comprising a candy shell coating the platform. 3. The apparatus of claim 2 further comprising medicinal agents in the candy shell. 4. The apparatus of claim 1 where the platform has a plurality of fluidic ports defined therein conducive for communication of saliva to or oral delivery from the microchip. 5. The apparatus of claim 1 further comprising a base unit connected to the stick and communicated to the microchip. 6. The apparatus of claim 5 where the platform, microchip, and stick are combined together into a lollipop and further comprising a plurality of base units which are interchangeable with a plurality of lollipops. 7. The apparatus of claim 6 further comprising a cradle unit capable of temporarily being coupled to the base unit for recharging the base unit. 8. The apparatus of claim 6 where the cradle unit further provides data processing, communication and/or display. 9. A method for making a physiological test and/or delivery of drugs comprising: providing an oral platform; collecting saliva or breath through the oral platform; delivering collected saliva or breath to a microchip mounted on or in the platform; and making a medical diagnosis from collected samples of saliva or breath and/or delivering drugs through the platform. 10. The method of claim 9 further comprising providing a candy shell coating the platform. 11. The method of claim 10 further comprising incorporating medicinal agents in the candy shell. 12. The method of claim 9 collecting saliva or breath through the oral platform comprises collecting saliva or breath through a plurality of fluidic ports defined therein and communicating the collected saliva or breath to the microchip or orally delivering a substance from the microchip. 13. The method of claim 9 further comprising communicating the microchip with a base unit. 14. The method of claim 13 further comprising providing a plurality of platforms, microchips, and sticks as an integral units as a plurality of lollipops and interchangeably communicating a plurality of lollipops with the base unit. 15. The method of claim 13 further comprising a cradle unit capable of temporarily being coupled to the base unit for recharging the base unit. 16. The method of claim 15 further comprising performing data processing, communicating data, and/or displaying data through the cradle unit from the microchip. 17. The method of claim 11 where incorporating medicinal agents in the candy shell comprising incorporating saliva producing agents in the candy shell. 18. The method of claim 9 where making a medical diagnosis fro... |  | A61B005/00 A61J007/00
US20040242992 | A1 | 2004-12-02 | Treatment system | 2004-03-25 | A treatment system is formed of a magnetic resonance diagnostic apparatus and an energy-emission treatment apparatus. The magnetic resonance diagnostic apparatus obtains tomographic images of living-body tissue of a patient. The energy-emission treatment apparatus comprises: an energy-emission therapeutic instrument, which is installed along with the magnetic resonance diagnostic apparatus, for performing treatment of an affected portion of the patient using treatment energy; an antenna, which is installed along with the energy-emission therapeutic instrument and the magnetic resonance diagnostic apparatus, for receiving electromagnetic waves which are repeatedly output at the time of taking tomographic images of living-body tissue by the magnetic resonance diagnostic apparatus; a treatment power supply unit for generating treatment energy and outputting the generated treatment energy to the energy-emission therapeutic instrument based upon on/off control signals input from a switch, or detected results whether or not the electromagnetic waves received by the antenna contain electromagnetic waves output from the magnetic resonance diagnostic apparatus; and an energy transmission cable for transmitting the treatment energy generated by and output from the treatment power supply unit to the energy-emission therapeutic instrument. | What is claimed is: 1. A treatment system comprising: a magnetic resonance diagnostic apparatus for obtaining tomographic images of living-body tissue of the patients using electromagnetic waves; an energy-emission therapeutic instrument, which is installed along with the magnetic resonance diagnostic apparatus, for performing treatment of an affected portion of the patient using treatment energy; an antenna, which is installed along with the energy-emission therapeutic instrument and the magnetic resonance diagnostic apparatus, for receiving electromagnetic waves which are repeatedly output at the time of taking tomographic images of living-body tissue by the magnetic resonance diagnostic apparatus; a treatment power supply unit for generating treatment energy and outputting the generated treatment energy to the energy-emission therapeutic instrument based upon on/off control signals input from a switch, or detected results whether or not the electromagnetic waves received by the antenna contain electromagnetic waves output from the magnetic resonance diagnostic apparatus; and an energy transmission cable for transmitting the treatment energy generated by and output from the treatment power supply unit to the energy-emission therapeutic instrument. 2. The treatment system according to claim 1, wherein the treatment power supply unit comprises: an output unit for generating and outputting treatment energy; a signal detection unit for detecting information whether or not signals received by the antenna contain any electromagnetic waves output from the magnetic resonance diagnostic apparatus, and for outputting pulse-detection information upon detecting electromagnetic waves output from the magnetic resonance diagnostic apparatus; and a control unit for receiving the on/off control signals output from the switch, or the pulse-detection information output from the signal detection unit, and performing predetermined control for the output unit for outputting treatment energy to the energy-emission therapeutic instrument. 3. The treatment system according to claim 2, wherein the signal detection unit comprises: a filter circuit which allows, of signals with various frequencies received by the antenna, only electromagnetic waves with a predetermined frequency range corresponding to the electromagnetic waves output from the magnetic resonance diagnostic apparatus to pass through; and a detection circuit for outputting the pulse-detection information to the control unit upon determining that the signals with frequency components which have passed through the filter circuit have been output from the magnetic resonance diagnostic apparatus. 4. The treatment system according to claim 3, wherein in the event that the control unit receives pulse-detection information output from the detection circuit of the signal detection unit, the control unit performs switching to the state wherein treatment energy output from the output unit to the energy-emis... | Olympus Corporation | A61B005/055
US06829502 | B2 | 2004-12-07 | Brain response monitoring apparatus and method | 2002-05-30 | Brain response signals of a user, such as electroencephalogram signals, and in particular visually evoked potential signals that correspond to predetermined illumination patterns, are detected and utilized to ascertain selection of specific functions and/or actions as desired by that user. Sources of illumination that exhibit such patterns are arranged to physically correspond to indicia of such functions and actions to facilitate knowing selection thereof. | We claim: 1. A method of providing an electronic signal that corresponds to a desired action, comprising:providing at least one source of illumination, which source of illumination has a corresponding pattern associated therewith; monitoring a user's brain response; detecting via the user's brain response when the user has viewed the at least one source of illumination for at least a predetermined period of time, at least in part by determining when at least two of a plurality of signal conditions that each correspond to the pattern have been detected, and providing the electronic signal in response thereto. 2. The method of claim 1 wherein providing at least one source of illumination includes providing a plurality of sources of illumination. 3. The method of claim 2 wherein providing a plurality of sources of illumination includes providing a plurality of sources of illumination wherein at least some of the sources of illumination have a substantially unique pattern associated therewith. 4. The method of claim 2 wherein providing a plurality of sources of illumination includes providing a plurality of sources of illumination wherein a group of the sources of illumination together form the corresponding pattern. 5. The method of claim 1 wherein providing at least one source of illumination, which source of illumination has a corresponding pattern associated therewith includes providing at least one source of illumination, which source of illumination has a corresponding flashing pattern associated therewith. 6. The method of claim 5 wherein providing at least one source of illumination, which source of illumination has a corresponding flashing pattern associated therewith includes providing a corresponding flashing pattern having a predetermined duty cycle. 7. The method of claim 6 wherein providing a corresponding flashing pattern having a predetermined duty cycle includes providing a corresponding flashing pattern having a predetermined duty cycle within a range of about 10% to about 90%. 8. The method of claim 5 wherein providing at least one source of illumination, which source of illumination has a corresponding flashing pattern associated therewith includes providing a source of illumination having a corresponding flashing pattern having a frequency of approximately 4 to 80 cycles per second. 9. The method of claim 1 wherein providing at least one source of illumination, which source of illumination has a corresponding pattern associated therewith includes providing a corresponding pattern comprising a pattern of illuminating lights. 10. The method of claim 1 wherein providing at least one source of illumination includes providing at least one discrete source of illumination. 11. The method of claim 1 wherein providing at least one source of illumination includes providing the at least one source of illumination using at least a portion of a pixelated display. 12. The method of claim 1 wherein providing at least one source of... | Motorola, Inc. | A61B005/04 H04Q001/00
US06835190 | B2 | 2004-12-28 | Retractable safety infusion needle | 2002-04-17 | A needle device, possibly in the form of a butterfly or IV needle, has a housing with an orthogonal passage to the bore of the housing. A key that has a non-uniform opening with spaces defined by the opposing inner walls of its two extending legs is inserted into the passage. By positioning the key at different placement locations relative to the passage so that the different dimensioned spaces of the opening become aligned with the bore of the housing, the needle assembly can be selectively retained at at least a first position whereby the needle is extended out of the housing, and a second position whereby the needle is permanently retracted within the housing after use. | What is claimed is: 1. A needle device, comprising:a housing having a pair of wings, a first end with a first opening and a second end with a second opening; a needle assembly having a needle attached to a needle hub slidably fitted within said housing, the needle extendable through said first opening and said needle hub passable through said second opening; a bias element inside said housing for applying a biasing force against said needle hub towards said second end; a key movably fitted to said housing at a first placement along a plane orthogonal to the longitudinal axis of said housing for maintaining said needle assembly in a first position relative to said housing whereby the needle is extended out of said first opening, said key actuable to a second placement along said plane orthogonal to the longitudinal axis of said housing to allow the needle to be retracted into said housing due to said needle assembly being biased by said bias means; and a safety lock element coacting with said key and ordinarily acting against a portion of said housing to prevent inadvertent actuation of said key from said first placement to said second placement. 2. The needle device of claim 1, further comprising:a stopper positioned at the second end of said housing having a portion that continuously biases against said needle hub and coacts against a collar of said needle hub to prevent said needle hub from completely passing out of said second opening when the needle is retracted into said housing. 3. The needle device of claim 1, wherein said key comprises a base with two legs extending therefrom, the inside walls of said legs having respective opposed potions that converge towards each other; andwherein said needle hub comprises a longitudinal body that has a collar that abuts against the converged opposed portions of said legs when said key means is at said first placement so that said needle assembly is maintained at said first position for extending the needle out of the first opening of said housing. 4. The needle device of claim 1, wherein said housing has an upraised well formed at said first end, and wherein said key comprises a base configured to fit into said well, the outside wall of each of said legs of said base having a notch that coacts with a catch from the inside wall of said well to maintain the converged opposed portions of said legs in abutting relationship with said collar when said key is at said first placement, at least a portion of said base being located above the mouth of said well at said first placement. 5. The needle device of claim 1, wherein said key comprises a base having a cavity whereinto said safety lock element is biasedly fitted, said safety means comprising a lock button movable into the cavity of said base, said lock button preventing downward movement of said base if it is not in the cavity of said base, so that before said key is movable to said second placement, said lock button needs to be moved into the c... | Smiths Medical ASD, Inc. | A61M005/00 A61M005/32 A61B005/00
US06802812 | B1 | 2004-10-12 | Noninvasive optical sensor for measuring near infrared light absorbing analytes | 2001-07-27 | An optical sensor includes an optical source capable of being positioned on a tissue and emitting near infrared light into the tissue at a plurality of selected wavelengths, and a photodetector capable of detecting reflected light from the tissue. The photodetector being positioned on the tissue removed from the optical source but sufficiently close in proximity to the optical source to contact the same general tissue. The optical sensor further includes an oscillator coupled to the optical source and capable of activating the optical source to emit the near infrared light, and a modulator coupled to the oscillator and capable of controlling radio frequency modulation of the optical source to emit a radio frequency component that is used to measure the optical path length and absorbance of an analyte of interest within the tissue. | What is claimed is: 1. An optical sensor comprising:an optical source capable of being positioned on a tissue and emitting infrared light into the tissue at a plurality of selected wavelengths; a photodetector capable of detecting the selected wavelengths of light from the tissue, the photodetector being positioned on the tissue removed from the optical source but sufficiently close in proximity to the optical source to contact the same general tissue; an oscillator coupled to the optical source and providing radio frequency modulation of the optical source, the optical source being responsive to the radio frequency modulation by emitting the plurality of selected wavelengths, the selected wavelengths being selected to generate measurable changes in absorbance of analytes of interest within the tissue; and a wavelength modulator coupled to the oscillator and controlling radio frequency modulation of the optical source to emit the plurality of selected wavelengths that are selected to generate the measurable changes in absorbance of analytes of interest within the tissue. 2. An optical sensor according to claim 1 further comprising:a demodulator coupled to the photodetector and capable of detecting phase changes of a signal indicative of the radio frequency modulation for the selected wavelengths of light passing through the tissue to measure path length. 3. An optical sensor according to claim 1 further comprising:the wavelength modulator being capable of varying the wavelength of the light entering the tissue for a plurality of measurements to reduce scattering errors. 4. An optical sensor according to claim 1 further comprising:the wavelength modulator being capable of varying the wavelength of the optical source by varying temperature of the optical source. 5. An optical sensor according to claim 1 further comprising:the wavelength modulator being capable of varying the wavelength of the optical source using a micro-electro-mechanical system (MEMS) forming a portion of the optical source. 6. An optical sensor according to claim 1 further comprising:the wavelength modulator being capable of varying the wavelength of the optical source by varying drive current of the optical source. 7. An apparatus comprising:a single optical source capable of emitting infrared light into the tissue at a plurality of selected wavelengths; a detector capable of detecting the selected wavelengths of light in response to emission by the optical source; an oscillator coupled to the optical source and providing radio frequency modulation of the optical source and wavelength variation of the optical source in the range of ±1% about the selected wavelengths; and an analyzer coupled to the detector and coupled to the oscillator, the analyzer for analyzing changes in modulation intensity and phase between a signal from the optical source to the detector to measure absorbance of an analyte of interest within the tissue and determine concentration of the anal... | Nostix LLC | A61B005/00
US06821258 | B2 | 2004-11-23 | System and method for monitoring frequency and intensity of movement by a recumbent subject | 2003-02-04 | An integrated subject monitoring system facilitates measurement, collection and analysis of data pertaining to frequency and intensity of movement by a recumbent subject. The system includes a network-coupled computer and sensors placed in a bed or other resting surface of the subject. Parameter data is obtained primarily passively, without the cooperation or active participation of the subject. Subject parameters can be continuously monitored, sampled and recorded. Captured values then can be compared to initial baseline values for a measured parameter as well as to the trend the parameter of that subject. Readings falling outside the boundaries can trigger a signal to be sent to an appropriate party. The system preferably further includes a location monitoring or tracking subsystem for determining a subject's location within a defined space. Location data from the subsystem can be used to identify the subject being measured by the sensors in the bed. | What is claimed is: 1. A system for monitoring frequency and intensity of movement by a subject during sleep, comprising:a sleep structure having a sleeping surface upon which the subject rests; a plurality of z-axis force sensors distributed about and coupled to the sleep structure, each distributed force sensor being operative to develop a potential corresponding to an application of force applied to the sleep structure in the z-axis direction by the subject and to communicate the potential as a data signal; a comparator operative to compare data signals from the sensors to discriminate among x-, y- and z-axis movements of the subject while upon the sleeping surface; and a data storage device for storing a plurality of data signals. 2. A method for monitoring frequency and intensity of movement by a recumbent subject, comprising:providing a sleep structure having a sleeping surface upon which the subject rests; providing a plurality of z-axis force sensors coupled to the sleep structure, each member of the plurality of force sensors being operative to develop a potential corresponding to an application of force by the subject to the sleep structure and transmitted through the sleep structure to that member, the plurality of force sensors being spatially distributed such that a load applied downward on the sleeping surface is differentially sensed by each member of the plurality of z-axis force sensors; differentially sensing by each of the plurality of z-axis force sensors changes in force, the changes in force corresponding to movement of the subject upon the surface in a direction selected from the group consisting of: x-axis, y-axis, z-axis and x-axis, and z-axis and y-axis; providing the potentials, together with chronological identifiers associated therewith, as movement data to a data analysis means; and analyzing the movement data. 3. The method of claim 2, wherein analyzing the data includes determining trend data using the stored signals and associated chronological identifiers. 4. The method of claim 3, wherein analyzing the data further includes producing a histogram using the stored signals and associated chronological identifiers. 5. The method of claim 2, wherein analyzing the data includes using potentials from the plurality of force sensors to discriminate among x-, y- and z-axis movement of the subject while upon the surface. 6. A movement monitoring system suitable to monitor a subject recumbent on resting apparatus, comprising:a resting apparatus; an x-axis force sensor coupled to the resting apparatus and positioned to generate potentials corresponding to applications of x-axis force on the apparatus; a y-axis force sensor coupled to the resting apparatus and positioned to generate potentials corresponding to applications of y-axis force on the apparatus; a z-axis force sensor coupled to the resting apparatus and positioned to generate potentials corresponding to applications of z-axis force on the apparatus; a pers... | WCR Company | A61B005/00 G01D007/00
US06810277 | B2 | 2004-10-26 | Method, apparatus and system for removing motion artifacts from measurements of bodily parameters | 2002-08-06 | A method for removing motion artifacts from devices for sensing bodily parameters and apparatus and system for effecting same. The method includes analyzing segments of measured data representing bodily parameters and possibly noise from motion artifacts. Each segment of measured data may correspond to a single light signal transmitted and detected after transmission or reflection through bodily tissue. Each data segment is frequency analyzed to determine up to three candidate peaks for further analysis. Each of the up to three candidate frequencies may be filtered and various parameters associated with each of the up to three candidate frequencies are calculated. The best frequency, if one exists, is determined by arbitrating the candidate frequencies using the calculated parameters according to predefined criteria. If a best frequency is found, a pulse rate and SpO;2 ;may be output. If a best frequency is not found, other, conventional techniques for calculating pulse rate and SpO;2 ;may be used. The above method may be applied to red and infrared pulse oximetry signals prior to calculating pulse rate and/or pulsatile blood oxygen concentration. Apparatus and systems disclosed are configured to perform methods disclosed according to the invention. | What is claimed is: 1. A method of removing motion artifacts from electrical signals representative of attenuated light signals, comprising:transforming the electrical signals into frequency domain data; identifying a plurality of candidate peaks from the frequency domain data, wherein the identifying includes eliminating harmonic frequencies from the plurality of candidate peaks such that no two of the plurality of candidate peaks comprise harmonics of one another; narrow band pass filtering at each of the plurality of candidate peaks; developing parameters associated with each of the plurality of candidate peaks; analyzing each of the plurality of candidate peaks with respect to at least some of the developed parameters; and arbitrating between at least some of the plurality of candidate peaks employing at least some of the developed parameters to select a best frequency. 2. The method of claim 1, further comprising conditioning the electrical signals to reduce spectral leakage prior to the transforming step. 3. The method of claim 2, wherein the conditioning includes filtering the electrical signals. 4. The method of claim 3, wherein the filtering is performed with a Hanning window. 5. The method of claim 1, wherein the transforming the electrical signals into frequency domain data is performed with a fast Fourier transform. 6. The method of claim 1, wherein the transforming the electrical signals into frequency domain data is performed with a technique selected from the group consisting of a periodogram, a correlogram, autoregressive methods, Prony's method, minimum variance methods, maximum likelihood methods, a discrete cosine transform, a wavelet transform, a discrete Hartley transform and a Gabor transform. 7. The method of claim 1, wherein the identifying the plurality of candidate peaks further comprises:assigning a largest power amplitude from the frequency domain data as a primary candidate peak; assigning a next largest power amplitude as a secondary candidate peak; and assigning a previous non-zero pulse rate as a tertiary candidate peak if the previous non-zero pulse rate is neither the primary candidate peak nor the secondary candidate peak. 8. The method of claim 1, wherein the identifying the plurality of candidate peaks further comprises identifying n peaks, by frequency, F1 to Fn, in descending order of peak amplitude. 9. The method of claim 1, wherein the narrow band pass filtering comprises finite impulse response filtering. 10. The method of claim 1, wherein the narrow band pass filtering comprises infinite impulse response filtering. 11. The method of claim 1, wherein the narrow band pass filtering comprises filtering each of the plurality of candidate peaks with one of n narrow band filters to mask influence of candidate frequencies not under evaluation. 12. The method of claim 11, wherein n=8 and wherein each of the eight narrow band filters is separated by a fixed difference in center frequency in a range... | RIC Investments, Inc. | A61B005/00
US06832992 | B2 | 2004-12-21 | Passive safety device for needle of blood collection set | 2003-12-01 | A needle assembly includes a tube holder for receiving an evacuated fluid collection tube. A needle cannula projects distally from said tube holder and a tip guard is slidably movable along said needle cannula from a proximal position near said tube holder to a distal position for shielding the distal end of the cannula. An actuator arm extends proximally from said tip guard and releasably engages the holder when the tip guard is in the proximal position. Insertion of a tube into the tube holder releases the actuator arm and enables the tip guard to be propelled to the distal position. | What is claimed is: 1. A passively shieldable needle device comprising:a tube holder having a proximal end, a distal end and a tube receptacle between said ends, a distal end wall at the distal end of the tube holder, the distal end wall having an actuator aperture extending therethrough and into communication with said tube receptacle; a needle cannula mounted to said distal end of said tube holder and having a distal end projecting distally beyond said tube holder; a tip guard movable along said needle cannula from a proximal position substantially adjacent said tube holder to a distal position where said tip guard protectively shields said distal end of said needle cannula; a collapsible guard drive including a pair of resiliently deformable leaves for propelling said tip guard into said distal position; and an actuator passing through the actuator aperture and having a proximal end in said tube receptacle and a distal end projecting distally from said tube holder and configured for exerting a pushing force on said tip guard in response to insertion of said tube into said tube receptacle, said actuator having a locking detent releasably engaged with said tube holder for releasably holding said tip guard in said proximal position, said actuator being configured for engagement by a tube inserted into said tube receptacle of said tube holder and being movable distally for initiating distal movement of said tip guard from said proximal position. 2. A passively shieldable needle device comprising:a tube holder having a proximal end, a distal end and a tube receptacle between said ends, a needle cannula mounted to said distal end of said tube holder and having a distal end projecting distally beyond said tube holder; a tip guard movable along said needle cannula from a proximal position substantially adjacent said tube holder to a distal position where said tip guard protectively shields said distal end of said needle cannula; a collapsible guard drive for propelling said tip guard into said distal position, said collapsible guard drive including a pair of resilient deformable leaves, each said leaf having a proximal end fixed in proximity to said distal end of said tube holder and a distal end connected to said tip guard, said leaves being foldable and collapsible substantially adjacent to said tube holder when said tip guard is in said proximal position, said leaves further being resiliently movable toward a non-collapsed condition for propelling said tip guard to said distal position on said needle cannula; and an actuator having a proximal end in said tube receptacle and a distal end, said actuator being configured for engagement by a tube inserted into said tube receptacle of said tube holder and being movable distally for initiating distal movement of said tip guard from said proximal position. 3. The needle device of claim 2, wherein said actuator includes a locking detent for releasably holding said tip guard in said proximal position ... | Becton, Dickinson and Company | A61M005/00 A61M005/32 A61B005/00
US06858025 | B2 | 2005-02-22 | Cryo-surgical apparatus and method of use | 2002-08-06 | Cryosurgical apparatus includes an elongate cryoprobe having a cooling portion and an electrically conductive first portion in the region of the cooling portion. A removable sheath having an electrically conductive second portion is received on the cryoprobe with its electrically conductive second portion spaced from the electrically conductive first portion of the cryoprobe. Electrical insulation is interposed between the first portion and the second portion. Coolant material supplied to the cryoprobe produces tissue freezing in the region of the cooling portion. Electromagnetic energy supplied to either the first portion or the second portion, while the other of such first portion or second portion is connected to ground, provides selective heating in tissue surrounding an iceball produced by the cooling portion to control the configuration of the iceball. | 1. Cryosurgical apparatus comprising an elongate cryoprobe having a proximal end, a distal end, a cooling portion adapted to be positioned in tissue to be treated and operative to cool tissue to form an ice ball in such tissue upon activation, and an electrically conductive first portion, an energy conducting element coupled to said cryoprobe and having an electrically conductive second portion in a region spaced from said first portion, electrical insulation interposed between said first portion and said second portion, and a source of electromagnetic energy operatively connected to one of said first portion and second portion operable to produce heating of tissue in the region of said iceball to control the configuration of the iceball. 2. The apparatus of claim 1, wherein said source of energy comprises a radiofrequency energy generator. 3. The apparatus of claim 1, wherein one of said first portion and second portion is operatively connected to said electromagnetic energy generator and the other of said first and second portions is connected to electrical ground. 4. The apparatus of claim 1, wherein said cryoprobe comprises an elongate electrically conductive member, said energy conducting element surrounds a portion of said conductive member, and said electrical insulation is disposed between said conductive member and said energy conducting element. 5. The apparatus of claim 4, wherein said conducting element comprises an elongate electrically and thermally conductive sheath coaxially surrounding a portion of said cryoprobe with a distal end of said conducting element exposed and a second layer of electrically insulating material covering remainder portions of the conducting element. 6. The apparatus of claim 1, which further comprises a mechanism for providing a cryogenic medium to said cryoprobe. 7. The apparatus of claim 1, wherein said conducting element comprises an elongate sheath disposed over a portion of said cryoprobe, which sheath is removable from said cryoprobe. 8. The apparatus of claim 7, which further comprises a releasable interlock for securing said sheath to said cryoprobe. 9. The apparatus of claim 1, which further comprises a temperature sensor operable to sense the temperature in the region of said cooling portion of said cryoprobe. 10. The apparatus of claim 1, which further comprises a temperature sensor operable to sense the temperature in the region of said second portion. 11. The apparatus of claim 1, wherein said cryoprobe comprises an elongate thermally conductive and electrically conductive needle member into which a cryogenic medium may be passed to produce tissue freezing in the region of the cooling portion. 12. The apparatus of claim 1, wherein said cooling portion and electrically conductive first portion are adjacent the distal end of the cryoprobe. 13. The apparatus of claim 12, wherein said energy conducting element comprises an elongate sheath received on the cryoprobe with the distal end ... | Medically Advanced Designs, LLC | A61B018/18
US07236820 | B2 | 2007-06-26 | Standardized swallow challenge medium and method of use for esophageal function testing | 2004-01-29 | A swallow challenge medium (10) is thixotropic for easy swallowing and to provide enough viscosity for effective challenge to peristalsis (20) and has high ionic density for effective impedance measurements by contact with electrodes (41–48) positioned in a person's esophagus (E) or oropharynx during swallow testing. The medium (10) also has a high surface tension so as not to adhere to or coat the electrodes (41–48) or probe (12) surfaces. These physical characteristics are stabilized and consistent enough to provide standard for esophageal and/or oropharyngeal function testing and diagnostics. | 1. A method of testing peristalsis and bolus transit in a person's esophagus comprising: positioning a probe comprising a plurality of electrodes in longitudinally spaced relation to each other in the person's esophagus;having the person swallow a swallow challenge medium that has viscosity in a range of 1,000 to 100,000 centipoise (high shear), conductivity in the range of 3.8 to 7.6 mS/cm, and sufficient surface tension to cause the swallow challenge medium to clear sufficiently from surfaces of the electrodes and probe as the swallow challenge medium passes the electrodes and probe such that impedance measurements across the electrodes after the swallow challenge medium passes the electrodes is not less than 50% of impedance measurements across the electrodes before the challenge medium reaches the electrodes;measuring impedance across the electrodes on a real time basis as the challenge medium moves though the esophagus, andrecording the impedance measurements as a function of time. 2. The method of claim 1, wherein the surface tension is sufficient such that said drop in impedance is not more than 1%. 3. The method of claim 1, wherein the swallow challenge medium is thixotropic. 4. The method of claim 1, wherein the swallow challenge medium has conductivity in a range of 4.5 to 7.6 mS/cm. 5. The method of claim 1, wherein the swallow challenge medium provides impedance in a range of 300 to 600 ohms. 6. The method of claim 1, wherein the swallow challenge medium provides impedance in a range of 300 to 500 ohms. 7. The method of claim 1, wherein the swallow challenge medium has pH in a range of 3.5 to 9.0. | Sandhill Scientific, Inc. | A61B005/00
US07445601 | B2 | 2008-11-04 | Non-invasive device and method for the diagnosis of pulmonary vascular occlusions | 2004-04-01 | The invention involves a device and method for ascertaining the functioning of the respiratory system and determining the cause of abnormal respiratory function. The device comprises an apparatus for measuring the flow of air from a patient's breadth and determining the concentration of gases contained therein via real-time spectrometry. From this data, a processor computes the ratio of detected gases relative to each other and as a function of expired volume and plots the calculations on a display screen. Based on various plots, a physician can more easily estimate the probability of a number of pulmonary diseases and afflictions, such pulmonary embolism, emphysema, congestive heart failure, infection, and related problems. | 1. A system for non-invasively diagnosing abnormal respiratory function, comprising: a patient breathing tube;a flow meter connected to said tube;a spectrometer interconnected to and in fluid communication with said tube, wherein said spectrometer is adapted to detect the concentration of gases present in said tube; anddata processing means interconnected to said flow meter and said spectrometer, wherein said data processing means is programmed to calculate and display at least one gas concentration ratio selected from the group consisting of the ratio of NO relative to the concentration of CO, the ratio of CO2 to O2 relative to the ratio of NO to CO, the ratio of NO to CO relative to expired volume, the ratio of CO2 to O2 relative to the ratio of CO2 to O2 relative to expired volume, and the ratio of CO2 to O2 simultaneously with a plot of NO relative to expired volume. 2. The system of claim 1, wherein said gas concentration ratio is the concentration of CO2 relative to the concentration of O2. 3. The system of claim 1, wherein said gas concentration ratio is the concentration of NO relative to the concentration of CO. 4. The system of claim 1, wherein said gas concentration ratio is the ratio of CO2 to O2 relative to the ratio of NO to CO. 5. The system of claim 1, wherein said gas concentration ratio is the ratio of NO to CO relative to expired volume. 6. The system of claim 1, wherein said gas concentration ratio is the ratio of CO2 to O2 relative to NO. 7. The system of claim 1, wherein said gas concentration ratio is the ratio of CO2 to O2 simultaneously with a plot of NO relative to expired volume. 8. The system of claim 1, wherein said spectrometer comprises a laser diode spectrometer remotely interconnected to and in fluid communication with said tube via a port in said patient breathing tube. 9. The system of claim 8, further comprising a vacuum pump interconnected to said spectrometer and said port. 10. The system of claim 9, wherein said vacuum pump operates at a rate of between about 10 to 100 milliliters per minute. 11. The system of claim 8, wherein said laser diode spectrometer is adapted to measure analyte concentrations of NO, CO, CO2, and O2. 12. The system of claim 8, wherein said laser diode spectrometer simultaneously measures CO2, O2, NO and CO. 13. The system of claim 8, wherein said laser spectrometer alternates between the measurement of any combination of CO2, O2, NO, and CO at a rate of at least twenty times per second for each such molecule. 14. The system of claim 8, wherein said laser spectrometer comprises a monochromatic light source from at least one tunable diode laser operating in a ring-down cavity mode with two or more mirror to increase apparent path length. 15. The system of claim 8, wherein said tube further includes a coupling for attachment to standard ventilator circuits. 16. The system of claim 8, wherein said tube further includes a coupling for attachment to a patient mouthpiece. 17.... | Charlotte-Mecklenburg Hospital | A61B005/02
US07608249 | B2 | 2009-10-27 | Enhanced substrate imaging by reversible binding to a paramagnetic complex | 2002-10-09 | The invention relates to a method for the Magnetic Resonance Imaging and Magnetic Resonance Spectroscopy Imaging of a substrate molecule different from water wherein the NMR signal is enhanced by a reversible binding of the substrate molecule to a paramagnetic chelate complex, as well as to the use of a paramagnetic chelate complex in said method and the pharmaceutical composition for use therein. | 1. A method of obtaining images comprising: administering a paramagnetic chelate complex comprising a lanthanide metal ion with atomic number ranging from 58 to 70, or a transition metal ion with atomic number from 21 to 29 and from 42 and 44 and a chelating ligand selected from, 10-[(3-methoxyphenyl)methyl]-1,4,7,10-tetraazaciclododecane-1,4,7-tris-[(aminocarbonyl)methyl], and 10-[(3-methoxyphenyl)methyl]-1,4,7,10-tetraazaciclododecane-1,4,7-triacetic acid, or a physiologically acceptable salt thereof, which non covalently binds with a binding strength of at least 10M-1 to a substrate molecule, thereby shortening the relaxation times of the magnetic nuclei of the substrate molecule by forming a non-covalent reversible binding between the substrate and the paramagnetic chelate complex andregistering the image of the substrate molecule in a human or animal body organ or tissue by use of the Magnetic Resonance Imaging techniques, wherein said image is obtained in vivo andwherein said substrate molecule is an endogenous substrate selected from lactate, citrate, carbonate, phosphate, pyruvate, natural amino-acids, oxalate, tartrate, succinate, choline, creatine, acetate, and malonate in a human or animal body organ or tissue. 2. The method of claim 1 for the Magnetic Resonance Imaging of lactate, wherein said paramagnetic chelate complex is 10-[(3-methoxyphenyl)methyl]-1,4,7,10-tetraazaciclododecane-1,4,7-tris-[(aminocarbonyl)methyl], and 10-[(3-methoxyphenyl)methyl]-1,4,7,10-tetraazaciclododecane-1,4,7-triacetic acid or a physiologically acceptable salt thereof. 3. The method of claim 1 for the Magnetic Resonance Imaging of citrate, wherein said paramagnetic chelate complex is the gadolinium complex of 10-[(3-methoxyphenyl)methyl]-1,4,7,10-tetraazacyclododecane-1,4,7-tris-[(aminocarbonyl)methyl]chelating ligand or a physiologically acceptable salt thereof). 4. The method of claim 1 for the Magnetic Resonance Imaging of tartrate, wherein said paramagnetic chelate complex is the gadolinium complex of 10-[(3-methoxyphenyl)methyl]-1,4,7,10-tetraazacyclododecane-1,4,7-triacetic acid or a physiologically acceptable salt thereof. 5. The method of claim 2 for the detection of brain tumors. 6. The method of claim 3 for the detection of prostatic carcinoma. 7. The method of claim 1 wherein the paramagnetic ion is selected from the group consisting of: gadolinium (III), iron (II), iron (III), manganese (II), manganese (III), chromium (III), cobalt (III), copper (II), nickel (II), dysprosium (III), erbium (III), terbium (III), holmium (III), thulium (III), ytterbium (III), europium (II) and europium (III). 8. The method of claim 7 wherein the paramagnetic ion is Gadolinium (III), manganese (II) or manganese (III). 9. A compound which is selected from: 10-[(3-methoxyphenyl)methyl]-1,4,7,10-tetraazacyclododecane-1,4,7-tris-[(aminocarbonyl)methyl], the gadolinium complex thereof optionally in form of the ternary complex with citrate, 10-[(3-methoxyphenyl)m... | Bracco Imaging S.p.A. | A61B005/055
US07340295 | B2 | 2008-03-04 | Method and apparatus for estimation of muscle mass | 2004-05-12 | The impedance of intracellular water (ZICW), height (H), weight (W), and age (A) of the subject are included as variables in an equation that estimates muscle mass (MM). Impedance of extracellular water (ZECW) is determined by a step of applying an alternating current to the body and measuring the resulting impedance. Impedance of total body water (ZTBW) is determined by a step of applying a high frequency alternating current to the body and measuring the resulting impedance. ZICW is determined by calculating an inverse of the result of subtracting an inverse of measured ZECW from an inverse of measured ZTBW. The equation for muscle mass is of the form: MM−aH2/ZICW+bW+cA+d. | 1. A method of estimating muscle mass, comprising steps of: calculating an impedance of intracellular water of a subject; andestimating a muscle mass of the subject, based on the impedance of intracellular water;wherein said step of estimating a muscle mass of the subject further includes the sub-steps of acquiring personal data including height, body weight and age of the subject, and calculating muscle mass of the subject according to a predetermined estimation formula using the acquired personal data and the impedance of intracellular water as variables;wherein said predetermined estimation formula is expressed as follows: MM=(a*H2)/ZICW+b*W++c*A+d wherein MM is the muscle mass of the subject; H is the height of the subject; W is the body weight of the subject; A is the age of the subject; and a, b, c, d are constants;wherein said step of calculating impedance of intracellular water of a subject further includes sub-steps of:measuring impedance of extracellular water of the subject by applying between predetermined parts of the subject an alternating current at a sufficiently low frequency that the current only flows outside a cell membrane of the subject;measuring impedance of total body water of the subject by applying between the predetermined parts of the subject an alternating current at sufficiently high frequency that the current flows both outside and inside the cell membrane of the subject; andderiving the impedance of intracellular water of the subject by calculating an inverse of the result of subtracting an inverse of the measured impedance of extracellular water from an inverse of the measured impedance of total body water. 2. A method of estimating muscle mass according to claim 1 in which said predetermined parts of the subject include both feet. 3. A method of estimating muscle mass according to claim 1 in which said predetermined parts of the subject include a hand and a foot. 4. A method of estimating muscle mass according to claim 1 in which said predetermined parts of the subject include both hands. 5. An apparatus for estimating muscle mass, comprising a measurement unit and an estimation unit, wherein said measurement unit calculates an impedance of intracellular water of a subject, and said estimation unit estimates muscle mass of the subject, based on the impedance of intracellular water;wherein said estimation unit further includes a personal data acquisition sub-unit and a muscle mass calculation sub-unit, wherein said personal data acquisition sub-unit acquires personal data including height, body weight and age of the subject, and said muscle mass calculation sub-unit calculates muscle mass of the subject according to a predetermined estimation formula using the acquired personal data and the impedance of intracellular water as the variables;wherein said predetermined estimation formula is expressed as follows: MM=(a*H2)/ZICW+b*W++c*A+d wherein MM is the muscle mass of the subject; H is the height of the subject... | Tanita Corporation | A61B005/05 A61B005/00
US07333847 | B2 | 2008-02-19 | Method for evaluation of tissue adhesion level | 2004-03-08 | Provided are a method for evaluation of tissue adhesion level which comprises relating the detection result of gadolinium from MRI image, on which a cross-section of a “boundary surface between a first tissue and a second tissue” of an animal administered with gadolinium has been imaged, to the adhesion level between the first tissue and the second tissue; and a detecting agent of tissue adhesion level. The detecting method of the present invention and detecting agent of the present invention are markedly useful, because they make it possible to detect the adhesion level, which is otherwise difficult to detect from the outside of the body, conveniently, speedily and precisely. | 1. A method for evaluation of tissue adhesion level, which comprises evaluating an MRI image on which the cross-section of a boundary surface between a first tissue and a second tissue of an animal administered with gadolinium has been imaged, wherein the length of scar attachment (adhesion) is indicative of the adhesion level between the first tissue and the second tissue. 2. The method according to claim 1, wherein the adhesion level means the strength of adhesion. 3. The method according to claim 2, wherein the strength of adhesion is a force required for separating the first tissue from the second tissue. 4. The method according to claim 1, wherein the first tissue is a vertebral body and the second tissue is a spinal cord with dura. 5. The method according to claim 1, wherein the adhesion means an adhesion occurring after laminectomy. | Seikagaku Kogyo Kabushiki Kaisha | A61B005/05
US07390309 | B2 | 2008-06-24 | Human assist system using gravity compensation control system and method using multiple feasibility parameters | 2004-04-13 | A method for obtaining an assist torque to be applied to a human joint, in a human assist system in order to reduce the load on muscles, according to the present invention comprises the step of obtaining a moment due to gravity, acting on a joint of each human segment, based on equations of force and moment balance on each segment. The method further comprises the step of obtaining an assist torque to be applied to the joint to compensate for the moment due to gravity, acting on the joint. In one embodiment of the present invention, various criteria are used such as mechanical energy, metabolic energy and/or a stability/equilibrium factor. In addition, the present invention can account for the situation where there is substantially no relative motion between segments of a given joint and thus, where the mechanical energy component of gravity compensation is approximately zero. | 1. A method for obtaining an assist torque to be applied to a human joint, in a human assist system for applying an assist torque to the human joint, comprising the steps of: determining a gravity compensation control torque value for a first joint;identifying said gravity compensation control torque as being feasible if the relative angular velocity between first and second segment of said first joint is substantially zero; andidentifying a gravity compensation control torque feasibility value when said relative angular velocity between said first and second segments of said first joint is not substantially zero, including the steps of: determining a mechanical energy feasibility value of said gravity compensation control torque,determining a metabolic energy feasibility value of said gravity compensation control torque, the metabolic energy feasibility value based on metabolic efficiencies associated with concentric work and eccentric work, andcalculating said gravity compensation control torque feasibility value based upon said mechanical energy feasibility value and said metabolic energy feasibility value. 2. The method of claim 1, wherein said mechanical energy feasibility value represents a relationship between a value of an assisted muscle torque and a value of an unassisted muscle torque. 3. The method of claim 1, wherein said metabolic energy feasibility value represents a relationship between a value of a metabolic cost of assisted control and a value of a metabolic cost of unassisted control. 4. The method of claim 1, further comprising the step of: determining a stability feasibility factor for said gravity compensation control torque. 5. The method of claim 4, wherein said step of calculating said gravity compensation feasibility value is based upon said mechanical energy feasibility value, said metabolic energy feasibility value and said stability feasibility factor. 6. The method of claim 5, further comprising the step of applying said gravity compensation feasibility factor when said gravity compensation feasibility factor value exceeds a first threshold. 7. The method of claim 1, further comprising the step of applying said gravity compensation feasibility factor when said gravity compensation feasibility factor value exceeds a first threshold. 8. A method for obtaining an assist torque to be applied to a human joint, in a human assist system for applying an assist torque to the human joint, comprising the steps of: determining a gravity compensation control torque value for a first joint;identifying said gravity compensation control torque as being feasible if the relative angular velocity between first and second segments of the said first joint is substantially zero; andidentifying a gravity compensation control torque feasibility value when the relative angular velocity between said first and second segments of the said first joint is not substantially zero, including the steps of: determining a mechanical energy feasi... | Honda Motor Co., Ltd. | A61H001/00
US07566309 | B2 | 2009-07-28 | Blood water content detection device and hemodialysis timing determination device | 2003-07-11 | A blood water content detection device includes a pulse wave detection section which noninvasively detects a peripheral pulse wave, and an index extraction section which extracts an index which changes depending on a blood water content from the detected pulse wave. The blood water content detection device may include a low-cut section which removes a low frequency component which becomes noise from the pulse wave detected by the pulse wave detection section. The blood water content detection device may further include first and second differentiation sections. The index extraction section extracts a pulse height ratio (b/a) or (d/a) of a second differential waveform as the index, for example. | 1. A blood water content detection device comprising: a pulse wave detection section which noninvasively detects a peripheral pulse wave; andan index extraction section which extracts an index which changes depending on a blood water content from the detected pulse wave. 2. The blood water content detection device as defined in claim 1, wherein the index extraction section extracts the index based on a pulse height of a dicrotic notch in the pulse wave. 3. The blood water content detection device as defined in claim 2, wherein the index extraction section extracts as the index a first ratio of a pulse height of a first rise point of one cycle of the pulse wave and a pulse height of the dicrotic notch. 4. The blood water content detection device as defined in claim 3, wherein the index extraction section further extracts a reference index which is less dependent on the blood water content than the first ratio, and outputs a ratio of the index to the reference index. 5. The blood water content detection device as defined in claim 4, wherein the index extraction section extracts as the reference index a second ratio of the pulse height of the first rise point of one cycle of the pulse wave and a pulse height of a dicrotic wave. 6. The blood water content detection device as defined in claim 1, wherein the index extraction section extracts the index based on a pulse height of an ejection wave in the pulse wave. 7. The blood water content detection device as defined in claim 6, wherein the index extraction section extracts a first ratio of a pulse height of a first rise point of one cycle of the pulse wave and a pulse height of the ejection wave. 8. The blood water content detection device as defined in claim 7, wherein the index extraction section further extracts a reference index which is less dependent on the blood water content than the first ratio, and outputs a ratio of the index to the reference index. 9. The blood water content detection device as defined in claim 8, wherein the index extraction section extracts as the reference index a second ratio of the pulse height of the first rise point of one cycle of the pulse wave and a pulse height of a dicrotic wave. 10. The blood water content detection device as defined in claim 1, further comprising: a low-cut section which removes a low frequency component due to changes caused by activities of an autonomic nervous system from the pulse wave detected by the pulse wave detection section. 11. The blood water content detection device as defined in claim 10, wherein the low-cut section further removes a low frequency component caused by body movement of a subject in a resting state. 12. The blood water content detection device as defined in claim 10, wherein the low-cut section sets the low-cut frequency range from 0.4 to 0.5 Hz. 13. The blood water content detection device as defined in claim 10, wherein the low-cut section is formed of a bandpass filter which sets the high-cut frequen... | Seiko Epson Corporation | A61B005/02 C02F001/44 A61B005/00
US07725150 | B2 | 2010-05-25 | System and method for extracting physiological data using ultra-wideband radar and improved signal processing techniques | 2003-06-04 | Disclosed is a variant of ultra-wide band (UWB) radar known as micropower impulse radar (MIR) combined with advanced signal processing techniques to provide a new type of medical imaging technology including frequency spectrum analysis and modern statistical filtering techniques to search for, acquire, track, or interrogate physiological data. Range gate settings are controlled to depths of interest within a patient and those settings are dynamically adjusted to optimize the physiological signals desired. | 1. A process employing ultra wideband radar return signals to extract physiological data from one or more bodily organs or physiological processes of a patient, said process comprising: generating a baseband pulse train;transmitting an emitted signal from a first antenna as an ultra-wide band spectrum signal, wherein the emitted signal comprises a series of low voltage, short-duration pulses triggered by the baseband pulse train;outputting a delayed version of the baseband pulse train from a delay range comprising an electronically controlled range gate;receiving reflections of the emitted signal at a receiver connected to a second antenna, wherein the receiver is triggered by the delayed version of the baseband pulse train;processing the reflections received by the receiver to generate a first matrix of time-sampled reflection values at various depths;converting the first matrix of time-sampled reflection values into a second matrix and extracting physiological data from the second matrix using frequency spectrum analysis and statistical filtering. 2. The process of claim 1 wherein the step of outputting a delayed version of the baseband pulse train comprises outputting a delayed version of the baseband pulse train in range gate mode, wherein the delayed version of the baseband pulse train is configured to trigger the receiver to collect reflections at one or more of a subset of said depths. 3. The process of claim 1 wherein the step of outputting a delayed version of the baseband pulse train comprises outputting a delayed version of the baseband pulse train in range finder mode, wherein the delayed version of the baseband pulse train is configured to trigger the receiver to collect reflections across a range of said depths. 4. The process of claim 1 further comprising operating on said second matrix to suppress certain high-strength reflection signals and amplify signals representing motion within said patient. 5. The process of claim 1, wherein the processing step includes low-pass filtering, said low pass filtering passing frequencies up to 5 Hz, and minimizing the potential of aliasing prior to generating the first matrix of time-sampled reflection values. 6. The process of claim 1, wherein the processing step includes low-pass filtering, said low pass filtering passing frequencies up to 200 Hz, and minimizing the potential of aliasing prior to generating the first matrix of time-sampled reflection values. 7. The process of claim 1, further comprising digitizing the reflections of the emitted signal received by the receiver from analog to digital into a series of discrete numerical values representing the amplitudes of said reflections of the emitted signal. 8. The process of claim 4, wherein the first matrix is a two-dimensional matrix of time-sampled reflection values from various depths. 9. The process of claim 8 wherein the two-dimensional matrix stores a matrix of reflections of the emitted signal at various depths and times. 1... | LifeWave, Inc. | A61B005/05
US07174200 | B2 | 2007-02-06 | Optimized high-speed magnetic resonance imaging method and system using hyperpolarized noble gases | 2002-04-12 | A system and method for using hyperpolarized noble gases together with an appropriately designed and optimized magnetic resonance imaging pulse sequence to rapidly acquire static or dynamic magnetic resonance images. The strong magnetic resonance signal from hyperpolarized gases, combined with the present magnetic resonance imaging technique, presents the opportunity for the imaging of gases with both high spatial and high temporal resolution. One potential application for such a method is the direct, dynamic visualization of gas flow, which would be extremely useful for characterizing a variety of fluid systems. In the medical field, one such system of substantial importance is the lung. The system and method provides for visualizing regional ventilatory patterns throughout the respiratory cycle with high temporal and high spatial resolution. The low sensitivity to susceptibility artifacts permits good image quality to be obtained in various orientations. Depending on the application, temporal resolution can be traded for anatomical coverage. Such application of dynamic imaging of the lung using hyperpolarized gases will provide unique information on the physiology and pathophysiology of the lung, and has the potential for many clinically-relevant applications. | 1. A method for generating a pulse sequence for operating a magnetic resonance imaging system for imaging a region of an object, wherein at least a portion of the region contains hyperpolarized noble gas for at least a portion of the time required to apply said pulse sequence, said method comprising: a) selecting of spatial-encoding magnetic-field gradients to generate spatial-frequency-space trajectories that: i) permit the data corresponding to one complete image to be acquired using at most one-half the number of spatial-frequency-space trajectories that would be required for a conventional rectilinear-trajectory gradient-echo pulse sequence with equivalent spatial resolution;ii) for at least one-half of said spatial-frequency-space trajectories, begin at approximately zero spatial frequency along at least two spatial-frequency axes;iii) for at least one-half of the spatial-frequency-space trajectory duration, provide motion-induced phase shifts that are less than those corresponding to the frequency-encoding magnetic-field gradient for a conventional rectilinear-trajectory gradient-echo pulse sequence with equivalent spatial resolution;iv) provide motion-induced phase shifts that vary smoothly along said spatial-frequency-space trajectories;v) sample approximately the same total extent of spatial-frequency space and approximately the same proportions of low, middle and high spatial frequencies;vi) provide diffusion-induced signal attenuation that is less than that corresponding to the frequency-encoding magnetic-field gradient for a conventional rectilinear-trajectory gradient-echo pulse sequence with equivalent spatial resolution; andvii) use a data-sampling period that is chosen based on the application, said object and strength of a main magnet system of said magnetic resonance imaging system to yield a pre-determined or desired level of magnetic field inhomogeneity-induced image artifacts;b) selecting of excitation radio-frequency pulse flip angles wherein said flip angles are specifically chosen to use a fraction of the non-equilibrium hyperpolarized magnetization, said fraction determined based on the total number of images to be acquired from said region of said object;c) generating of magnetic resonance signals from said object by applying radio-frequency pulses to excite nuclear magnetization with said flip angles and by applying said spatial-encoding magnetic-field gradients; andd) reconstructing of a magnetic resonance image from the generated magnetic resonance signals. 2. The method of claim 1, wherein, for said conventional rectilinear-trajectory gradient-echo pulse sequence, the number of spatial-frequency-space trajectories corresponding to each of the phase-encoded directions is approximately equal to the maximum spatial extent of said object along the given phase encoding directions divided by the desired voxel dimension in said direction. 3. The method of claim 1, wherein data is acquired corresponding to at least one of ... | University of Virginia Patent Foundation | B61B005/05
US20040215088 | A1 | 2004-10-28 | Electrocardiographic signal recording with remote patient data entry | 2003-04-28 | A portable machine for recording electrocardiographic signals from a patient, the machine having a recording device for collecting electrocardiographic signals from a patient, the recording device further including a removable memory device for storing the electrocardiographic signals, a remote programming device including a remote connection with said recording device for wireless communication therewith, and patient lead wires with electrodes constructed and arranged to attach to the skin of the patient to furnish the electrocardiographic signals to said recording device. | What is claimed is: 1. A portable machine for recording electrocardiographic signals from a patient, the machine comprising: a recording device for collecting electrocardiographic signals from said patient, said recording device further comprising a removable memory device for storing the electrocardiographic signals; a remote programming device including a first remote connection with said recording device for wireless communication therewith; and patient lead wires with electrodes constructed and arranged to attach to the skin of the patient to furnish the electrocardiographic signals to said recording device. 2. The machine in accordance with claim 1 wherein said recording device is adapted for collecting pacemaker activity from said patient and said removable memory device is adapted to store said pacemaker activity. 3. The machine in accordance with claim 2 wherein said recording device comprises a digital signal processor to record the pacemaker activity together with electrocardiographic signals in the same recorder. 4. The machine in accordance with claim 2 further comprising an event activation device including a second remote connection with said recording device for wireless communication therewith, thereby permitting the patient to send event indications to the recording device. 5. The machine in accordance with claim 2 wherein said recording device is adapted for detecting collecting oxygen saturation signals from said patient. 6. The machine in accordance with claim 1 wherein the remote programming device further comprises a user display and data input device. 7. The machine in accordance with claim 1 wherein the removable memory device is a compact flash, multi-media or smart-media card. 8. The machine in accordance with claim 4 wherein the first remote connection is a radio-frequency connection. 9. The machine in accordance with claim 4 wherein the first remote connection is an ultrasonic connection. 10. The machine in accordance with claim 4 wherein the first remote connection is an infrared connection. 11. The machine in accordance with claim 10 wherein the second remote connection is a radio-frequency connection. 12. The machine in accordance with claim 10 wherein the second remote connection is an ultrasonic connection. 13. The machine in accordance with claim 10 wherein the second connection is an infrared connection. 14. The machine in accordance with claim 1 wherein the first remote connection is unidirectional. 15. The machine in accordance with claim 1 wherein the first remote connection is bi-directional. 16. A method of recording electrocardiographic signals in the removable memory device of the portable machine of claim 1 comprising: attaching said electrodes to the skin of a patient to acquire said electrocardiographic signals and pacemaker pulses; converting the electrocardiographic signals and pacemaker pulses into corresponding digital signals; amplifying the digital signals; stori... |  | A61B005/0402
US20040225230 | A1 | 2004-11-11 | Small volume in vitro analyte sensor and methods | 2004-06-12 | A small volume sensor, and methods of making, for determining the concentration of an analyte, such as glucose or lactate, in a biological fluid such as blood or serum, using techniques such as coulometry, amperometry, and potentiometry. The sensor includes a working electrode and a counter electrode, and can include an insertion monitoring trace to determine correct positioning of the sensor in a connector. In one embodiment, the sensor determines the concentration of the analyte by discharging an amount of charge into the sample, determining the time needed to discharge the charge, and determining the current used to electrolyze a portion of the analyte using the amount of charge and the amount of time. | We claim: 1. A sample acquisition apparatus for piercing skin, the apparatus comprising a skin piercing lancet, a cocking mechanism operable connected to the skin piercing lancet, the cocking mechanism configured to move the lancet from an inactivated position to a cocked position; a triggering mechanism operably connected to the spin piercing lancet, the trigger mechanism configured to release the lancet from the cocked position to a protruding position; and a cap having a protruding ring with a surface area, the protruding ring defining a center for passing the lancet therethrough, the surface area configured for contact with the skin. 2. The sample acquisition apparatus according to claim 1 further comprising a depth adjustment mechanism for adjusting the depth of the penetration of the lancet into the skin when in the protruding position. 3. The sample acquisition apparatus according to claim 1 wherein the cocking mechanism requires active cocking. 4. The sample acquisition apparatus according to claim 1 wherein the surface area is an annular surface area. 5. A method of lancing a patient's skin, the method comprising: (a) providing a sample acquisition apparatus comprising a skin piercing lancet and a cap having a protruding ring with a surface area, the protruding ring defining a center for passing the lancet therethrough, the surface area configured for contact with the skin. (b) cocking the lancet with a cocking mechanism, thereby moving the lancet from an inactivated position to a cocked position; (c) after cocking the lancet, contacting the skin with the protruding ring; and (d) triggering the lancet with a triggering mechanism, thereby releasing the lancet from the cocked position to a protruding position and piercing the skin with the lancet. 6. The method according to claim 5, further comprising: (a) controlling the depth of the lancet in the protruding position by adjusting a depth adjustment mechanism. 7. The method according to claim 5 wherein the step of contacting the skin with the protruding ring comprises: (a) increasing the tension on the skin. 8. The method according to claim 7 wherein the step of increasing the tension on the skin comprises: (a) increasing the tension on the skin to form a bump. 9. The method according to claim 7 wherein the step of increasing the tension on the skin comprises: (a) increasing the tension on the skin to extend the skin. 10. The method according to claim 5, wherein the method comprises: (a) lancing the skin on a patient's arm or thigh. 11. The method according to claim 5, wherein after piercing the skin with the lancet, the method comprises: (a) obtaining a blood sample having a volume no more than about 1 μL. 12. The method according to claim 11, wherein the step of obtaining a blood sample comprises: (a) obtaining a blood sample having a volume no more than about 0.5 μL. 13. The method according to claim 11, wherein the step of obtaining a blood sample com... | TheraSense, Inc. | A61B005/00
US20040236242 | A1 | 2004-11-25 | Capnograph system with integral controller | 2003-05-22 | A capnograph system sensor head includes an airway adapter, a housing for receiving the airway adapter, a source of infrared radiation coupled to the housing for directing infrared radiation through the airway adapter, and a detector subsystem coupled to the housing and responsive to the infrared radiation after it passes through the airway adapter for providing an analog output. A circuit sub-assembly is integrated with the sensor head and includes a controller responsive to the analog output of the detector subsystem. The controller is configured to adjust the gain of the detector subsystem to output a digital signal representative of the amount of a particular gas flowing through the airway adapter. | What is claimed is: 1. A capnograph system sensor head comprising: an airway adapter; a housing for receiving the airway adapter; a source of radiation coupled to the housing for directing radiation through the airway adapter; a detector subsystem coupled to the housing and responsive to the radiation after it passes through the airway adapter for providing an analog output; and a circuit sub-assembly integrated with the sensor head, the circuit sub-assembly including a controller responsive to the analog output of the detector subsystem, the controller configured to adjust the gain of the detector subsystem and configured to output a digital signal representative of the amount of a particular gas flowing through the airway adapter. 2. The sensor head of claim 1 in which the integrated circuit sub-assembly is disposed on a flex circuit folded and received by the housing. 3. The sensor head of claim 1 in which the controller is programmed to adjust the optical output level of the source in response to the output level of the detector subsystem. 4. The sensor head of claim 3 in which the circuit subassembly further includes an amplifier connected between the controller and the source. 5. The sensor head of claim 4 in which the amplifier is a field effect transistor. 6. The sensor head of claim 1 in which the controller is programmed to amplify the output of the detector subsystem in response to the output level of the detector subsystem. 7. The sensor head of claim 6 in which the detector subsystem includes an amplification circuit responsive to the controller. 8. The sensor head of claim 1 in which the controller is programmed, in response to the output level of the detector subsystem, to both adjust the optical output level of the source and to amplify the output level of the detector subsystem. 9. The sensor head of claim 1 further including a cable connected on one end to the housing for transmitting the digital signal. 10. The sensor head of claim 9 in which the circuit subassembly further includes a communications chip connected between the controller and the cable. 11. The sensor head of claim 10 in which the communications chip is configured to convert a TTL signal output by the controller to a compatible digital signal. 12. The sensor head of claim 9 in which the cable includes a distal connector. 13. The sensor head of claim 1 in which the circuit subassembly further includes a memory having calibration coefficients for the source and the detector subsystem stored therein. 14. The sensor head of claim 13 in which the memory is an EE PROM. 15. The sensor head of claim 1 in which the circuit subassembly further includes a voltage regulation circuit configured to provide a reference voltage and to protect the circuit subassembly against over voltage conditions. 16. The sensor head of claim 1 in which the circuit subassembly further includes a logic circuit connected between the detector subsystem and the cont... |  | A61B005/08
US20040249268 | A1 | 2004-12-09 | Optical biopsy system with single use needle probe | 2004-03-17 | A single use needle-like probe contains optical fibers to deliver and collect light at the distal tip of the needle-like probe. The single use needle-like probe may connect to a handpiece that may contain sensors to monitor how the probe is being used. Sensors within the handpiece may, e.g., include a force sensor and a position sensor that detect the depth of the probe in tissue. The handpiece may be connected through a cable to a control unit that may include light sources, optical detectors, control electronics and one or more microprocessors to analyze the data collected. | I claim: 1. A diagnostic system, comprising: a handpiece and control system; and means for determining tissue type and state, wherein said means are operatively connected to said handpiece. |  | A61B005/05 A61B006/00
US20040215084 | A1 | 2004-10-28 | Wireless in-vivo information acquiring system and external device | 2004-04-23 | A pill inserted into a body of a patient acquires in vivo information on the body of the patient. A receiver receives the in vivo information on the body of the patient from the pill through a receiving antenna. The receiver includes batteries, and a switching circuit that switches between the batteries according to respective residual amounts of the batteries. The receiver also includes an AC power source, which allows charging of the batteries. A residual amount detecting circuit detects a residual amount of an output of the receiver, and a result of detection is informed by an informing unit. | What is claimed is: 1. A wireless in-vivo information acquiring system comprising: a body-insertable device that is inserted into a body of a patient; and an external device that is disposed on outside of the body of the patient, wherein the body-insertable device includes a function executing unit that executes a predetermined function to acquire in-vivo information on the body of the patient, and the external device includes a power source that outputs a power supply signal for supplying power to the body-insertable device; a first power accumulating unit that accumulates power for driving the power source; a second power accumulating unit that accumulates the power for driving the power source; and a switching unit that selectively switches between the first power accumulating unit and the second power accumulating unit in such a manner that the first power accumulating unit primarily supplies power to the power source, and when a residual amount of power of the first power accumulating unit is lower than a predetermined value, the second power accumulating unit supplies the power to the power source. 2. The wireless in-vivo information acquiring system according to claim 1, wherein the first power accumulating unit and the second power accumulating unit are detachably provided in the external device. 3. The wireless in-vivo information acquiring system according to claim 1, wherein the external device further includes a residual amount detecting unit that detects the residual amount of power of a power accumulating unit currently selected by the switching unit from among the first power accumulating unit and the second power accumulating unit; and an informing unit that informs the residual amount of power of the power accumulating unit currently selected by the switching unit based on a result of detection by the residual amount detecting unit. 4. The wireless in-vivo information acquiring system according to claim 1, wherein the external device further includes a commercial power source that supplies power for driving the power source, and when the commercial power source is connected to the external device, the switching unit switches to the commercial power source so that the commercial power source primarily supplies the power to the power source. 5. The wireless in-vivo information acquiring system according to claim 4, wherein the commercial power source is detachably connected to the external device. 6. A wireless in-vivo information acquiring system comprising: a body-insertable device that is inserted into a body of a patient; and an external device that is disposed on outside of the body of the patient, wherein the body-insertable device includes a function executing unit that executes a predetermined function to acquire in-vivo information on the body of the patient, and the external device includes a wireless communicating unit that performs wireless communication between the external device and the body-inserta... | Olympus Corporation | A61B005/00
US20040210157 | A1 | 2004-10-21 | Electrical impedance method and apparatus for detecting and diagnosing diseases | 2004-05-10 | The present invention relates to an improved method and apparatus for detecting and diagnosing disease states in a living organism by using a plurality of electrical impedance measurements. In particular, the invention provides for an improved electrode array for diagnosing the presence of a disease state in the human breast, and discloses a method of application of the array to the breast that ensures that the multiplicity of impedance measurements obtained from a first body part correspond as precisely and reproducibly as possible to the multiplicity of impedance measurements that are obtained from another, homologous, second body part. A number of diagnostic methods based on homologous electrical difference analysis are disclosed, including the calculation of a number of metrics used to indicate disease states by comparison with pre-established threshold values, and the construction of a number of graphical displays for indicating the location of disease to a body part sector. | 1-125. (canceled) 126. An electrode array for diagnosing the presence of a disease state in a living organism, said electrode array comprising: a) a flexible body; b) a plurality of elongate flexible arms extending from the body, the flexible arms constructed of a material that when flexed in one direction is relatively inflexible in other directions; and c) a plurality of electrodes provided by the plurality of flexible arms, wherein the electrodes are arranged on the arms to obtain impedance measurements between respective electrodes. 127. An electrode array according to claim 126 wherein the plurality of flexible arms are spaced around the flexible body. 128. An electrode array according to claim 127 wherein each of the plurality of flexible arms is provided with an electrode pair. 129. An electrode array according to claim 128 wherein the flexible body is provided with a stiffening member adapted to flatten part of the tissue of the living organism being diagnosed. 130. An electrode array according to claim 129 wherein the stiffening member is in the form of a ring. 131. An electrode array according to claim 129 wherein the stiffening member includes adhesive for fixation to the skin. 132. An electrode array according to claim 126 wherein each electrode comprises an adhesive for fixation to the skin. 133. An electrode array according to claim 132 wherein the adhesive is an adhesive hydrogel. 134. An electrode array according to claim 132 wherein the adhesive is a gel foam pad. 135. An electrode array according to claim 134 wherein the gel foam pad forms a well that is filled with hydrogel. 136. An electrode array according to claim 126 wherein the flexible body and the flexible arms are comprised of a polyester film. 137. An electrode array according to claim 126 further comprising means extending at least partially between the electrodes to at least partially electrically isolate the electrodes from each other. 138. An electrode array according to claim 137 wherein said means comprises a ground conductive path. 139. An electrode array according to claim 138 wherein each of the plurality of flexible arms is provided with an electrode pair and each electrode pair is comprised of a current electrode and a voltage electrode. 140. An electrode array according to claim 139 wherein the ground conductive path extends at least partially between the current electrode and voltage electrode. 141. An electrode array according to claim 140 wherein each electrode is connected to an associated terminal by a conductive path. 142. An electrode array according to claim 141 wherein the ground conductive path extends at least partially between the conductive paths of respective electrodes to at least partially electrically isolate the conductive paths from each other. 143. An electrode array according to claim 142 wherein the ground conductive path extends at least partially between the terminals of respective electrodes to a... | Z-TECH (CANADA) INC. | A61B005/05
US20040254499 | A1 | 2004-12-16 | Holder for blood collection needle with blunting mechanism | 2004-05-10 | Disclosed herein is a blood collection system comprising a blood collection tube, a tube holder, and a self-blunting blood collection needle. A blunting member is deployed upon withdrawal of a blood collection tube from the tube holder, to blunt the needle and so safeguard the patient and the technician from inadvertent needle sticks. The blunting member is retracted to re-sharpen the needle when a subsequent collection tube is inserted into the holder. The mechanism effects blunting and re-sharpening of the needle without requiring that the technician manipulate the mechanism in a manner different from that of conventional, non-blunting blood collection needles. Four types of mechanisms are disclosed: a rack and pinion mechanism; a cylindrical cam mechanism; lever mechanisms and a reversing strap mechanism. | What is claimed is: 1. A bluntable blood collection needle comprising: a needle cannula comprising a forward puncture tip, a rearward end, and a needle passageway therethrough; a blunting member comprising a forward blunt tip and a rearward tip, wherein the blunting member is received telescopically within the needle passageway with the forward tips pointed in the same direction, and the blunting member is movable between an insertion configuration, in which the puncture tip of the needle cannula is exposed, and a blunted configuration, in which the blunt tip of the blunting member extends beyond the puncture tip of the needle cannula; a needle hub comprising a forward end, a rearward end, a hub passageway extending therethrough forming a shuttle portion and a wall, and a forward locking notch and a rearward locking notch through the wall, wherein the needle cannula extends from the forward end of the needle hub; a blunting member shuttle comprising a forward end, a rearward end, an axial passageway, a detent mounted on a resilient arm, and a shuttle flange, wherein the blunting member shuttle is slidably received within the shuttle portion of the hub passageway, the blunting member is mounted on the blunting member shuttle, the detent is dimensioned and configured to engage and to protrude through, and is movable between the forward locking notch and the rearward locking notch, and comprises an obliquely disposed protruding surface, and the blunting member is in the insertion configuration when the detent is engaged in the rearward locking notch, and in the blunted configuration when the detent is engaged in the forward locking notch. 2. The blood collection needle of claim 1, wherein the blunting member extends rearwardly from the blunting member shuttle and the proximal tip is a sharp end. 3. The blood collection needle of claim 1, wherein the rearward end of the blunting member shuttle further comprises a boot barb and a self-sealing boot mounted thereon. 4. The blood collection needle of claim 1, wherein the forward end of the hub passageway defines a proximal insertion region that converges rearwardly from the forward end of the needle hub, thereby facilitating the insertion of the rearward end of the needle cannula into the hub passageway. 5. The blood collection needle of claim 1, wherein forward end of the shuttle portion of the hub passageway defines a second insertion region that converges forwardly toward the forward end of the needle hub, thereby facilitating the insertion of the blunting member into the passageway of the needle cannula. 6. The blood collection needle of claim 5, wherein the second insertion region converges to a diameter larger than the diameter of the blunting member and smaller than the diameter of the needle passageway, and is aligned therewith, thereby forming a stop for the rearward end of the needle cannula. 7. The blood collection needle of claim 1, wherein wall of the needle hub further comp... |  | A61B005/00 B65D081/00
US20040267166 | A1 | 2004-12-30 | Biological information detecting contact | 2004-08-11 | An information detecting contact shoe, while contacting a portion-under-measurement, irradiates light, and detects transmitted light, reflected light, or scattered light from the portion-under-measurement. Non-invasive measurement of a particular component contained in the portion-under-measurement is performed. An exposing device is utilized which exposes a labial mucosa of a lip portion which is the portion-under-measurement. Further, a prism is attached to the exposing device. | 1. A vital information detecting contact device, comprising: first contacting means having a contacting surface which contacts a portion-under-measurement of a subject-under-measurement; and fixing means which fixes said contacting surface on said portion-under-measurement, wherein said contacting surface comprises an outgoing area, from which light leaves to said portion-under-measurement, and an incident area upon which all or some of transmitted light, reflected light, scattered light or transmitted and reflected light based on the leaving light impinges upon. 2. The vital information detecting contact device of claim 1, comprising deforming means which deforms at least a part of said subject-under-measurement such that said portion-under-measurement will be able to contact on said contacting surface. 3. The vital information detecting contact device of claim 2, wherein said subject-under-measurement is a lip portion of a living body, said portion-under-measurement is a labial mucosa of said lip portion, and said deforming means deforms said lip portion such that said labial mucosa will be exposed to outside. 4. The vital information detecting contact device of claim 3, wherein said deforming means comprises press-open means which is held inside the mouth of said living body and heads toward a frenulum labii inferioris from gum outside teeth. 5. The vital information detecting contact device of claim 2, comprising a fitting part which meshes with upper and lower teeth inside the mouth of said living body, wherein said first contacting means is disposed outside the row of teeth, and as said fitting part meshes with said upper and lower teeth, said contacting surface closely adheres to said labial mucosa. 6. The vital information detecting contact device of claim 3, wherein said deforming means comprises firm holding means which pinches said lip portion at one place at least. 7. The vital information detecting contact device of claim 6, wherein said firm holding means is structured so as to revolve about a sulcus mentolabialis or a portion below the sulcus mentolabialis. 8. The vital information detecting contact device of claim 7, wherein said fixing means comprises holding means which holds said first contacting means, moves when said firm holding means revolves in association with the revolution of said firm holding means, and makes said contacting surface contact on said lip portion. 9. The vital information detecting contact device of claim 1, wherein said subject-under-measurement is a living body, and said fixing means realizes said fixing when supported by at least one of the row of teeth, the jaw and the head of said living body. 10. The vital information detecting contact device of claim 1, further comprising second contacting means which is located facing said first contacting means beyond said portion-under-measurement, and contacts on a different portion from said portion-under-measurement of said subject-under... |  | A61B005/103
US06830550 | B2 | 2004-12-14 | Stair step voltage actuated measurement method and apparatus | 2002-06-25 | A voltage actuated sensory nerve conduction threshold device uses a stepped square wave voltage for bio-electric stimulation of nerve groups. A step voltage is preset as a percentage of a maximum peak stimulus voltage, which allows current to flow through a patient's skin. As an intensity of the maximum stimulus voltage is varied, the stair step voltage varies as a percentage of the intensity of the stimulus voltage. However, if the stimulus voltage drops to a user set or preset value of stair step voltage, the current flowing through the patient's skin is maintained as the voltage is not allowed to go below that value. This avoids the voltage falling below a cutaneous electrical resistance threshold (CERT) of the patient's skin, at which current conduction ceases. | What is claimed is: 1. A method for measuring sensitivity of a patient to electrical stimulation comprising:attaching a source of an electrical signal to a skin region of said patient; applying an alternating electrical signal from said source, said signal including a stimulation signal element for providing electrical stimulation to said patient and a step signal element for maintaining a flow of said electrical signal through said skin region, said step signal element having an amplitude being set as a percentage of an amplitude of said stimulation signal element; and recording a value of said stimulation signal element at which a nerve stimulation is identified. 2. The method as claimed in claim 1, wherein said amplitude of said step element is set as a fixed percentage of an amplitude of said stimulation signal element. 3. The method as claimed in claim 2, further comprising:setting a fixed voltage value of said step signal element amplitude, below which a voltage of said step signal will not be generated. 4. The method as claimed in claim 1, further comprising:setting a time duration of said step signal element as a percentage of a total cycle duration of a wave form of said electrical stimulation signal. 5. The method as claimed in claim 4, wherein said percentage is variable in the range of more than 0% to 100%. 6. The method as claimed in claim 1, wherein said alternating electrical signal is characterized by a waveform having:a first leading edge rising raising to a maximum amplitude; a first trailing edge dropping from said maximum amplitude to said step signal element amplitude, said step signal element amplitude applied for a time duration after said first trailing edge; and a second trailing edge transition reducing said amplitude from said step level to a zero amplitude. 7. The method as claimed in claim 1, further comprising:varying a time duration of said step signal element relative to said stimulation element, within a cycle of said electrical stimulation signal. 8. The method as claimed in claim 7, wherein a situation of said step signal element is in the range 25% to 45% of a positive or negative cycle of said signal. 9. An apparatus for applying an electric stimulation signal to a patient, said apparatus comprising:a signal generator circuit for generating an electrical stimulation signal; a display device for generating a display of a value of said stimulation signal; a frequency selector circuit, for selecting a frequency of said electrical stimulation signal; first and second electrical contacts for making contact of said electrical stimulation signal with a skin region of a patient, characterized in that: said electrical stimulation signal is alternating, having a positive cycle and a negative cycle, wherein said stimulation signal has a step signal element for maintaining a flow of said electrical signal through said skin region of said patient, said step signal element having an amplitude being set as a p... |  | A61B005/05
US06829501 | B2 | 2004-12-07 | Patient monitor and method with non-invasive cardiac output monitoring | 2001-12-20 | A patient monitoring system comprises a non-invasive cardiac output sensor and a patient monitor console. The non-invasive cardiac output sensor is capable of acquiring a signal from a patient indicative of blood flow through a heart of the patient. The patient monitor console includes an analysis module and a display. The analysis module is coupled to the non-invasive cardiac output sensor and processes the signal from the patient indicative of blood flow to produce a value pertaining to cardiac output. The display is coupled to the analysis module and displays the value pertaining to cardiac output. | What is claimed is: 1. A patient monitoring system comprising:(A) a non-invasive cardiac output sensor, the non-invasive cardiac output sensor being capable of acquiring a signal from a patient indicative of blood flow through a heart of the patient; (B) a multi-lead electrocardiogram (ECG) sensor, the multi-lead ECG sensor comprising a plurality of ECG electrodes capable of acquiring a plurality of ECG signals from the patient; and (C) a patient monitor console, including (1) an analysis module, the analysis module being coupled to the non-invasive cardiac output sensor and to the multi-lead ECG sensor, the analysis module processing the signal from the patient indicative of blood flow to produce a value pertaining to cardiac output, and (2) a display, the display being coupled to the analysis module, and the display configured to display the value pertaining to cardiac output and a plurality of ECG waveform generated based on the ECG signals; a communication interface capable of establishing a communication link between the patient monitoring system and a local area network of a medical facility in which the patient monitoring system is located; a plurality of additional sensors; and a dial operator input device, wherein the display displays a cardiac output parameter window that allows access to non-invasive cardiac output options and a plurality of additional parameter windows corresponding to parameters sensed by respective ones of the plurality of additional sensors, wherein the dial operator input device is rotatable in either direction to highlight different parameter windows, and wherein, when the cardiac output parameter window is highlighted, and the dial operator input device is pressed while the cardiac output parameter window is highlighted, the display displays a plurality of cardiac output menu options, the cardiac output menu options being selectable by an operator to cause the display to display additional information pertaining to cardiac output to the operator and to receive inputs from the operator to adjust processing of the signal from the cardiac output sensor. 2. A system according to claim 1, wherein the non-invasive cardiac output sensor further comprises first and second electrodes, and wherein the analysis module produces the value pertaining to cardiac output by determining an impedance between the first and second electrodes, the impedance between the first and second electrodes being a function of an amount of blood located in a blood flow path that passes through the heart of the patient. 3. A system according to claim 2, wherein the plurality of menu options includes an option that causes the patient monitoring system to test placement of the first and second electrodes on the patient. 4. A system according to claim 2, wherein the plurality of menu options includes a help option that causes the display to display help information describing proper electrode placement locations on the patient. 5. A system a... | GE Medical Systems Information Technologies, Inc. | A61B005/04
US06810285 | B2 | 2004-10-26 | Seizure sensing and detection using an implantable device | 2001-06-28 | A system and method for detecting and predicting neurological events with an implantable device uses a relatively low-power central processing unit in connection with signal processing circuitry to identify features (including half waves) and calculate window-based characteristics (including line lengths and areas under the curve of the waveform) in an electrographic signal received from a patient's brain. The features and window-based characteristics are combinable in various ways according to the invention to detect and predict neurological events in real time, enabling responsive action by the implantable device. | What is claimed is: 1. A method for detecting a neurological event by analyzing an electrical signal from a patient's brain with an implantable device, the method comprising the steps of:receiving a first electrical signal and a second electrical signal from a plurality of electrodes; processing the electrical signals with a detection subsystem to obtain a first detection channel output and a second detection channel output; combining the first detection channel output and the second detection channel output to obtain an event detector output; and causing the implantable device to perform an action in accordance with the event detector output; wherein the processing step comprises the steps of employing the detection subsystem to identify at least a first feature in the first electrical signal and a second feature in the second electrical signal, employing the detection subsystem to calculate at least a first window parameter in the first electrical signal and a second window parameter in the second electrical signal, analyzing the first feature and the first window parameter to obtain a first detection channel output, and analyzing the second feature and the second window parameter to obtain a second detection channel output. 2. A method for detecting a neurological event by analyzing an electrical signal from a patient's brain with an implantable device, the method comprising the steps of:receiving the electrical signal with an electrode pair; processing the electrical signal with a detection subsystem, wherein the detection subsystem is adapted to identify at least one feature in the electrical signal and calculate at least one window parameter in the electrical signal; and causing the implantable device to perform an action in accordance with an indication from the detection subsystem; wherein the processing step comprises the steps of sampling the electrical signal to create a sampled digital signal, identifying a feature in the sampled digital signal with a wave morphology analysis unit, and calculating a window parameter in the sampled digital signal with a window analysis unit; and wherein the calculating step comprises the step of computing a line length function. 3. The method for detecting a neurological event of claim 2, further comprising the step of transforming the sampled digital signal prior to computing the line length function. 4. A method for detecting a neurological event by analyzing an electrical signal from a patient's brain with an implantable device, the method comprising the steps of:receiving the electrical signal with an electrode pair; processing the electrical signal with a detection subsystem, wherein the detection subsystem is adapted to identify at least one feature in the electrical signal and calculate at least one window parameter in the electrical signal; and causing the implantable device to perform an action in accordance with an indication from the detection subsystem; wherein the processing step co... | NeuroPace, Inc. | A61B005/0476
US06805677 | B2 | 2004-10-19 | Wheel-less walking support and rehabilitation device | 2001-09-20 | An apparatus and process for empowering those in wheelchairs and others with loss of limb control to walk, climb stairs, sit in ordinary chairs, use normal bathroom facilities and stand at normal height with their peers. It also provides a means to speed rehabilitation of the injured while providing superior physical therapy without draining professional resources. The apparatus is worn under normal clothing allowing them to also look normal. | What is claimed is: 1. A limb control or assistance device comprising:a first reporting means for reporting joint dynamics of a first body; and a first computing means associated with the first body, operatively connected to first reporting means and equipped with a first memory means for storing the joint dynamics over time for one or more body parts as a body executes an action or series of actions, thus capturing the joint dynamics of one or many thus-learned actions or types of learned actions; a joint control means for controlling or modifying some or all of the joint dynamics of a second body; a second computing means associated with the second body, operatively connected to joint control means, and equipped with a second memory means for storing and recalling learned actions, to direct the joint control means to replicate or approximate these stored joint dynamics over a time period; and a learned action selection means, associated with the second computing means, for selecting a previously stored learned action to be replicated or approximated; wherein learned action selection means, whether in the form of a user directing the computing means to pick the next of any number of available learned actions, or in the form of a software-driven computer selection of the most currently appropriate of the learned actions, or any combination thereof, can direct the body through a series of potentially complex learned actions by selecting, as needed, learned actions which are then transitioned-to and replicated or approximated. 2. The device of claim 1 wherein joint dynamics comprise joint or body part position, angle, direction, force, contact pressure, speed, attitude, or acceleration, or any combination thereof. 3. The device of claim 1 wherein the first and second computing means, the first and second body, the first and second memory means, or any other elements capable of useful application to both the capture of a learned action or its replication or approximation, or any combination thereof, may be singular in that an element used at capture can also be used to perform similar or related tasks during replication or approximation; wherebyinstead of having redundant elements performing similar functions for the first and second body or even necessarily involving 2 different bodies, any portion of the same equipment elements, or body, or both may be used for both the modeling of a learned action and for its replication or approximation. 4. The device of claim 1 wherein the learned action selection means selects any number of learned actions to be used one after the other. 5. The device of claim 1 further comprising:a second reporting means for reporting the joint dynamics of the second body to enable the second computing means to automatically select, as necessary, the next learned action, wherein the second computing means, responsive to current data from the second reporting means, selects a learned action to replicate or approximate ... |  | A61B005/00
US06818203 | B2 | 2004-11-16 | Use of perfluoroalkyl-containing metal complexes as contrast media in MR-imaging for visualization of plaque, tumors and necroses | 2001-08-10 | The invention relates to the use of perfluoroalkyl-containing metal complexes that have a critical micelle formation concentration ;−3 ;mol/l, a hydrodynamic micelle diameter (2 Rh)>1 nm and a proton relaxivity in plasma (R;1;)>10 l/mmol·s) as contrast media in MR imaging for visualization of plaque, lymph nodes, infarcted and necrotic tissue and for independent visualization of necrotic tissue and tumor tissue. | What is claimed is: 1. A method for MRI imaging comprising:administering to a patient an MRI contrast agent, comprising a perfluoroalkyl-containing metal complex that has a critical micelle formation concentration &lt;10−3 mol/l, a hydrodynamic micelle diameter (2 Rh)>1 nm and a proton relaxivity in plasma (R1)>10 l/mmol·s, allowing the uptake of contrast agent in tissue, conducting MRI imaging, and visualizing plaque in which contrast agent is uptaken, or independently simultaneously visualizing necroses and tumors in which contrast agent is uptaken. 2. A method according to claim 1, wherein the metal complex has a micelle formation concentration of &lt;10−4 mol/l. 3. A method according to claim 1, wherein the metal complex has a hydrodynamic micelle diameter of >3 nm. 4. A method according to claim 1, wherein the metal complex has a proton relaxivity in plasma of >13 l/mmol·s. 5. A method according to claim 1, wherein the perfluoroalkyl-containing metal complex is a compound of formula IRF—L—K I in whichRF is a perfluorinated, straight-chain or branched carbon chain with formula —CnF2nE, in which E is a terminal fluorine, chlorine, bromine, iodine or hydrogen atom and n is a number from 4-30, L is a direct bond, a methylene group, an —NHCO— group, a group whereby p is a number from 0 to 10, and q and n, independently of one another, are 0 or 1, and Ra is a hydrogen atom, a methyl group, a —CH2—OH group, a —CH2—CO2H group or a C2-C15 alkyl, which optionally is interrupted by 1 to 3 oxygen atoms, 1 to 2 CO groups or an optionally substituted aryl group and/or is substituted with 1 to 4 hydroxyl groups, 1 to 2 C1-C4 alkoxy groups, 1 to 2 carboxy groups, or a group —SO3H, or L is a straight-chain, branched, saturated or unsaturated C2-C30 carbon chain, which optionally contains 1 to 10 oxygen atoms, 1 to 3 —NRa groups, 1 to 2 sulfur atoms, a piperazine group, a —CONRa group, an —NRaCO group, an —SO2 group, an —NRa—CO2 group, 1 to 2 CO groups, a group —CO—N—T—N(Ra)—SO2—RF, or 1 to 2 optionally substituted aryls and/or is interrupted by these groups and/or is optionally substituted with 1 to 3 —ORa groups, 1 to 2 oxo groups, 1 to 2 —NH—CORa groups, 1 to 2 —CONHRa groups, 1 to 2 —(CH2)p—CO2H groups, 1 to 2 groups —(CH2)p—(O)q—CH2CH2—RF, whereby Ra, RF and p and q have the above-indicated meanings, and T is a C2-C10 chain, which optionally is interrupted by 1 to 2 oxygen atoms or 1 to 2 —NHCO groups, K is a complexing agent or metal complex of formula II in which Rc, R1 and B are independent of one another, and Rc is Ra or is —(CH2)m-L—RF, whereby m is 0, 1 or 2, and L and RF have the above-mentioned meaning, R1, independently of one another, is a hydrogen atom or a metal ion equivalent of atomic numbers 22-29, 42-46 or 58-70, B is —OR1, whereby R1, L, RF and Rc have the above-mentioned meanings, or K is a complexing agent or complex of formula III in which Rc and R1 have the above-mentioned meanings and Rb has the meaning of Ra or K is a compl... | Schering Aktiengesellschaft | A61B005/055
US06808496 | B2 | 2004-10-26 | Oscillometric automatic blood-pressure measuring apparatus | 2002-11-04 | An oscillometric automatic blood-pressure measuring apparatus, including an inflatable cuff which is adapted to be wound around a portion of a living subject, so as to detect respective amplitudes of a plurality of heartbeat-synchronous pulses of a cuff pulse wave as an oscillatory component that is produced in the cuff in synchronism with heartbeats of the subject in a cuff-pressure change process in which a cuff pressure as a pressure in the cuff is changed, a cuff-pulse-wave-amplitude correcting device for correcting the respective amplitudes of the respective pulses of the cuff pulse wave, according to a predetermined non-linear relationship between difference between cuff pressure and subject's mean blood pressure, and amplitude of cuff pulse wave, and a blood-pressure determining device for determining a blood pressure of the subject based on a change of the corrected amplitudes of the cuff pulse wave. | What is claimed is: 1. An oscillometric automatic blood-pressure measuring apparatus, comprising:an inflatable cuff which is adapted to be wound around a first portion of a living subject, so as to detect respective amplitudes of a plurality of heartbeat-synchronous pulses of a cuff pulse wave as an oscillatory component that is produced in the cuff in synchronism with heartbeats of the subject in a cuff-pressure change process in which a cuff pressure as a pressure in the cuff is changed; a cuff-pulse-wave-amplitude correcting means for correcting the respective amplitudes of the respective pulses of the cuff pulse wave, according to a predetermined non-linear relationship between difference between cuff pressure and subject's mean blood pressure, and amplitude of cuff pulse wave: and a blood-pressure determining means for determining a blood pressure of the subject based on a change of the corrected amplitudes of the cuff pulse wave. 2. An apparatus according to claim 1, wherein the blood-pressure determining means determines at least one of a systolic blood pressure and a diastolic blood pressure of the subject based on at least one change of the corrected amplitudes of the cuff pulse wave. 3. An apparatus according to claim 1, further comprising a cuff-pressure sensor which detects the cuff pressure as the pressure in the cuff. 4. An apparatus according to claim 1, further comprising a cuff-pulse-wave detecting device which detects, from the cuff, the respective heartbeat-synchronous pulses of the cuff pulse wave as a first volumetric pulse wave. 5. An apparatus according to claim 4, further comprising:a second-volumetric-pulse-wave detecting device which is worn on a second portion of the subject and which detects, from the second portion, a plurality of heartbeat-synchronous pulses of a second volumetric pulse wave; and a first-correction-factor determining means for determining, based on respective amplitudes of the respective pulses of the second volumetric pulse wave, respective first correction factors which can modify the respective amplitudes of the respective pulses of the second volumetric pulse wave, to a single value, and accordingly correct the respective amplitudes of the respective pulses of the cuff pulse wave as the first volumetric pulse wave. 6. An apparatus according to claim 5, further comprising a mean-blood-pressure determining means for determining a mean blood pressure of the subject based on the respective amplitude of the respective pulses of the cuff pulse wave that have not been corrected by the cuff-pulse-wave-amplitude correcting means, wherein the mean-blood-pressure storing device stores the mean blood pressure determined by the mean-blood-pressure determining means. 7. An apparatus according to claim 6, further comprising:a mean-blood-pressure estimating means for estimating, based on the respective pulses of the second volumetric pulse wave detected by the second-volumetric-pulse-wave detecting dev... | Colin Corporation | A61B005/00
US06804551 | B2 | 2004-10-12 | Method and apparatus for the early diagnosis of subacute, potentially catastrophic illness | 2001-02-27 | In one aspect of the invention, there is provided a method and apparatus for early detection of subacute, potentially catastrophic illness in a patient. The method comprises: (a) monitoring heart rate variability in the patient; and (b) identifying at least one characteristic abnormality in the heart rate variability that is associated with the illness. This method can be use to diagnose illnesses such as, but not limited to, sepsis, necrotizing enterocolitis, pneumonia and meningitis, as well as noninfectious illnesses. In another aspect of the present invention, there is provided a method and apparatus for early detection of subacute, potentially catastrophic illness in a patient. The method comprises: (a) monitoring the patient's RR intervals; (b) generating a normalized data set of the RR intervals; (c) calculating one or more of (i) moments of the data set selected from the second and higher moments, including the standard deviation (ii) percentile values of the data set, (iii) sample entropy, and (iv) sample asymmetry; and (d) identifying an abnormal heart rate variability associated with the illness based on one or more of the moments, the percentile values, sample entropy, and sample asymmetry analysis. | We claim: 1. A method for early detection of subacute, potentially catastrophic illness in a patient comprising:(a) monitoring the patient's frequency histograms of RR, intervals; (b) generating a data set of the frequency histograms of RR intervals; (c) calculating one or more of (i) moments of the data set selected from the second and higher moments, including standard deviation (ii) percentile values of the data set, (iii) sample entropy, and (iv) sample asymmetry, (d) identifying an abnormal heart rate variability associated with the illness based on one or more of the moments and the percentile values, the sample entropy and the sample asymmetiy analysis. 2. The method of claim 1, wherein the moments include the second moment of the data set. 3. The method of claim 1, wherein the moments include the third moment and the standard deviation of the data set. 4. The method of claim 1, wherein the moments include the fourth moment of the data set. 5. The method of claim 1, wherein the percentile values include about the 10th and/or 50th percentile value. 6. The method of claim 1, wherein the sample entropy is calculated. 7. The method of claim 1, wherein the sample asymmetry is calculated. 8. The method of claim 1 wherein step (c) is carried out using a multivariable statistical analysis selected from the group consisting of but not limited to multivariable regression analysis, neural networks, k-nearest neighbor analysis, and combinations thereof. 9. The method of claim 8 wherein the multivariable statistical analysis is multivariable regression analysis. 10. The method of claim 8 wherein the multivariable statistical analysis is a neural network. 11. The method of claim 8 wherein the multivariable statistical analysis is k-nearest neighbor analysis. 12. The method of claim 8 wherein the patient is a neonate. 13. The method of claim 8 wherein the patient is an infant. 14. The method of claim 8 wherein the patient is a toddler. 15. The method of claim 8 wherein the patient is a child. 16. An apparatus for early detection of subacute, potentially catastrophic infectious illness in a patient comprising (1) a monitoring device, which monitors the patient's frequency histograms of RR intervals, and (2) a microprocessor, said microprocessor performing steps comprising:(a) generating a data set of the frequency histograms of RR intervals; (b) calculating one or more of (i) moments of the data set selected from the second and higher moments, (ii) percentile values of the data set, (iii) sample entropy, and (iv) sample asymmetry, (c) identifying an abnormal heart rate variability associated with the illness based on one or more of the moments, the percentile values, the sample entropy and the sample asymmetry analysis. 17. The apparatus of claim 16, wherein the microprocessor calculates the second moment of the data set. 18. The apparatus of claim 16, wherein the microprocessor calculates the third moment of the data set. 19. The ap... | University of Virginia Patent Foundation | A61B005/0456
US07329225 | B2 | 2008-02-12 | Methods, devices, systems and computer program products for oscillating shafts using real time 3D ultrasound | 2004-02-12 | An oscillating shaft is scanned to provide images including the oscillating shaft in vivo in real-time with a real-time three-dimensional (3D) ultrasound scanner. An interventional device can be guided in vivo using an ultrasound scanner and includes a sheath having a bore therethrough from a proximal portion to a spaced-apart distal portion. A shaft has a proximal portion and a spaced-apart distal portion and is configured for insertion into the bore of the sheath. A vibrator is coupled to the proximal portion of the shaft and is configured to cause the distal portion of the shaft to oscillate at a shaft frequency. An isolator is coupled to the proximal portion of the sheath and to the vibrator, wherein the isolator is configured to reduce damping of an oscillation of the shaft by the sheath. | 1. A method of scanning a shaft in vivo using a three-dimensional (3D) ultrasound scanner, the method comprising: scanning an oscillating shaft to provide images including the oscillating shaft in vivo in real-time with a real-time three-dimensional (3D) ultrasound scanner, wherein scanning comprises: forming transmit ultrasound beams from the real-time 3D ultrasound scanner to the oscillating shaft to provide reflected ultrasound energy from the oscillating shaft;forming receive ultrasound beams at the real-time 3D ultrasound scanner based on the reflected ultrasound energy from the oscillating shaft; andproviding the images based on data generated from the receive ultrasound beams;wherein the data comprises 3D Doppler data and echo image data, and providing the images comprises selecting first slice image data from the echo image data based on processing the 3D Doppler data corresponding to the oscillating shaft, the method further comprising:tracking a tip of the shaft in real-time by selecting second slice image data from the echo image data to provide second slice image data responsive to determining that the second slice image data includes a value of the 3D Doppler data corresponding to the oscillating tip of the shaft that is above a threshold value. 2. A method according to claim 1, wherein the oscillating shaft is configured to oscillate at an oscillation frequency within an oscillation frequency range, the method further comprising: filtering the 3D Doppler data using a filter having frequency about equal to the oscillation frequency and a bandwidth greater than or about equal to the oscillation frequency range. 3. A method according claim 1 wherein the data comprises color Doppler data and echo image data corresponding to a location in a scanned volume, the method further comprising: adjusting the data to attenuate the echo image data and avoid attenuating the color Doppler data at the location in the data. 4. A method according to claim 1, wherein providing the images comprises selecting slice image data from the echo image data that includes a value of the 3D Doppler data corresponding to the oscillating shaft, the value being above a threshold value. 5. A method according to claim 1, the method further comprising: generating a volume rendering of 3D Doppler data corresponding to the oscillating shaft in real-time. 6. A method according to claim 1, the method further comprising: defining a region of interest in the echo image data within which the 3 D Doppler data corresponding to the oscillating shaft is generated and outside which 3D Doppler data is not generated. 7. A method according to claim 6 wherein the region of interest comprises a present region of interest, the method further comprising: changing the present region of interest to a new region of interest in the echo image data based on the present region of interest and an estimate of a new location of a tip of the oscillating shaft. 8. A method according to claim ... | Duke University | A61B008/00 A61B008/14 A61B019/00
US07364551 | B2 | 2008-04-29 | Hand-held medical apparatus | 2002-11-08 | The subject invention provides a hand-held medical apparatus (10) for detecting a predetermined component of user breath and producing a breath-component signal over a measurement time. Such breath-component signal may be correlated to a user fat metabolism indicator. | 1. A hand-held medical apparatus comprising: a. a housing;b. an inlet for receiving a sample of user breath;c. a sensor for detecting acetone in said user breath using a biomolecule and producing a breath-component signal over a measurement time;d. a sensing electrical circuit in electrical communication with said sensor for sensing said breath-component signal, wherein the magnitude of said breath-component signal is a function of the concentration of said acetone in said breath sample to be received into said inlet;e. an analog to digital converter in electrical communication with said sensing electrical circuit for converting said breath-component signal to a digital signal;f. a microprocessor for processing said digital signal into at least one of a data signal and a user fat metabolism indicator; andg. a display in electrical communication with said microprocessor for displaying said at least one of a data signal and a user fat metabolism indicator. 2. The hand-held medical apparatus of claim 1, wherein said sensor is an electrochemical biosensor. 3. The hand-held medical apparatus of claim 2, further comprising means for removably retaining said electrochemical biosensor therewithin. 4. The hand-held medical apparatus of claim 1, wherein said sensor comprises: a. means for removably receiving a disposable test matrix comprising an enzyme that selectively targets acetone as a substrate to produce a colored product, wherein the amount of said colored product produced is a function of the concentration of acetone in said breath sample introduced into said inlet;b. a light source to illuminate said disposable test matrix; andc. a light detector to detect light reflected from said disposable test matrix and to create said breath-component signal. 5. The hand-held medical apparatus of claim 1, wherein said sensor comprises: a. means for removably receiving a disposable test matrix comprising an enzyme that selectively targets acetone as a substrate to produce a luminescent product, wherein the amount of said luminescent product produced is a function of the concentration of acetone in said breath sample introduced into said inlet; andb. a light detector to detect light emitted from said disposable test matrix and to create said breath-component signal. 6. The hand-held medical apparatus of claim 5, further comprising a light source to illuminate said disposable test matrix. 7. The hand-held medical apparatus of claim 5, wherein said disposable test matrix further comprises a working electrode, a counter electrode and a reference electrode. 8. The hand-held medical apparatus of claim 1, wherein said sensor is a thermosensor system. 9. The hand-held medical apparatus of claim 8, wherein said thermosensor comprises a reference thermosensor and working thermosensor. 10. The hand-held medical apparatus of any of claims 4-7, further comprising a compressible, porous material that is retained adjacent to said disposable test matrix and operable... | Kamata, LLC | A61B005/08
US07590437 | B2 | 2009-09-15 | Measurement of cardiac output and blood volume by non-invasive detection of indicator dilution | 2004-05-17 | A system for evaluating the cardiovascular system parameters using indicator dilution and non-invasive or minimally invasive detection methods is disclosed. Intravascular indicators are stimulated, and emissions patterns detected for computation of cardiac output, cardiac index, blood volume and other indicators of cardiovascular health. | 1. A method of measuring in absolute physical units cardiac output of a subject comprising: a) administering to a cardiovascular system of the subject a detectable amount of at least one indicator;b) applying a first wavelength of light for exciting the indicator within the cardiovascular system and causing the indicator to emit a second wavelength of light, wherein the second wavelength of light is fluorescence emitted by the indicator;c) measuring intensity of fluorescence emitted by the indicator in the cardiovascular system over a period of time using at least one photodetector proximately located to at a detection area of the subject;d) converting the measured intensity of the fluorescence over the period of time to a measured concentration of the indicator over a period of time using a known calibration curve that defines how the concentration of the indicator in the cardiovascular system varies as a function of the measured value of the intensity of the fluorescence;e) determining cardiac output of the subject in absolute units of volume over time based on the measured concentration of the indicator over the period of time. 2. The method of claim 1, wherein the determination of the cardiac output in absolute units of volume over time comprises at least one of curve fitting to a model equation or numerical integration. 3. The method of claim 2, wherein the method further comprises expressing the cardiac output as a function of either the subject's weight or the subject's surface area. 4. The method of claim 1, wherein the method further comprises back extrapolating the measured intensity of the fluorescence to near the instant of time of administration to determine a circulating blood volume in absolute physical units of volume. 5. The method of claim 1, wherein the photodetector is placed in at least one of a transdermal detection area, a subdermal detection area, a perivascular detection area or an endovascular detection area. 6. The method of claim 1, wherein the measuring further comprises detecting the intensity of the fluorescence by either transmission mode or reflection mode. 7. The method of claim 1, wherein steps a-e are repeated at a time interval to determine if the cardiac output for the subject has changed. 8. The method of claim 1, further comprising applying a stimulus to the subject and wherein steps a-e are repeated at a time interval to determine if the cardiac output for the subject has changed after exposure to the stimulus. 9. The method of claim 6, wherein the detection area is arterialized by application of heat or pharmacologically prior to the measuring the fluorescence at the detection area. 10. The method of claim 1, wherein the first wavelength of light is within the range of about 400 nm to about 1000 nm. 11. The method of claim 1, wherein the indicator is a chromophore or fluorophore emitting the fluorescence in a range from about 400 nm to about 1000 nm. 12. The method of claim 11, wherein the fluo... | Alfred E. Mann Institute for Biomedical Engineering at the University of Southern California | A61B005/00
US07465275 | B2 | 2008-12-16 | Method and apparatus for measuring functional residual capacity (FRC) and cardiac output(CO) | 2002-05-29 | The present invention relates to a method and an apparatus for measuring Functional Residual Capacity (CO). Further, it relates to a method and an apparatus for measuring cardiac output (CO). The method comprises the steps of determining the amount of oxygen and carbon dioxide being inhaled and exhaled during at least two breathing cycles, identifying at least one difference between said breathing cycles, and estimating the FRC and/or CO based on the determined uptake of oxygen and excretion of carbon dioxide and said identified difference. | 1. A method for estimation of functional residual capacity (FRC) in a person, comprising: establishing a breathing pattern;determining the amount of oxygen and carbon dioxide being inhaled and exhaled during a first breathing cycle comprised by said breathing pattern;accomplishing a first change in said breathing pattern of known magnitude;determining the amount of oxygen and carbon dioxide being inhaled and exhaled during a second breathing cycle;estimating the FRC based on the determined amounts of oxygen and carbon dioxide in said first and second breathing cycles. 2. The method of claim 1, wherein said first change of breathing pattern is selected from apnea, a breath volume larger than the breath volume of said first breathing cycle, a breath volume smaller than the breath volume of said first breathing cycle, a duration difference between the different phases in said first and second breathing cycles, a difference in dead space volume. 3. The method of claim 1, wherein said second breathing cycle is followed by a second change in breathing pattern of known magnitude compensatory to said first change in breathing pattern of known magnitude to re-establish a steady state allowing a new estimation of FRC with minimal delay. 4. The method of claim 3, wherein said first change in breathing pattern is an increase of the time period between exhalation and inhalation or a breath with substantially decreased breath volume and said second change in breathing pattern is a breath with substantially increased breath volume. 5. The method of claim 3, wherein said first change in breathing pattern is a breath with substantially increased breath volume and said second change in breathing pattern is an increase of the time period between inhalation and exhalation or a breath with substantially decreased breath volume. 6. The method of claim 2, comprising an apnea period of from 5 to 25 seconds. 7. The method of claim 6, comprising an apnea period of from 8 to 15 seconds. 8. The method of claim 1, wherein the amount of oxygen and carbon dioxide being inhaled and exhaled is determined by measuring the end-tidal concentration of oxygen and carbon dioxide and the inspirational concentration of oxygen. 9. The method of claim 2, wherein said difference in dead space volume is increased during a limited period of time. 10. The method of claim 9, wherein said period of time is short enough to avoid re-circulation of carbon dioxide in mixed venous blood. 11. The method of claim 1, comprising the determination of oxygen uptake and carbon dioxide excretion during said first breathing cycle based on the determined amount of oxygen and carbon dioxide being inhaled and exhaled. 12. The method of claim 1, wherein the estimation of FRC is repeated for continuous monitoring of FRC. 13. The method of claim 1, wherein the estimation of FRC comprises several of said determinations so as to provide an average FRC estimation. 14. The method of claim 1, wherein said ... | GE Healthcare Finland Oy | A61B005/02 G01N001/22 G01N031/00 G01N033/497
US07277740 | B2 | 2007-10-02 | Analysis system for reagent-free determination of the concentration of an analyte in living tissue | 2004-03-12 | The present invention is generally directed towards a system for reagent-free determination of the concentration of an analyte in vivo. The system comprises a light transmitter for generating monochromatic primary light, a scattered-light percutaneous sensor which includes an inbound light guide and a detection light guide, a wavelength-selective detection device that is connected to the detection light guide for detection of Raman-scattered components of the secondary light and an evaluation device for determining the concentration of the analyte from the Raman-scattered components of the secondary light. | 1. A system for the reagent-free determination of the concentration of an analyte in living tissue of a patient, the system comprising: a light transmitter for generating monochromatic primary light having a wavelength of at least 550 nm and at most 900 nm;a scattered-light percutaneous sensor adapted to be inserted through the skin surface into the skin, wherein a distal end of the percutaneous sensor has a sensor head, wherein a distal end of the sensor head is enclosed by a semipermeable membrane to define a test volume for containing interstitial fluid from the tissue, wherein the semipermeable membrane prevents admission of macromolecules having a molecular weight above the exclusion limit of the semipermeable membrane to the test volume;an inbound light guide in which the primary light is conducted through the skin surface into the interior of the body;a light irradiation surface formed at a distal end of the inbound light guide through which the primary light penetrates into the test volume;a detection light guide which has at its distal end a light receiving surface through which a secondary light scattered in the test volume penetrates into the detection light guide, wherein the light irradiation surface of the inbound light guide and the light receiving surface of the detection light guide are adapted to be located subcutaneously so that the test volume contains the interstitial fluid;a wavelength-sensitive detection device connected to the detection light guide for detection of Raman-scattered components of the secondary light; andan evaluation device for determining the concentration of the analyte from the Raman-scattered components of the secondary light. 2. The system according to claim 1, wherein the analyte is glucose. 3. The system according to claim 1, wherein the primary light is irradiated with only one wavelength, the wavelength being such that a spontaneous Raman scattering occurs. 4. The system according to claim 1, wherein the wavelength of the primary light is at most 800 nm. 5. The system according to claim 1, wherein a multivariate analysis method is used for determining the concentration of the analyte from the Raman spectrum. 6. The system according to claim 1, wherein the exclusion limit of the semipermeable membrane is at most 50 kDa. 7. The system according to claim 1, wherein the detection light guide is in the form of a ring which surrounds a central inbound light guide. 8. The system according to claim 7, wherein the detection light guide ring is formed by a plurality of optical fibers arranged in a ring pattern around the inbound light guide. 9. The system according to claim 7, wherein the detection light guide ring is formed by a fiber-optic tube which surrounds the inbound light guide. 10. The system according to claim 1, wherein the percutaneous sensor has a diameter of at most 2 mm. 11. The system according to claim 1, wherein the wavelength of the primary light is at most 600 nm. 12. The system... | Roche Diagnostics Operations, Inc. | A61B005/00
US07123010 | B2 | 2006-10-17 | Magnetic resonance apparatus and operation method for hyperthermic treatment | 2002-06-18 | In a magnetic resonance system and operating method, antenna elements in an antenna array are disposed around an examination volume, and each antenna element has a separate transmission channel and reception channel associated therewith. The magnetic resonance apparatus is operated to obtain magnetic resonance signals, from which amplitude and phase information are derived for the individual antenna elements, and this information is used to subsequently operate the antenna elements in the array to emit RF energy with a predetermined phase and amplitude so as to generate focused RF energy for hyperthermic treatment. The magnetic resonance apparatus can also be used to obtain magnetic resonance signals in intervals which during which the hyperthermic treatment is interrupted, from which the temperature of the region being treated can be ascertained. | 1. A magnetic resonance apparatus comprising: a basic field magnet that generates a basic magnetic field in an examination volume;at least one gradient coil that generates at least one gradient magnetic field in the examination volume;a plurality of radio-frequency antennas disposed in and forming a single array, around the examination volume, configured for radiating RF energy into, and receiving RF energy from, the examination volume;a plurality of separate transmission channels respectively connected to the plurality of RF antennas;a plurality of separate reception channels respectively connected to the plurality of RF antenna; anda control unit connected to said at least one gradient coil and to said single array of RF antennas for operating said at least one gradient coil and said single array of RF antennas in order to excite and acquire magnetic resonance signals having an amplitude and a phase, from the subject, said control unit determining, for each antenna in said plurality of RF antennas forming the single array, the amplitude and the phase of the magnetic resonance signal received by the respective antenna, and said control unit also activating the same plurality of RF antennas of said single array independently of each other in order to emit RF energy of a prescribed phase and amplitude into the examination volume in order to generate an RF field focused in the examination volume configured for hyperthermic treatment of the subject. 2. A magnetic resonance apparatus as claimed in claim 1 wherein each of said separate transmission channels comprises a power amplifier and a modulator. 3. A magnetic resonance apparatus as claimed in claim 1 wherein each antenna in said plurality of RF antennas is a resonator rod. 4. A magnetic resonance apparatus as claimed in claim 1 wherein said control unit interrupts generation of said focused RF field during hyperthermic treatment of the subject at predetermined times of an interval and, in said interval, activates said at least one gradient coil and at least one antenna in said plurality of RF antennas in order to acquire magnetic resonance signals indicating a temperature of a region of the subject in which said focused RF field is present. 5. A magnetic resonance apparatus as claimed in claim 1 wherein said subject in the examination volume has impedance characteristics associated therewith, and wherein said magnetic resonance apparatus comprises a matching circuit connected to said plurality of transmission channels that matches a line impedance of each transmission channel to said impedance characteristics. 6. A magnetic resonance apparatus as claimed in claim 1 wherein said array comprises a cylindrical arrangement of said plurality of RF antennas around said examination volume. 7. A magnetic resonance apparatus as claimed in claim 1 wherein said basic field magnet generates said basic magnetic field with a field strength of at least 2T. 8. A method for operating a magnetic resonance ... | Siemens Aktiengesellschaft | G01V003/00 A61B005/055 A61N005/02
US07211053 | B2 | 2007-05-01 | Selectively applied wearable medical sensors | 2004-05-10 | A wearable garment includes sensor device of well-know design that are selectively pressed against the skin of the wearer when it is desired to obtain sensor readings, such as heart rate or temperature, or to apply treatment such as electrical pulses for defibrillation purposes. The garment incorporates one or more bands of flexible material that circumscribe portions of the wearer's body, with at least one sensor device positioned on the garment between the band and the wearer's body. To assure the comfort of the wearer, the circumference of the band can be shortened selectively from a first dimension, which loosely circumscribes a desired portion of the wearer's body, to a second, lesser dimension, which more tightly circumscribes the wearer's body and presses the sensor-securely into contact with the wearer's skin. | 1. A garment for applying at least one sensor against the skin of a wearer, said garment comprising: a sensor mounted to said garment in position to contact a desired portion of the anatomy of a wearer of said garment;a band of flexible material incorporated into said garment in position to circumscribe a desired portion of the wearer's anatomy with said sensor being positioned to lie between said band and the wearer's anatomy;said band of flexible material defining a loop having a first circumferential dimension, and including both manual and automatic adjusting means for selectively reducing, at a predetermined or variable pressure rate, said first circumferential dimension to a second circumferential dimension less than said first circumferential dimension so as to constrict the anatomy of a wearer of said garment and press said sensor against said anatomy. 2. The garment of claim 1, wherein said flexible material of said band is axially elastic. 3. The garment of claim 1, wherein said adjusting means includes a shape memory alloy that reduces in axial length in response to the passage of electrical current therethrough. 4. The garment of claim 1, wherein said garment has the shape of a shirt. 5. The garment of claim 1, wherein said sensor is positioned to contact the chest of a wearer. 6. The garment of claim 1, wherein said adjusting means includes one or more drawstrings. 7. A method of selectively applying at least one sensor against the anatomy of a subject, said method comprising the steps of: positioning said sensor adjacent a desired portion of the anatomy of said subject;surrounding said sensor and said subject with a constrictable band of flexible material incorporated into a wearable structure; andconstricting said constrictable band in association with an external activity at a predetermined or variable pressure rate to press said sensor into contact with the anatomy of said subject by adjusting means forming a component of said constrictable band and being capable of both manual and automatic operation. 8. The method of claim 7, wherein said adjusting means includes a shape memory alloy that reduces in axial length in response to the passage of electrical current therethrough. 9. The method of claim 7, wherein said adjusting means includes one or more drawstrings. 10. The garment of claim 3, wherein said shape memory alloy is Nitinol. 11. The garment of claim 3, further comprising a microprocessor suitable to activate said shape memory alloy according to a predetermined schedule. 12. A garment for applying a sensor to the skin of a wearer, said garment comprising: a sensor operatively associated with said garment so as to contact a desired portion of the wearer's anatomy;a flexible band incorporated into said garment in position to circumscribe a desired portion of the wearer's anatomy with said sensor being positioned to lie between said flexible band and the wearer's anatomy,wherein said flexible band is adjustable be... | Koninklijke Philips Electronics, N.V. | A61B005/117 A61B005/103
US07198133 | B2 | 2007-04-03 | Ear coupler | 2004-06-03 | A one-piece, transparent flexible ear coupler for use with hearing evaluation is disclosed. It includes an annular side wall and a bottom wall forming an acoustic chamber. A flexible adhesive-backed flange is disposed on the periphery of the ear coupler. The flange attaches to the subject's head, firmly holding the ear coupler in place over the ear. The annular side wall has a port for the placement of a transducer assembly, and also has ribs to help lock the transducer assembly in place. The transducer assembly can be placed in an up or down position, and can be switched between positions while the coupler is attached to the subject's head. The ear coupler advantageously conforms to the subject's head, thereby minimizing the likelihood that the ear coupler will become detached during testing. The coupler can be inexpensively manufactured, since its one-piece design allows the use of relatively low-cost processes such as injection molding and thermoforming. | 1. An ear coupler assembly comprising: a body;a port in said body, said port having a longitudinal axis extending into and out of said port;an acoustic transducer assembly capable of being releasably attached to said port so that a portion of said assembly extending from said port is generally perpendicular to said longitudinal axis; andcross-hatched surface protuberances. 2. An ear coupler assembly comprising: a body;a port in said body, said port having a longitudinal axis extending into and out of said port;an acoustic transducer assembly, wherein said acoustic transducer assembly has an arm, and wherein said arm extends laterally away from said port when said acoustic transducer assembly is fitted in said port; andcross-hatched surface protuberances. 3. The ear coupler according to claim 2, additionally comprising a port in said body. 4. An ear coupler comprising: a one-piece body, said body comprising:an internal chamber,a port in communication with said chamber for receiving a hearing analysis transducer, andvibration-reducing surface featureswherein said vibration-reducing surface features comprise cross-hatched protuberances having a waffle type appearance. 5. The ear coupler according to claim 4 wherein said coupler has a center and a target portion, wherein said target portion is in line with said center, and wherein substantially all portions of said body are transparent. 6. The ear coupler according to claim 5 wherein said target portion is in the shape of a target. | - | H04R025/00
US07024238 | B2 | 2006-04-04 | Detecting ischemia | 2004-04-16 | In one aspect, a method of detecting ischemia within the brain of a patient. The method includes assigning a first value to a first signal generated by a tissue on the right-hand side of the body and assigning a second value to a second signal generated by a tissue on the left-hand side of the body. The method also includes comparing the first value and the second value. The difference between the first value and the second value indicates that ischemia is present within the patient's brain. | 1. A method of detecting ischemia within the brain of a patient, the method comprising: applying a first stimulus to the left-hand side of the body;assigning a first value to a first signal generated by a tissue on the right-hand side of the body in response to the first stimulus;applying a second stimulus to the right-hand side of the body;assigning a second value to a second signal generated by a tissue on the left-hand side of the body in response to the second stimulus; andcomparing the first value and the second value, wherein a difference between the first value and the second value indicates that ischemia is present within the brain. 2. The method of claim 1, wherein the first stimulus or the second stimulus comprises an electrical stimulus. 3. The method of claim 1, wherein the first stimulus or the second stimulus comprises an auditory stimulus or a visual stimulus. 4. The method of claim 1, wherein the first stimulus or the second stimulus comprises a stimulus to the patient's skin or an underlying muscle. 5. The method of claim 1, wherein the first stimulus is applied to a sensory organ on the left-hand side of the body and the first signal is generated by the right hemisphere of the brain. 6. The method of claim 5, wherein the second stimulus is applied to a sensory organ on the right-hand side of the body and the second signal is generated by the left hemisphere of the brain. 7. The method of claim 6, wherein the sensory organ is the eye or ear and the first signal or the second signal is an electrical signal. 8. The method of claim 7, wherein the first electrical signal is a first somatosensory evoked potential (SSEP) and the second signal is a second SSEP. 9. The method of claim 8, wherein the first value is based on an amplitude of the first SSEP and the second value is based on an amplitude of the second SSEP. 10. The method of claim 8, wherein the first value is based on a latency of the first SSEP and the second value is based on a latency of the second SSEP. 11. The method of claim 1, wherein the first stimulus is applied to a nerve innervating a muscle on the left-hand side of the body and the first signal is generated by the right hemisphere of the brain. 12. The method of claim 11, wherein the second stimulus is applied to a nerve innervating a muscle on the right-hand side of the body and the second signal is generated by the left hemisphere of the brain. 13. The method of claim 12, wherein the nerve is the median nerve, ulnar nerve, common peroneal nerve, or posterior tibial nerve. 14. The method of claim 12, wherein the first electrical signal is a first SSEP and the second signal is a second SSEP. 15. The method of claim 14, wherein the first value is based on an amplitude of the first SSEP and the second value is based on an amplitude of the second SSEP. 16. The method of claim 14, wherein the first value is based on the latency of the first SSEP and the second value is based on the latency of the second... | New England Medical Center Hospitals, Inc. | A61B005/00
US07288074 | B2 | 2007-10-30 | Guide wire structure for insertion into an internal space | 2003-04-08 | A method is described of inserting guide wires into a lumen, for example into the human gastrointestinal tract. A guide wire structure is employed which comprises at least two guide wires each having a leading end portion which terminates in a leading end, the guide wires being connected to one another by a junction at or adjacent their leading ends, the guide wires have a first position in which the leading end portions are substantially parallel to one another, a second position in which the leading end portions are curved, and a third position in which at least one of the leading end portions forms a loop. The guide wire structure is steered through the gastrointestinal tract by selectively advancing or retracting a single guide wire or advancing more than one guide wire simultaneously, according to the path which is required to be followed. | 1. A guide wire structure for insertion into an interior space defined by a wall, the guide wire structure comprising at least two guide wires each having a leading end portion which terminates in a leading end, the guide wires being connected to one another by a junction at or adjacent their leading ends, wherein at least one of the guide wires is received in an individual catheter provided at a leading end thereof with a cutter arranged to cut through the said junction, the guide wires have a first position in which the leading end portions are substantially parallel to one another, a second position in which the leading end portions are curved, and a third position in which at least one of the leading end portions forms a loop, wherein the said junction is covered with heat shrink tubing. 2. The guide wire structure of claim 1, wherein the said junction is formed by gluing. 3. A guide wire structure according to claim 1, wherein the said junction is formed by welding. 4. A guide wire structure according to claim 1, wherein the number of guide wires is an even number n, and the structure is formed by folding n/2 longer guide wires, each having twice the length desired for the structure, sharply back. 5. A guide wire structure according to claim 1, wherein the said individual catheter has a leading end portion which is curved. 6. A guide wire structure for insertion into an interior space defined by a wall, the guide wire structure comprising at least two guide wires each having a leading end portion which terminates in a leading end, the guide wires being connected to one another by a junction at or adjacent their leading ends, wherein at least one of the guide wires is received in an individual catheter provided at a leading end thereof with a cutter arranged to cut through the said junction, the guide wires have a first position in which the leading end portions are substantially parallel to one another, a second position in which the leading end portions are curved, and a third position in which at least one of the leading end portions forms a loop, wherein the said junction is formed by a metal band crimped over the guide wires. 7. A guide wire structure according to claim 6, wherein the said metal band is enclosed by a cover formed of a softer material. 8. A guide wire structure for insertion into an interior space defined by a wall, the guide wire structure comprising: a first pair of guide wires received in a first catheter each having a leading end portion which terminates in a leading end, the guide wires being connected to one another by a first junction at or adjacent their leading ends;a second pair of guide wires received in a second catheter each having a leading end portion which terminates in a leading end, the guide wires being connected to one another by a second junction at or adjacent their leading ends;the first and second pair of guide wires each having a first position in which the leading end portions are substant... | UCL Business PLC Ethicon Endo-Surgery, Inc. | A61B005/00 A61M025/00
US07025733 | B2 | 2006-04-11 | Biological fluid collection accessory device | 2003-06-23 | A biological fluid collection accessory device is releasably coupled to a specimen container. The device includes an attachment ring and a peripheral wall extending from a base of the ring. The wall includes a receiving area for receiving a penis and a capturing area for capturing ejaculate. | 1. In combination: a) a specimen container attachment, comprising: an attachment ring adapted for attachment to a specimen container, the attachment ring having annular inner and outer sides and generally circular top and bottom edges;the attachment ring has a threaded portion on the inner side of the attachment ring located towards the bottom edge of the attachment ring;the outer side of the attachment ring having a plurality of elongated gripping ridges, the gripping ridges being generally evenly spaced apart around the outer side of the attachment ring, the gripping ridges having longitudinal axes substantially parallel with one another, the longitudinal axes of the gripping ridges extending substantially perpendicular to planes defined by the top and bottom edges of the attachment ring, the gripping ridges having upper and lower ends, the lower ends of the gripping ridges being positioned adjacent the bottom edge of the attachment ring, the upper ends of the gripping ridges being positioned towards and spaced apart from the top edge of the attachment ring, the upper ends of the gripping ridges lying in a plane substantially parallel to the plane of the top edge of the attachment ring;the outer side of the attachment ring having an annular lip extending therearound adjacent the bottom edge of the attachment ring, the lower ends of the gripping ridges being in contact with the annular lip of the attachment ring;a peripheral wall extending from the top edge of the attachment ring; the peripheral wall having a base coupled to the top edge of the attachment ring, an outer edge, and opposing receiving and capturing areas;the outer edge of the peripheral wall having a generally U-shaped region extending towards the base of the peripheral wall and located in the receiving area of the peripheral wall defining a generally U-shaped receiving space of the receiving area of the peripheral wall, the U-shaped region of the outer edge of the peripheral wall having an arcuate lower portion positioned towards the base of the peripheral wall, the U-shaped region of the outer edge of the peripheral wall having a generally smooth and rounded exterior surface;an upper region of the outer edge of the peripheral wall located in the capturing area of the peripheral wall lying in a plane spaced apart and above a plane defined by the U-shaped region of the outer edge of the peripheral wall located in the receiving area of the peripheral wall, a portion of the capturing area of the peripheral wall facing the receiving space of the receiving area of the peripheral wall; andthe outer edge of the peripheral wall having a pair of side regions extending between the receiving and capturing areas of the peripheral wall, the side regions sloping downwards from the upper region of the outer edge of the peripheral wall to the U-shaped region of the outer edge of the peripheral wall; andb) a specimen container having a base and a side wall upwardly extending around the base and te... | - | A61B005/00 A47K011/00 A61M001/00 A61F005/44
US08438038 | B2 | 2013-05-07 | Weight loss or weight management system | 2003-12-23 | A system for weight loss or weight management of a person may include a monitoring unit and remote computing system. The monitoring unit includes a transducer arranged to generate a signal representative of the patient's weight. It further includes a processor operatively coupled to the transducer and to a memory device. Further, an output device and an input device are operatively coupled to the processor. The memory device is programmed with a set of instructions causing the processor to cooperate with the output device to present questions directed toward weight loss and to cooperate with the input device to receive answers to the questions. The remote computing system is in communication with the monitoring unit. The remote computing system is programmed to receive the answers provided by the person and to receive the signal representative of the person's weight. The remote computing system generates an alert on the basis thereof. | 1. A method of monitoring a patient having a patient monitoring apparatus that is configured to weigh the patient, present queries to the patient, receive nonverbal answers from the patient, and electronically communicate that information to a remotely located central computer, the method comprising: pre-programming the patient monitoring apparatus before providing the patient monitoring apparatus to the patient with a plurality of question hierarchies, wherein each question hierarchy includes a plurality of questions and a corresponding identifier;storing a patient's first weight at the central computer;receiving in the central computer from the patient monitoring apparatus information regarding the patient's second weight and second time of the second weight;storing in the central computer the patient's second weight and second time;calculating, by the central computer, a change in the patient's weight between the second weight and the previously stored first weight;comparing, by the central computer, the change in the patient's weight to a threshold change in the patient's weight;triggering an alert by the central computer when the change in the patient's weight exceeds the threshold change in the patient's weight;transmitting to the patient monitoring apparatus: a first identifier corresponding to a first question hierarchy in the plurality of question hierarchies; anda sequence set, wherein the sequence set is a set of data defining an order in which a first group of questions in the first question hierarchy is to be asked by the patient monitoring apparatus to the patient;causing the patient monitoring apparatus to query the first group of questions to the patient based on the order defined by the sequence set;receiving in the central computer non-verbal responses from the patient to the first group of questions; andnotifying a caregiver of the alert and sending the responses to the caregiver, wherein the patient's first and second weights, the first group of questions, and the non-verbal responses are automatically displayed to the caregiver only when the alert is triggered;whereby the caregiver can review the alert and the patient's answers to determine if the patient requires medical treatment;whereby the caregiver can select a second group of questions from the plurality of question hierarchies for presentation to the patient; andwhereby the caregiver can cause the patient monitoring apparatus to query the second group of questions to the patient. 2. A method according to claim 1, wherein notifying the caregiver includes automatically generating a report that includes the weight, date, time, and responses. 3. A method according to claim 1, wherein the questions are organized into categories. 4. A method according to claim 3, wherein the categories include dietary recording, meal planning, overeating, skipping of meals, eating at home, portion size, eating out, grocery shopping behavior, label reading, water consumption, happiness, st... | Cardiocom, LLC | G06Q050/00
US20040225198 | A1 | 2004-11-11 | Method for treatment of neurodegenerations | 2003-04-07 | The present invention relates for use in medicine, more specifically neurology, to a method for treatment of neurode generation and autoimmune diseases. The innovation is intended to increase the efficacy of treatment of cerebral neural degenerative diseases and multiple sclerosis using minimized hyperbaric therapy combined with metabolic antioxidants (Pat. No. 2,140,247, Russia). To achieve this goal chamber sessions at pressure from 1.03 to 1.1 ATA against the background of antioxydants inducing mithochondrial oxidation were combined with Cyclosporine-A at a dose below therepeutical. Treatment efficacy was controlled using common methods and monitoring immune status dynamics, particularly immune status suppression following its activation, whereupon Cyclosporine-A dose was gradually reduced till complete withdrawal. A combination of minimized hyperbaric therapy and cyclosporine-A administration intensifies the treatment effect of each component. The previously used minimized hyperbaric method failed to totally or substantially restore the functions impaired by a secondary progressive MS or motor functions impaired by side amiotrophic selerosis. Timely application of the proposed method for treatment of neutral degeneration and MS would help preserve work ability and improve patient's quality of life. | 1. A method for treatment of neurodegenerations is a combination of general impacts by excessive pressure from 1.03 to 1.1 ATA in a pressure chamber during 20 minutes daily sessions and administration of medications inducing mitochondrial oxidation. Pressure chamber sessions are combined with administration of cyclosporine-A. As a result the immune status is suppressed following its activation, whereupon cyclosporine-A dose is gradually reduced till complete withdrawal. |  | A61B005/00
US20040267155 | A1 | 2004-12-30 | Biopsy localization method and device | 2003-07-25 | A biopsy localization device made according to the invention includes a bioabsorbable element (34), such as a dehydrated collagen plug, delivered in a pre-delivery state to a soft tissue biopsy site (18) of a patient by an element delivery device (32). The bioabsorbable element preferably swells to fill the biopsied open region (26) and preferably is palpably harder than the surrounding soft tissue at the biopsy site. The bioabsorbable element permits the biopsy site to be relocated by palpation to eliminate the need to use metallic clips during biopsies and often eliminates the need for a return to the radiologist for pre-operative localization. In addition, the bioabsorbable element can be used as a therapeutic tool for treatment of the diseased lesion and for hemostasis. | We claim: 1. A marker for marking a cavity site within the body of a mammalian patient from which a tissue sample has been removed, said marker formed at least in part of a clearance delaying component, and being characterized by remaining present at the cavity site in sufficient quantity to permit detection and location of the cavity site for at least a predetermined first time period after introduction to the cavity site. 2. An intracorporeal marker for marking a cavity site within the body of a mammalian patient from which a tissue sample has been removed, comprising a mass of material that is detectable by at least two remote imaging detection methods when introduced into the cavity site from which tissue has been removed, that remains detectable at the cavity site for at least a predetermined first time period after its introduction into the cavity site and that does not interfere worth imaging of tissue adjacent the cavity site during a predetermined second period of time after the first period of time. 3. The marker of claim 2 wherein the detectable mass is imageable, and remains imageable for at least the first predetermined time period but clears sufficiently from the site so as to not interfere with imaging of tissue adjacent the site during the second predetermined time period. 4. The marker of claim 3 wherein the detectable mass is imageable by at least one of the methods selected from the group consisting of X-ray, fluoroscopy, mammography, magnetic resonance imaging, ultrasound, Doppler, radiation detector, and combinations thereof. 5. The marker of claim 2 wherein the detectable mass is detectable by palpation. 6. The marker of claim 2 wherein the detectable mass is visually detectable. 7. The marker of claim 7 wherein the detectable mass includes a colored substance selected from the group consisting of a dye, a colorant, colorant particles, and possible combinations thereof. 8. The marker of claim 2 wherein the detectable mass is detectable by at least two remote imaging detection methods selected from the group consisting of magnetic resonance imaging (MRI), ultrasound imaging, Doppler imaging, x-ray imaging, mammography, fluoroscopy, other roentgenological imaging methods, and visualization. 9. The marker of claim 2 wherein the detectable mass will interfere with imaging of tissue adjacent to the site and will remain at the site in sufficient quantity to permit location of the site by imaging through the first period of time and will clear sufficiently from the site so as to not interfere with imaging of tissue adjacent the site during the second period of time. 10. The marker of claim 2 wherein the detectable mass of material is of sufficient quantity that, if introduced into the cavity site alone, would clear from the cavity site and be not detectable within about one month after introduction and includes a clearance delaying component that delays the clearance of said material from the cavity site such th... |  | A61B005/00 A61B010/00
US20040210166 | A1 | 2004-10-21 | Apparatus and method for detecting finger-motion | 2003-12-16 | Provided is an apparatus and method for detecting finger-motion in a wireless manner through a small finger-motion detecting apparatus without an additional battery, which is inexpensive and convenient to use. The apparatus includes a finger-motion signal receiving unit, which outputs a wireless power signal and receives and reads a wireless finger-motion signal to determine the corresponding finger-motion, a finger-motion signal transmitting unit, which generates a predetermined amount of power using the wireless power signal, receives a finger-motion signal corresponding to finger-motion using the predetermined amount of power, modulates the finger-motion signal into a finger-motion signal having a predetermined frequency, and outputs the modulated finger-motion signal in a wireless manner, and a finger-motion detecting unit, which detects whether or not finger-motion exists and generates a finger-motion signal corresponding to the finger-motion. | What is claimed is: 1. An apparatus for detecting finger-motion in a wireless manner comprising: a finger-motion signal receiving unit, which outputs a wireless power signal and receives and reads a wireless finger-motion signal corresponding to finger-motion to detect which finger is moved; a finger-motion signal transmitting unit, which generates a predetermined amount of power using the wireless power signal, receives a finger-motion signal corresponding to finger-motion using the predetermined amount of power, modulates the finger-motion signal into a finger-motion signal having a predetermined frequency, and outputs the modulated finger-motion signal in a wireless manner; and a finger-motion detecting unit, which determines whether or not finger-motion exists and generates the finger-motion signal corresponding to the finger-motion. 2. The apparatus of claim 1, wherein the finger-motion signal transmitting unit includes: a coil unit which generates the predetermined amount of power using the wireless power signal, and outputs the modulated finger-motion signal in a wireless manner; and a control unit which is driven by the predetermined amount of power, is adapted to store the finger-motion signal inputted from the finger-motion detecting unit, and converts the finger-motion signal into the modulated finger-motion signal. 3. The apparatus of claim 2, wherein the control unit converts an alternating current power generated by the coil unit into a direct current power to generate the predetermined amount of power. 4. The apparatus of claim 2, wherein the control unit modulates the finger-motion signal into the finger-motion signal having a predetermined frequency, depending on which finger is moved, and outputs the modulated finger-motion signal. 5. The apparatus of claim 2, wherein the coil unit is wound about a finger whose motion is to be detected, and the control unit is positioned on top of the finger in the form of a chip. 6. The apparatus of claim 1, wherein the finger-motion detecting unit is configured in the form of a switch, and is adapted to generate the finger-motion signal when the switch is turned on. 7. The apparatus of claim 6, wherein the switch is mounted on a predetermined joint of a user's finger, and is adapted to generate the finger-motion signal when the switch is turned on by user flexing a joint. 8. The apparatus of claim 6, wherein the switch is mounted on an end of a user's finger, and is adapted to generate the finger-motion signal when the switch is turned on by a user tapping with the finger. 9. The apparatus of claim 6, wherein the switch is installed between a user's adjacent fingers, and is adapted to generate the finger-motion signal when a first finger, on which the switch is installed, and a second finger, adjacent to the first finger, come in contact with each other and the switch is turned on. 10. The apparatus of claim 6, wherein the switch is installed on a user's finger, and is ad... | SAMSUNG ELECTRONICS CO., LTD. | A61B005/103
US20040225203 | A1 | 2004-11-11 | Real-time and simultaneous monitoring of multiple parameters from multiple living beings | 2004-05-05 | The invention relates generally to monitoring physiologic and non-physiologic parameters associated with one or more living beings. These parameters can include physiologic and non-physiologic information regarding the living being. The parameters from all living beings are monitored in real-time at the same time, thus providing many advanced capabilities including, but not limited to, (i) comparing the performance of one living being to another; (ii) studying an living being's performance at various times of the day; (iii) comparing the physiology of one living being to another; (iv) comparing the physiology of a living being to a group of individuals; and (v) comparing the physiology of one group of living beings to another group of living beings. | 1. A method for monitoring parameters of one or more living beings comprising: mounting one or more ambulatory devices on said one or more living beings, wherein said ambulatory devices do not restrict the movement of said living beings; collecting data pertaining to one or more parameters of said one or more living beings through the ambulatory devices in a simultaneous manner; and monitoring the data collected through the ambulatory devices at a monitoring station in a simultaneous manner. 2. The method of claim 1, wherein said parameters are either physiologic or non- physiologic parameters. 3. The method of claim 1, wherein said parameters are monitored in real time. 4. The method of claim 2, wherein said parameters are selected from the group consisting of electrocardiogram, respiration, blood volume pulse, finger temperature, degree of sweating, level of blood oxygen, core body temperature, blood pressure, blood sugar and electroencephalogram. 5. A method of comparing one or more parameters of a group of living beings comprising: mounting one or more ambulatory devices on said group of living beings, wherein said ambulatory devices do not restrict the movement of said group of living beings; collecting data pertaining to one or more parameters of said group of living beings through the ambulatory devices in a simultaneous manner; and monitoring the data collected through the ambulatory devices at a monitoring station in a simultaneous manner. 6. The method of claim 5, wherein said parameters are either physiologic or non- physiologic parameters. 7. The method of claim 5, wherein said parameters are monitored in real time. 8. The method of claim 6, wherein said parameters are selected from the group consisting of electrocardiogram, respiration, blood volume pulse, finger temperature, degree of sweating, level of blood oxygen, core body temperature, blood pressure, blood sugar and electroencephalogram. 9. A method of comparing one or more parameters of a living being comprising: mounting one or more ambulatory devices on said living being, wherein said ambulatory devices do not restrict the movement of said living being; collecting data pertaining to one or more parameters of said living being through the ambulatory devices in a simultaneous manner; and monitoring the data collected through the ambulatory devices at a monitoring station in a simultaneous manner. 10. The method of claim 9, wherein said parameters are either physiologic or non- physiologic parameters. 11. The method of claim 9, wherein said parameters are monitored in real time. 12. The method of claim 10, wherein said parameters are selected from the group consisting of electrocardiogram, respiration, blood volume pulse, finger temperature, degree of sweating, level of blood oxygen, core body temperature, blood pressure, blood sugar and electroencephalogram. 13. The method of claim 1, wherein the living being is a human. 14. The method of claim 1, ... |  | A61B005/00
US20040249250 | A1 | 2004-12-09 | System and apparatus for monitoring and prompting medical self-care events and communicating medical self-care status | 2004-05-28 | A system and apparatus for monitoring self-care behavior and health status, for prompting patient self-care events such as taking medications, and for reporting self-care behavior and health status to the patient's caregivers and concerned others. The system (Self-Care Optimization System, or SOS) uses a remote data collection/messaging device (SOS device) that communicates with the SOS. The SOS monitors and promotes positive self-care behavior and collects health status data, such as blood sugar levels, blood pressure, weights, blood oxygenation levels, etc. for transmission to the SOS. The SOS prompts patients to perform self-care tasks by telephone, email, page, fax, or by sending alert messages to the SOS device. The SOS notifies medical professionals, caregivers, and/or concerned others when a pre-programmed self-care event occurs or has not occurred, of abnormal health status values such as high blood pressures, and of emergency requests for assistance made by patients pressing a “help alert” button on the SOS device. | What is claimed is: 1. An SOS system for monitoring and reporting self-care compliance and health status data, for prompting, and/or reminding a patient of self-care events, and for generating alerts and messages if self-care events are not completed by the patient, to report abnormal health status data to healthcare providers and other concerned others, and to communicate emergency requests for help from the patient to health care providers or concerned other, the system comprising: an SOS device, for receiving incoming self-care event reminder alerts, for generating event messages indicating the completion of the self-care event, for sending health status data and for sending alert messages; and wherein the system receives, processes and stores the data, alert and event messages from the SOS device. 2. The system according to claim 1, wherein responsive to said processing, the SOS system either sends an alert message to another person signaling that the patient has not satisfied the self-care event by a specified predetermined time if the SOS device fails to send an event message indicating the completion of a self-care event, or sends an alert message to others signaling that the patient has satisfied the self-care event if the SOS device does send an event message indicating the completion of the self-care event. 3. The system according to claim 2, wherein the predetermined time is designated by at least one user selected from the group consisting of the patient, another person, one or more concerned parties such as a family member or significant other, disease management specialists, healthcare insurance provider, and health care provider. 4. The system according to claim 3, wherein the SOS device includes an RF device. 5. The system according to claim 4, wherein the SOS device includes a non-command user interface, for automatically generating the event message indicating the completion of a self-care event. 6. The system according to claim 4, wherein the SOS device includes a command user interface, for generating said alert messages. 7. The system according to claim 6, wherein the command user interface causes the system to send a message to a third party requesting an immediate, emergency response, and wherein the message has an identification of the patient and a unique panic code. 8. The system according to claim 7, wherein the SOS device further includes a data input device, for sending Health status data to the system. 9. The system according to claim 1, wherein the system sends out said self-care event reminder alerts to a patient by way of said reminder alert message to the SOS device. 10. The system according to claim 4, wherein the RF device is operatively connected to one or more of a pager, or a cellular wireless WAN and one or more WiFi devices on a local area network. 11. The system according to claim 10, wherein the RF device has a unique identification code and sends a message to the system to notify ... |  | A61B005/00
US20040249265 | A1 | 2004-12-09 | Method and apparatus for examining blood vessel responsiveness | 2004-03-31 | In a device and method for examining the function, in particular the responsiveness, of blood vessels in a patient by creating a vascular constriction or dilation, the body part to be examined is heated or cooled in a controlled manner with an arrangement for local heating or cooling, and the blood or body-fluid flow through vessels that are dilated or constricted is measured dependent on the heating or cooling in this part of the body. | We claim as our invention: 1. A method for examining responsivity of blood vessels In a patient to a vascular constriction or dilation, comprising the steps of: producing a localized, controlled temperature change in a body part of a living subject containing body fluid vessels in which a body fluid flow exists and selectively dilating or constricting said vessels; and measuring said body fluid flow in said vessels after said temperature change dependent on said temperature change. 2. A method as claimed in claim 1 wherein the step of producing a localized, controlled temperature change comprises radiantly heating said body part. 3. A method as claimed in claim 1 comprising producing said vocalized, controlled temperature change with a Peltier element that interacts with said body part. 4. A method as claimed in claim 1 wherein the step of producing a controlled, localized temperature change comprises applying a temperature-adjustable compress to said body part. 5. A method as claimed in claim 4 comprising adjusting a temperature of said compress by flowing fluid through said compress at a selected temperature. 6. A method as claimed in claim 5 comprising storing said fluid in a container attached to said compress. 7. A method as claimed in claim 5 comprising setting said fluid at said selected temperature with a temperature-setting device, selected from the group consisting of heating devices and cooling devices, that Interact with said fluid. 8. A method as claimed in claim 5 comprising storing said fluid In different, separate storage containers, and maintaining the fluid respectively stored in said storage containers at different temperatures. 9. A method as claimed in claim 8 comprising selectively causing fluid from one of said storage containers at a time to flow through said compress via a valve connected between said two storage containers and said compress. 10. A method as claimed in claim 5 comprising storing said fluid in a storage container to said compress via feed line and a return line, and circulating said fluid between said compress and said container via said feed line and said return line. 11. A method as claimed in claim 5 comprising employing a fluid selected from the group consisting of water and oil as said fluid in said compress. 12. A method as claimed in claim 5 comprising employing a fluid that is inert for magnetic resonance tomography as said fluid in said compress. 13. A method as claimed in claim 5 comprising employing fluorinated carbon as said fluid in said compress. 14. A method as claimed in claim 5 comprising regulating the temperature of said fluid with a regulating device that interacts with said fluid, selected from the group consisting of heating regulators and cooling regulators. 15. A method as claimed in claim 6 comprising measuring a temperature of the body part using a temperature sensor. 16. A method as claimed in claim 15 comprising measuring said temperature over ti... |  | A61B005/05
US20040249251 | A1 | 2004-12-09 | System and method for facilitating health care | 2004-06-07 | A method and system for facilitating health care and/or user intake procedures includes providing a website over a computer network to one or more users and providing a knowledge base, which may include one or more databases, containing information related to one or more medical conditions and/or one or more pharmaceuticals. The user is screened with respect to the one or more particular medical conditions and the screening comprises asking the user a plurality of questions related to the medical condition via the website and assessing the user's answers to the questions via a rules-based data structure. A report based on the assessment is then produced. | What is claimed is: 1. A method for providing enhanced medical decisions comprising: providing a website over a computer network to one or more users; providing a knowledge base containing information related to one or more medical conditions; screening the user with respect to the one or more particular medical conditions, such screening including: asking the user a plurality of questions related to the medical condition via the website and assessing the user's answers to the questions via a rules-based data structure; and producing a report based on the assessment. 2. A method according to claim 1, wherein providing a knowledge base includes providing at least one database containing information related to one or more medical conditions. 3. A method according to claim 1, wherein preparing a report based on the assessment includes preparing a report that includes suggested treatments for the medical condition. 4. A method according to claim 1, wherein preparing a report based on the assessment includes preparing a report that includes further questions to ask the user. 5. A method according to claim 1, wherein preparing a report based on the assessment includes preparing a report that includes further questions to ask a health care practitioner. 6. A method according to claim 1, wherein preparing a report based on the assessment includes preparing a report that includes a suggested diagnosis of the medical condition. 7. A method according to claim 1, wherein preparing a report based on the assessment includes preparing a report that includes a suggested pharmaceutical and dosage to treat the medical condition. 8. A method according to claim 1, wherein providing a website over a computer network to one or more users includes providing the website to a pool of users such that each user is screened prior to visiting a health care practitioner. 9. A method according to claim 1, wherein providing a website over a computer network to one or more users includes providing the website to a pool of users such that each user is screened prior to communicating with a health care practitioner. 10. A method according to either of claims 8 or 9, wherein producing a report based on the assessment includes producing a report with user responses, follow-up suggestions and suggested treatments to be presented to the health care practitioner. 11. A method according to claim 1, wherein asking the user a plurality of questions includes asking the user questions related to the user's general medical history. 12. A method according to claim 1, wherein asking the user a plurality of questions includes asking the user questions directly concerning the medical condition. 13. A method according to claim 1, wherein asking the user a plurality of questions includes asking the user questions regarding medications the user has taken. 14. A method according to claim 13, wherein assessing the user's answers includes comparing answers regarding the me... |  | A61B005/00
US06968222 | B2 | 2005-11-22 | Methods and device for non-invasive analyte measurement | 2003-05-02 | The present invention is related to optical non-invasive methods and instruments to detect the level of analyte concentrations in the tissue of a subject. The spectra of mid-infrared radiation emitted from a subject's body are altered corresponding to the concentration of various compounds within the radiating tissue. In one aspect of the invention, an instrument floods a body surface of the subject, such as the subject's eye, with radiation in the mid-infrared range and measures analyte concentrations based on mid-infrared radiation reflected back to the instrument. | 1. A method of determining an analyte concentration in a tissue of a subject, the subject including an eye with an ocular surface and a conjunctiva surface, comprising the steps: a. exposing at least a portion of the conjunctiva surface of the subject to mid-infrared radiation without contact with the ocular surface;b. detecting mid-infrared radiation reflected from the conjunctiva without contact with the ocular surface; and,c. determining a radiation signature of said reflected mid-infrared radiation to determine an analyte concentration in a tissue of said subject. 2. The method of claim 1, wherein said method is non-invasive and wherein said subject is a human. 3. The method of claim 1, wherein said analyte is selected from the group consisting of metabolic compounds or substances, carbohydrates, sugars, glucose, proteins, peptides, amino acids, fats, fatty acids, triglycerides, polysaccharides, alcohols, ethanol, toxins, hormones, vitamins, bacteria-related substances, fungus-related substances, virus-related substances, parasite-related substances, pharmaceutical compounds, non-pharmaceutical compounds, pro-drugs, drugs, and any precursor, metabolite, degradation product or surrogate marker. 4. The method of claim 3, wherein said analyte is glucose. 5. The method of claim 1, wherein the mid-infrared radiation of step a) is in a wavelength range of about 2.5 microns to about 25.0 microns. 6. The method of claim 1, wherein said detecting step further comprises selecting and detecting said mid-infrared radiation. 7. The method of claim 6, wherein said selecting of said reflected mid-infrared radiation further comprises filtering said reflected mid-infrared radiation. 8. The method of claim 1, wherein said detecting step and said determining steps further comprise using a microprocessor. 9. The method of claim 1, wherein said reflected mid-infrared radiation comprises infrared radiation having wavelengths between about 2.5 microns to about 25.0 microns. 10. The method of claim 9, wherein said reflected mid-infrared radiation is within the wavelengths between about 2.5 microns to about 11.0 microns. 11. An instrument for determining an analyte concentration in a tissue of a subject, the subject including an eye with an ocular surface and a conjunctiva surface, comprising: a. a radiation source configured to expose at least a portion of the conjunctiva surface of the subject to mid-infrared radiation without contact with the ocular surface;b. a mid-infrared radiation wavelength detector configured to detect mid-infrared radiation reflected from the conjunctiva without contact with the ocular surface;c. a display for alphanumeric or audio representations of an analyte concentration in a tissue of said subject based on a determined radiation signature of said reflected mid-infrared radiation; andd. a microprocessor for correlating said detected mid-infrared radiation with wavelengths corresponding to said analyte concentration and analyzi... | Oculir, Inc. | A61B005/00
US06810283 | B2 | 2004-10-26 | Multiple templates for filtering of far field R-waves | 2001-09-13 | The invention presents techniques for processing an atrial electrogram. An atrial electrogram senses atrial events, but may also sense a ventricular event, causing a far field R-wave to be present in the atrial electrogram signal. A far field R-wave is an undesired artifact. The invention provides techniques for estimating the far field R-wave and subtracting the far field R-wave from the atrial electrogram signal. | What is claimed is: 1. A method comprising:receiving an atrial electrogram signal as a function of electrical activity of a heart; determining a condition corresponding to the received signal; selecting an estimated far field R-wave for a cardiac cycle from a plurality of estimated far field R-waves in response to the determined condition; and subtracting the selected estimated far field R-wave from the atrial electrogram signal for the cardiac cycle. 2. The method of claim 1, further comprising generating a filtered atrial electrogram signal as a function of the difference between the atrial electrogram signal and the selected estimated far field R-wave. 3. The method of claim 1, further comprising:sensing a premature ventricular contraction; and selecting an estimated far field R-wave associated with a premature ventricular contraction. 4. The method of claim 1, further comprising:sensing a ventricular pace; and selecting an estimated far field R-wave associated with a ventricular pace. 5. The method of claim 1, further comprising commencing a timing window upon sensing an R-wave. 6. The method of claim 5, wherein the duration of the timing window is approximately 200 ms. 7. The method of claim 1, further comprising capturing the atrial electrogram signal. 8. The method of claim 1, further comprising converting the atrial electrogram signal to a digital atrial electrogram signal. 9. The method of claim 1, further comprising comparing the difference between the atrial electrogram signal and the selected estimated far field R-wave to a sense threshold. 10. The method of claim 1, further comprising delaying the atrial electrogram signal prior to the subtraction. 11. The method of claim 1, wherein the condition is one of a normal sinus rhythm, a premature ventricular contraction, a paced beat, a bigeminal rhythm, atrial flutter, a ventricular-EGM rate, timing and pattern of one of an atrial-EGM signal and a ventricular-EGM signal, and a correlation between an atrial-EGM signal and atrial-EGM signals associated with far field R-waves. 12. A method comprising:generating an atrial electrogram signal as a function of electrical activity of a heart; selecting a first estimated far field R-wave for a first cardiac cycle; subtracting the first selected estimated far field R-wave from the atrial electrogram signal for the first cardiac cycle to generate a first filtered atrial electrogram signal; selecting a second estimated far field R-wave for a second cardiac cycle; subtracting the second selected estimated far field R-wave from the atrial electrogram signal for the second cardiac cycle to generate a second filtered atrial electrogram signal; selecting the second estimated far field R-wave for a third cardiac cycle; and adjusting the second selected estimated far field R-wave as a function of the second filtered atrial electrogram signal. 13. The method of claim 12, further comprising subtracting the adjusted second selected estimated ... | Medtronic, Inc. | A61B005/0428
US06823203 | B2 | 2004-11-23 | System and method for removing sensitive data from diagnostic images | 2001-06-07 | The present disclosure relates to systems and methods for modifying medical diagnostic images. A method for removing sensitive data from one or more diagnostic images generally includes retrieving one or more images, identifying patient sensitive information, modifying the one or more images responsive to the step of identifying by obscuring the sensitive data, and exporting the modified diagnostic images to a storage device. The method may be implemented by an image enhancer capable of removing or masking sensitive data through a user interface, an input device, and an image editor. In response to an operator's inputs, the image editor may be apply one or more masks to obscure patient sensitive data from both still images and image loops in a variety of image display formats. | What is claimed is: 1. A method for selectively removing data from one or more images in a computer based system, comprising:acquiring at least one diagnostic image; identifying patient information that is to be excluded from the at least one diagnostic image; modifying the at least one diagnostic image responsive to the step of identifying, wherein identified patient information is excluded from the at least one diagnostic image by applying at least one mask to at least one patient identifier of the identified patient information in one of the diagnostic image and a plurality of frames comprising an image loop; and exporting the at least one modified diagnostic image over a data network. 2. The method of claim 1, wherein acquiring comprises performing a diagnostic examination in association with an image acquisition device. 3. The method of claim 1, wherein acquiring comprises retrieving a data file from a data storage device. 4. The method of claim 1, wherein identifying comprises selecting at least one patient identifier to be removed from the at least one diagnostic image. 5. The method of claim 1, wherein modifying comprises obscuring an area of the at least one diagnostic image. 6. A method for selectively removing data from one or more images in a computer based system, comprising:acquiring at least one diagnostic image; identifying patient information that is to be excluded from the at least one diagnostic image; modifying the at least one diagnostic image responsive to the step of identifying, wherein identified patient information is excluded from the at least one diagnostic image by superimposing a plurality of masks over a respective instance of at least one patient identifier of the identified patient information in a multiple image display format; and exporting the at least one modified diagnostic image over a data network. 7. A computer based diagnostic image enhancement system, comprising:means for retrieving a digital representation of at least one diagnostic image; means for identifying at least one patient identifier reflective of the subject of an underlying diagnostic study that is not intended for association with the at least one diagnostic image; and means for selectively obscuring the at least one patient identifier responsive to the identifying means by applying at least one mask to the at least one patient identifier in one of the diagnostic image and a plurality of frames comprising an image loop. 8. The system of claim 7, wherein comprising:means for communicating the at least one diagnostic image to at least one device on a network. 9. The system of claim 7, wherein the retrieving meant comprises a computer based diagnostic image acquisition system. 10. The system of claim 7, wherein the retrieving means comprises a computing device in association with a network. 11. The system of claim 7, wherein the identifying means comprises an image enhancer. 12. A computer based diagnostic image enhancement sys... | Koninklijke Philips Electronics N.V. | A61B005/00
US06834200 | B2 | 2004-12-21 | Ceramic based multi-site electrode arrays and methods for their production | 2001-10-19 | Ceramic based multi-site electrode arrays of a polished ceramic substrate patterned with recording sites and bonding pads which are connected via conducting lines are provided. Methods for producing these electrode arrays and using the electrode arrays to record or stimulate multiple neurons in a mammal are also provided. | What is claimed is: 1. A ceramic based multi-site electrode array for recording and stimulating mammalian central nervous system tissue in vivo comprising a polished ceramic substrate patterned with recording sites and bonding pads which are connected via conducting lines and an insulating layer encasing the conducting lines in inert ceramic but leaving exposed the recording sites. 2. The ceramic based multi-site electrode array of claim 1 wherein the insulating layer comprises Al2O3. 3. The ceramic based multi-site electrode array of claim 2 wherein the Al2O3 is ionized using a process of ion-beam assisted deposition prior to layering over the conducting lines. 4. A method for recording or stimulating multiple neurons simultaneously in mammal comprising implanting the ceramic based multi-site electrode array of claim 1 into a mammal. 5. The ceramic based multi-site electrode array of claim 1 produced by a method comprising:(a) patterning by reverse photolithography the ceramic substrate with resist features that define recording sites, bonding pads and conducting lines connecting the recording sites and bonding pads; (b) applying a metal conductor to the ceramic substrate patterned with the resist features defining the recording sites, bonding pads and conducting lines connecting the recording sites anda bonding pads; and (c) submersing the ceramic substrate of step (b) in a photoresist stripper which lifts off unwanted overlying metal and leaves behind metal on the ceramic substrate defining the recording sites, conducting lines and bonding pads; and (d) applying an insulating layer to the metal defining the conducting lines of the ceramic substrate. | Philadelphia, Health & Education Corporation | A61B005/042 A61N001/05
US06826423 | B1 | 2004-11-30 | Whole body stereotactic localization and immobilization system | 2001-12-20 | An apparatus and method for aligning and imaging a body part which immobilizes the body part within a stereotactic body localization system having an imaging resolver fiducial localizer for precise imaging and localization of the body parts within the apparatus. Both anterior and posterior immobilization methods can be used. A continuous array of coupled fiducials is employed with at least one pair formed in a π/2 horizontal linked sine and cosine wave fiducial pattern. | What is claimed is: 1. A whole body stereotactic localization and immobilization system comprising:a patient elongated support frame having a longitudinal axis including at least two fiducials, two of said at least two fiducials positioned generally parallel with the longitudinal axis, said two fiducials each comprising a repetitive trigonometric waveform, the position of the first one of said two fiducials being longitudinally offset from the position of the second one of said two fiducials; and a body immobilizing device for maintaining the patient's body in fixed relationship to the fiducials at least during imaging, of said two fiducials having trigonometric waveforms, one of said waveforms is sinusoidal and the second is cosinusoidal. 2. The whole body stereotactic localization and immobilization system of claim 1 wherein said trigonometric waveform first fiducial is a sine wave. 3. The whole body stereotactic localization and immobilization system of claim 1 wherein said trigonometric waveform second fiducial is a cosine wave. 4. The whole body stereotactic localization and immobilization system of claim 1 additionally including a longitudinally slidable carriage. 5. The whole body stereotactic localization and immobilization system of claim 1 wherein the position of the sine and cosine fiducials are transversely apart. 6. The whole body stereotactic localization and immobilization system of claim 5 wherein the position of the sine and cosine fiducials are longitudinally offset and mathematically linked by a π/2 relationship. 7. The whole body stereotactic localization and immobilization system of claim 5 wherein a fourth of said at least two fiducials is a straight line parallel to the longitudinal axis of said frame and not intersecting said trigonometric waveform fiducials. 8. The whole body stereotactic localization and immobilization system of claim 7 wherein a fifth of said at least two fiducials is a straight line. 9. The whole body stereotactic localization and immobilization system of claim 8, herein said fourth and fifth of said at least two fiducials are parallel and positioned relative to said patient elongated frame so as to lie adjacent and generally parallel to the left and right sides of the patient. 10. The whole body stereotactic localization and immobilization system of claim 9 wherein said third fiducial does not intersect said fourth and fifth parallel straight line fiducials within the confines of said patient elongated frame. 11. The whole body stereotactic localization and immobilization system of claim 10, wherein said third fiducial does not intersect the two trigonometric waveform fiducials within the confines of said patient elongated frame. 12. The whole body stereotactic localization and immobilization system of claim 11 wherein a sixth of said at least two fiducials is a straight line parallel to the longitudinal axis of said frame and adjacent one or the other of said left and right straight lin... | MIDCO-Medical Instrumentation and Diagnostics Corporation | A61B005/05
US06823208 | B2 | 2004-11-23 | Interface unit for an electrophysiology measurement system | 2001-04-27 | An interface unit for an electrophysiology measurement system has a number of externally accessible electrical connectors, each connector for releasably mating with one of a number of wires from a combination of catheter-mounted sensors. A fixed configuration connector is provided in a fixed coupling to the connectors and is couplable to an electrophysiology monitoring system. The unit further has a signal generator, such as a suitably programmed EEPROM in combination with appropriate electrical circuitry mounted on an internally located printed circuit board, which generates an output signal containing information particular to and originating from the unit for use by the electrophysiology monitoring system. | I claim as my invention: 1. An interface unit for use with an electrophysiology measurement system having an electrophysiology monitoring system and a plurality of catheter-mounted sensors respectively connected to electrical connectors, said interface unit having an outer surface and comprising:a plurality of externally accessible unit electrical connectors disposed at said outer surface, respectively adapted for releasably mating with a one of said sensor electrical connectors in a mating configuration; an arrangement for producing predetermined interconnections among said unit connectors, said arrangement adapted for communicating with said electrophysiology monitoring system; a signal generator connected to said arrangement which emits an output signal, adapted to be received by said electrophysiology monitoring system via said arrangement, containing information unique to and originating from said interface unit and designating said configuration, for use by said electrophysiology monitoring system; and at least one label layer placeable over said outer surface and carrying visible indications of said interconnections to form said configuration. 2. An interface unit as claimed in claim 1 further comprising a housing, and wherein said signal generator emits said output signal containing information unique to said housing. 3. An interface unit as claimed in claim 2 wherein said signal generator comprises a read-only memory containing said information unique to said housing. 4. An interface unit as claimed in claim 1 wherein said label layer is removably placeable on said outer surface. 5. An interface unit as claimed in claim 1 wherein said label layer is permanently fixed at said outer surface. 6. An interface unit as claimed in claim 1 wherein said signal generator comprises an element placeable on said outer surface together with said label layer and containing machine-readable information unique to said label layer and a reader arrangement for reading said machine-readable information from said element for generating said output signal. 7. An interface unit as claimed in claim 1 wherein said signal generator generates said output signal containing a protocol for said mating configuration among said sensor and unit connectors. 8. An interface unit as claimed in claim 1 wherein said signal generator emits said output signal containing at least a portion of an electrophysiology examination set-up protocol. 9. An electrophysiology measurement system comprising:a plurality of catheter-mounted sensors respectively having sensor electrical connectors associated therewith; a monitoring system for analyzing signals from said sensors; and at least one interface unit connected between said sensors and said monitoring system, said interface unit having an outer surface and a plurality of unit electrical connectors disposed at said outer surface, respectively receiving a one of said sensor connectors in a mating configuration and containing ... | Siemens Aktiengesellschaft | A61B005/0402
US06835175 | B1 | 2004-12-28 | Medical devices for contemporaneous decision support in metabolic control | 2003-06-23 | The invention addresses hardware and software products capable to make contemporaneous accurate predictions regarding how a person's biological system will respond to a serious of stimuli. The predictions can then be communicated in real time, enabling confirmation of good control status, need for corrective action, planning future actions, or even outside intervention in case of emergency. Also addressed by the invention is a family of diagnostic hardware based on intelligent optoelectronic sensors that incorporate one or more Wedge-and-Strip Position-Sensitive Photo-Detectors optimized for probabilistic real time evaluation of spectroscopy data from living subjects. | I claim: 1. A method of optimizing the metabolic control regimen of an individual and generating ongoing metabolic state predictions for improved decision support in said metabolic control, comprising the following steps:(a) entering into an apparatus ongoing metabolite contemporaneous time-stamped inputs from a user-patient and from biomedical assay equipment according to an interactive, time-stamped mode; (b) allowing said user-patient to accept or reject the contemporaneous time-stamped inputs and storing the accepted inputs in appropriate memory areas of said apparatus; (c) selecting one or more biological analytes (metabolite output values) to be controlled proactively using metabolic state predictions; (d) assigning to each said metabolite contemporaneous time-stamped input an appropriate time function that describes its dynamic characteristics; (e) computing predicted values of each contemporaneous time-stamped input in an ongoing manner, starting from the time of the appropriate time stamp data; (f) assigning to each predicted value a time function/mathematical model, said time function/mathematical model being described by a time function/mathematical model comprising the general formula of: EG(t)=aNtN−1e−at/(N−1)!wherein: EG(t) is an elementary food component glucose activity time function; t is an elapsed length of time measured from the time stamp of entered data; a is the flux rate of elementary food categories; and N is the number of compartments; (g) generating specific time functions comprising the general formula of: PE(t)=cNtN−1e−c(t−d)/(N−1)!wherein PE(t) is a physical exercise time function; c takes a specific value for a type of exercise; d is a delay factor; t is an elapsed length of time measured from the time stamp of entered data; and N is the number of compartments; (h) improving the accuracy and precision of said mathematical model by making it an individual-specific mathematical model, by inputting user-patient anthropometrical characteristics into the time function/mathematical models; (i) generating ongoing metabolic status predictions by combining all previous metabolite input predictions with the said individual-specific time function/mathematical model; (j) improving the accuracy of the said individual-specific mathematical model in a recursive manner, until the said ongoing metabolic status predictions are sufficiently close to the actual measured values, said improved individual-specific model being referred to as an optimized metabolic model; (k) contemporaneously computing usable ongoing metabolic status predictions from the optimized metabolic model and from the said input predictions in order to provide the patient with the necessary decision support information; (l) recording and revising individual-specific medication and metabolic control parameter limits, wherein a health practitioner sets boundaries on the type of actions the patient can take and the information is stored in the said apparatus; and (m... | Proactive Metabolics Co. | A61B005/00
US06801801 | B1 | 2004-10-05 | System and method for virtual representation of bones or a bone joint | 2000-05-03 | A system for planning a surgical operation by using virtual representation of bones and/or a bone joint is disclosed. The system includes at least two reference frames each of which having first and second ends. The first end of each reference frame is configured to be affixed to the bones. The system also includes a plurality of first electromagnetic or acoustic wave emitting devices attached to the second end of each of the reference frames. In addition, the system includes a moveable pointer having first and second ends, wherein the first end is a pointing tip configured to be positioned at a plurality of desired locations of the bones or the bone joint and a plurality of second electromagnetic or acoustic wave emitting devices attached to the second end of the moveable pointer. Furthermore, the system includes a three-dimensional localizer device. This device includes at least two sensors and a digitizing device configured to determine three-dimensional coordinates of the first ends of the reference frames and the pointing tip based on positions and orientations of the first and second electromagnetic or acoustic wave emitting devices attached to the reference frames and the moveable pointer. Preferably, at least three first and at least three second electromagnetic or acoustic wave emitting devices art used. The system also includes an image processing unit configured to generate a virtual three-dimensional surface image based on the three-dimensional coordinates of the first ends of the reference frames and the pointing tip. The virtual three-dimensional surface image includes the plurality of desired locations of the bones or the bone joint that were pointed to by the pointing tip. | What is claimed is: 1. A system for planning a surgical operation by using virtual representation of bones and/or a bone joint, the system comprising:at least two reference frames each of which having first and second ends, wherein the first end of each reference frame is configured to be affixed to bones; a plurality of first electromagnetic or acoustic wave emitting devices attached to the second end of each of the reference frames; a moveable pointer having first and second ends, wherein the first end is a pointing tip configured to directly contact bone, bone tissue or a bone joint at a plurality of desired locations; a plurality of second electromagnetic or acoustic wave emitting devices attached to the second end of the moveable pointer; a switching device configured to activate the second electromagnetic or acoustic wave emitting devices; and a three-dimensional localizer device comprising: at least two sensors; and a digitizing device configured to determine three-dimensional coordinates of the first ends of the reference frames and the pointing tip based on positions and orientations of the first and second at least three electromagnetic or acoustic wave emitting devices attached to the reference frames and the moveable pointer; and an image processing unit configured to generate a virtual three-dimensional surface image based on the three-dimensional coordinates of the first ends of the reference frames and the pointing tip, wherein the virtual three-dimensional surface image includes the plurality of desired locations of the bones or the bone joint that were pointed by the pointing tip. 2. The system according to claim 1 further comprising:a monitor configured to display the virtual three-dimensional surface generated by the image processing unit. 3. The system according to claim 1 wherein the image processing unit is further configured to generate virtual three-dimensional surface images from a plurality of viewing angles. 4. The system according to claim 1 wherein the image processing unit is further configured to generate stationary or moving virtual three-dimensional surface images. 5. The system according to claim 1 wherein the image processing unit is further configured to generate a virtual three-dimensional representation of a connection between ligament attachment points determined by using the pointing tip. 6. The system according to claim 1 further comprising an arthroscope coupled to the image processing unit, wherein the image processing unit is further configured to generate an image at the display representing the objects observed by the arthroscope. 7. The system according to claim 1 wherein the three-dimensional localizer device localizes the position and orientation of said pointers and said reference frames by means of electromagnetic induction. 8. The system according to claim 1 wherein at least three first and at least three second electromagnetic or acoustic wave emitting devices are present. 9. The sy... | Synthes (U.S.A.) | A61B005/05
US06902532 | B2 | 2005-06-07 | Reduced-noise plethysmograph | 2003-06-12 | The accuracy of measurements of changes in air volumes within a plethysmograph is improved by addition of a manifold to provide a common source of exterior air to the plethysmograph test and reference chamber. The preferred plethysmograph includes test and reference chambers divided by a common separator wall, pneumotachs in communication with the chambers, and a differential pressure transducer having a first inlet in communication with the test chamber and a second inlet in communication with the reference chamber. The manifold includes an exterior air inlet and a passageway extending between the two pneumotachs and the air inlet. The passageway may be in the form of separate tubes or conduits, or a common housing covering the pneumotachs. Preferably, the distances from the exterior air inlets to the two pneumotachs are approximately the same. | 1. A plethysmograph for transmitting reduced-noise pulmonary data from small animals to a differential pressure transducer comprising: a) a test chamber for enclosing a small animal having a first pneumotach with an airflow opening and a first transducer port; b) a reference chamber having a second pneumotach with an airflow opening and a second transducer port, said first and second transducer ports being adapted to communicate with said differential pressure transducer; and c) a manifold in communication with said first and second airflow openings, said manifold having an exterior airflow opening, and a passageway connecting said exterior airflow opening to said first and second airflow openings, whereby air entering both pneumotachs enters through said exterior airflow opening, thereby reducing noise in said transmitted data. 2. The plethysmograph of claim 1, wherein said manifold includes a housing covering said first and second airflow openings, said housing including an exterior airflow opening and a passageway between said exterior airflow opening and said first and second airflow openings. 3. The plethysmograph of claim 1, wherein said manifold includes a first passageway in communication with said first airflow opening, a second passageway in communication with said second airflow opening, said first and second passageways being in communication with a common exterior airflow opening. 4. The plethysmograph of claim 3, wherein said passageways are of substantially the same length. 5. The plethysmograph of claim 1, further including a first transducer outlet in communication with said test chamber and a second transducer outlet in communication with said reference chamber. 6. The plethysmograph of claim 1, further including a common wall separating said test chamber and said reference chamber. 7. The plethysmograph of claim 1, wherein said test chamber is cylindrical. 8. The plethysmograph of claim 1, further including an aerosol manifold in communication with said test chamber. 9. A plethysmograph for transmitting reduced-noise pulmonary data from small animals to a differential pressure transducer comprising: a) a cylindrical outer wall; b) a common separator wall dividing said cylindrical wall into a test chamber for enclosing a small animal and a reference chamber, said test and reference chambers having transducer ports adapted to communicate with said differential pressure transducer; c) a first pneumotach having an airflow opening in communication with said test chamber; d) a second pneumotach having an airflow opening in communication with said reference chamber; and e) a manifold in communication with the airflow openings of said first and second pneumotachs, said manifold having an exterior airflow opening, and a passageway connecting said exterior airflow opening to the openings of said pneumotachs, whereby air entering both pneumotachs enters through said exterior airflow opening, thereby reducing noise in said transmi... | Buxco Electronics, Inc. | A61B005/08 A61M011/00 G01N017/00
US06836678 | B2 | 2004-12-28 | Non-invasive blood glucose monitor | 2003-02-13 | A micro-optical-mechanical-electro-system (MOMES)-based non-invasive blood glucose monitor comprises a micromachined infrared optical filter array, a micromachined infrared mechanical modulator array, at least one micromachined infrared tunable filter, and at least one infrared detector. Each optical filter is aligned with a mechanical modulator along its optical axis direction. The optical filter continuously divides a monochromatic infrared light in a wavelength range within 0.8 to 25 micron from an infrared light. The aligned mechanical modulator turns the monochromatic infrared light into an alternating monochromatic infrared light. The tunable filter is aligned with the infrared detector along its optical axis direction. The tunable filter selects the back-diffused alternating monochromatic infrared light emitted from a measured blood subject that is illuminated by the alternating monochromatic infrared light. The infrared detector converts the back-diffused alternating monochromatic infrared light into an alternating electronic signal. Then a photo-integrated circuit (IC) combines with the infrared detector for synchronous detection and amplification of the electronic signal generated by the synchronous detection. | What is claimed is: 1. A micro-optical-mechanical-electro-system (MOMES)-based non-invasive blood glucose monitor comprising:a micromachined infrared optical filter array each for continuously dividing an infrared light in a wavelength range within 0.8 to 25 micron from an infrared light, a micromachined infrared mechanical modulator array each for turning the infrared light into an alternating infrared light, at least one micromachined infrared tunable filter for selecting back-diffused alternating monochromatic infrared light emitted from a measured blood subject that is illuminated by the alternating infrared light, three driver circuits for actuating the optical filter array, mechanical modulator array, and tunable filter, respectively, at least one infrared detector for converting the back-diffused alternating monochromatic infrared light into an alternating electronic signal, at least one infrared light source for irradiating the infrared light, at least one collimator enabling the incoming infrared light to run parallel to its optic axis, and a photo-integrated circuit (IC) combining with the infrared detector for synchronous detection and amplification of the electronic signal generated by the synchronous detection. 2. The MOMES-based non-invasive blood glucose monitor as claimed in claim 1, further comprising:an infrared band pass filter for selecting an infrared light in a wavelength range within 0.8 to 25 micron, a data processing circuit consisting of an analog multiplexer circuit, a sample-and-hold circuit, and an analog to digital converter for providing a digital output, and a microprocessor for determining the glucose concentration of the measured blood subject. 3. The MOMES-based non-invasive blood glucose monitor as claimed in claim 1, wherein each of said micromachined infrared optical filter array, each of said micromachined infrared mechanical modulator array, and said micromachined infrared tunable filter respectively consists of an air gap variable Fabry-Perot cavity that is defined by two parallel planar reflectors. 4. The MOMES-based non-invasive blood glucose monitor as claimed in claim 1, wherein said infrared light source is a metal wire or metal foil lamp. 5. The MOMES-based non-invasive blood glucose monitor as claimed in claim 1, wherein said infrared light source is a thin film radiator array. 6. The MOMES-based non-invasive blood glucose monitor as claimed in claim 1, wherein said infrared detector is a photoconductive sensor. 7. The MOMES-based non-invasive blood glucose monitor as claimed in claim 1, wherein said infrared detector is a micromachined thermopile. 8. The MOMES-based non-invasive blood glucose monitor as claimed in claim 1, wherein said infrared detector is a micromachined bolometer. 9. A micro-optical-mechanical-electro-system (MOMES)-based infrared device assembly for a non-invasive blood glucose monitor comprising:a micromachined infrared optical filter array each for continuously div... |  | A61B005/00
US06829499 | B1 | 2004-12-07 | Bio-electric sensor and switch system for medical imaging | 2001-01-17 | The present invention relates to an electronic device, which can be triggered by the proximity of bioelectric fields, or by the motion of charges and ions. The triggered element of the device can be controlled between the two states: on and off. From this point of view it can be considered a switch. However, the triggered element can also attain all the intermediate states between the on and off states, according to the intensity of the external stimuli. From this point of view it can be considered a sensor, since its response is directly related to the sensed stimulus. | What is claimed is: 1. An electronic circuit based on a NAND CMOS 4093 or similar CMOS integrated circuit, which is able to sense the electrical activity of biological entities and the motion of charge and ions, comprising:(a) aNAND CMOS 4093 integrated circuit or similar CMOS integrated circuits (b) one 220 kΩ resistor; (c) two 33 kΩ resistors; (d) one 3.9 kΩ resistor; (e) one 100 Ω resistor; (f) one 0.01 μF capacitor; (g) one 1.7 V output LED; (h) one or two potentiometers; (i) two adjustable switches. 2. The circuit contact configuration based on adjustable contacts used in the circuit of claim 1, further includes a contact configuration based on adjustable contacts, wherein a set of imperfect contacts in the form of a pair of, extremely close but not contacting, conductive surfaces is created and used. 3. The contact configuration in the circuit of claim 1 or 2 that allows the use of the circuit as a micro-switch. 4. The contact configuration in the circuit of said claim 1 or 2 that allows the use of the circuit as a sensor. 5. A set of circuits of claim 1 or 2 used to map out and electronically computer record the electrical activity of a human body, for diagnostics and for monitoring the state of health or the evolution of various healing, curing or medical conditions under doctor supervision. 6. An assembly of circuits of claim 1 or 2 arranged in such a configuration as to create an add-on or a standalone unit for medical imaging purposes. 7. A set of circuits of claim 1 or 2 used in toys to enable them to interact remotely with biological entities. 8. Said invention described in claim 1 or 2 used to enhance security systems by detecting biological movements behind ordinary walls or other comparable obstacles. 9. Said invention described in claim 1 or 2 used to interact with, detect and identifyany other electronic or moving charge systems or any living or non-living charge carrying material or non-material entity. |  | A61B005/05
US06807439 | B2 | 2004-10-19 | System and method for detecting dislodgement of an implantable medical device | 2001-04-03 | An improved system and method for detecting dislodgement of an implantable medical device (IMD) such as a catheter or lead is disclosed. The system includes means for generating multiple, orthogonally-related signals within a body. For example, three current signals having a current path substantially oriented in the X, Y, and Z directions may be generated within the body. The invention further includes an IMD having an affixation device such as a helix at a distal tip for attachment to body tissue, and at least two sensing devices to sense the signals generated within the body. The difference in signal levels between two of the sensing devices may be measured. For example, a voltage potential difference created by the currents within the body may be measured between two electrodes. This measured signal level has components in the X, Y, and Z directions, and may therefore be used to define a directional vector in three-dimensional space. This vector is indicative of the orientation of the IMD. By comparing a directional vector indicative of a current IMD position with a vector indicative of a reference orientation, dislodgement of the IMD may be detected. In one embodiment, the reference orientation may be associated with a position wherein the IMD distal end is substantially perpendicular to the tissue. The comparison between the reference orientation and a subsequent IMD orientation may be performed by calculating the angle between the two associated vectors. If the angle exceeds a predetermined maximum angle, dislodgement is indicated. | What is claimed is: 1. A system for detecting dislodgement of a first implantable medical device (IMD) affixed to body tissue at an elongated distal end of the first IMD, the system comprising:first and second sensing devices carried on the elongated distal end; a sensing circuit to obtain first and second signal measurements via the first and second sensing devices, respectively, and to further obtain a difference between the first and second signal measurements, wherein the difference is indicative of an orientation of the IMD; and a processing circuit to determine an allowable region of movement associated with the elongated distal end, and to further determine, at once, whether the orientation of the IMD is indicative of dislodgement of the elongated distal end. 2. The system of claim 1, and further including a user interface coupled to the processing circuit to receive user-specified data, and wherein the processing circuit is adapted to determine the allowable region of movement from the user-specified data. 3. The system of claim 2, wherein the user-specified data includes an allowable angle of motion. 4. The system of claim 3, wherein the sensing circuit includes means for sensing a reference signal indicative of a reference orientation of the elongated distal end, and wherein the processing circuit determines the allowable region of movement as compared to the reference orientation. 5. The system of claim 4, wherein the user interface is adapted to receive a signal from a user indicating when the reference signal should be obtained. 6. The system of claim 4, wherein the user interface is adapted to receive an indication of a maximum angle, and wherein the processing circuit includes means for defining the allowable region as that region wherein an angle between a longitudinal axis of the IMD and the reference orientation has a predetermined relationship to the maximum angle. 7. The system of claim 6, wherein the processing circuit includes means for defining the allowable region as that region wherein an angle between a longitudinal axis of the IMD and the reference orientation is less than the maximum angle. 8. The system of claim 1, and further including signal means for generating three substantially orthogonal signals in the tissue. 9. The system of claim 8, wherein the signal means includes means for generating three substantially orthogonal alternating current signals in the tissue. 10. The system of claim 9, wherein the first and second sensing devices are electrodes. 11. The system of claim 10, wherein the sensing circuit includes a circuit to measure a voltage potential difference that exists between the first and second sensing devices. 12. The system of claim 2, wherein the user interface includes a display to provide a three-dimensional representation of the location of the distal end of the IMD. 13. The system of claim 1, wherein the processing circuit includes calibration means for determining calibration fac... | Medtronic, Inc. | A61B005/05 A61N001/18
US06836680 | B2 | 2004-12-28 | Detector for measuring electrocardiogram, pulse and voice sound at the same time | 2002-01-15 | The analyzing system of the present invention, taking electrocardiogram, pulse signals and sound voices from the outside of the body, is readily assessable and complete in function. The analyzing system of the present invention can provide physiological indexes for evaluating the functions of the heart, vocal chord, the respiration system and the autonomic nervous system. The measured signals and obtained data can be on-line analyzed or sent to computer systems for an off-line verification after the completion of the test. Through digital or wireless communications, a rapid on-line diagnosis can be achieved for mitigating potential consequences. | What is claimed is: 1. An analyzing system including a detector system for measuring electrocardiograms, pulses and voice sounds at the same time, the detector system comprising:a flexible framework; a electrocardiogram detector comprising at least two electrodes, wherein these two electrodes are integrated by the flexible framework and the flexible framework can pressurize to keep the electrodes in contact with a subject for detecting electrocardiograms from the subject's neck; and a pulse detector comprising at least a microphone, wherein the microphone is disposed on the subjects' neck adjacent to the subject's carotid arteries and collects pulse sounds and vibrations from the carotid arteries and voice sounds from the subject's vocal chord, and wherein the microphone is integrated with the electrodes by the flexible framework and the flexible framework can pressurize to keep the microphone in contact with the subject, wherein the electrocardiogram detector and the pulse detector further comprise at least an amplifier, a filter and a analog-to-digital converter, so that the collected pulse sounds, vibrations and voice sounds are transformed into electrical signals and the electrocardiograms and transformed electrical signals are process and outputted as digital signals; and the analyzing system further comprising a computing system for analyzing the digital signals from the electrocardiograms, pulse sounds, vibrations and voice sounds, wherein the computing system detect and mark heart beats from the digital signals from the electrocardiograms, pulse sounds and vibrations and perform digital signal processing processes to characterize heart rate variability with quantified parameters, thus obtaining an analyzing result. 2. The analyzing system as claimed in claim 1, wherein the computing system can be selected from one of the following group consisting of a personal computer, a personal digital assistant, a microchip included in a mobile phone and a microchip included within a watch. 3. The analyzing system as claimed in claim 1, wherein the analyzing result can be directly shown to a user or be transmitted through a network or a wireless communication technique to another computing system for storage and analysis. 4. The analyzing system as claimed in claim 2, wherein the digital signal processing processes at least include frequency-domain analysis, time-domain analysis and non-liner analysis, and wherein the quantified parameters at least include power spectrum density (PSD), high frequency (HF), low frequency (LF), total power (TP) and HF/LF. 5. The analyzing system as claimed in claim 1, wherein the analyzing system can be applied for evaluating autonomic nervous system functions, levels of anesthesia, brain death, aging and gender variation. 6. A detector system for measuring electrocardiograms, pulses and voice sounds at the same time, comprising:a flexible framework; a electrocardiogram detector comprising at least two electrod... | Leadtek Research Inc. Terry B. J. Kuo | A61B005/04
US07654963 | B2 | 2010-02-02 | Device for visually indicating a blood pressure | 2004-01-14 | An indicator device for visually indicating a pressure of blood inside a blood vessel includes: a body, the body comprising a duct extending in the body and having a sealed proximal end; a distal end portion adapted to be positioned inside the blood vessel and including a liquid inlet opening in fluid communication with the duct; and a window including an at least semi-transparent section configured to enable visual observation of blood entering into the duct via the inlet opening when the inlet opening is located inside the blood vessel. | 1. An indicator device for visually indicating a pressure of blood inside a blood vessel, comprising: a body comprising a passage passing through the body, the body further comprising a duct extending in the body and having a hemostatically sealed blood accommodating chamber;an insertion tube comprising a distal end adapted to be positioned inside the blood vessel and comprising a fluid communication pathway between an uncovered liquid inlet opening near a distal end of the insertion tube and the duct, wherein the inlet opening is formed on an outer surface of the insertion tube, the insertion tube further comprising an opening at an extreme end of the distal end portion;a window comprising an at least semi-transparent section configured to enable visual observation of blood entering into the duct via the inlet opening when the inlet opening is located inside the blood vessel; andan elongated member;wherein the fluid communication pathway is formed between the insertion tube and the elongated member;and wherein the body and the insertion tube are adapted to permit the elongated member to be threaded in a substantially straight path there through between the distal end of the insertion tube and a proximal end of the body and wherein an outer dimension of the elongated member is substantially equal to an inner dimension of the insertion tube at the distal end of the insertion tube and said outer dimension and said inner dimension are configured such that flow of blood between said outer dimension and said inner dimension is prevented when the elongated member is inserted into the insertion tube. 2. The system as claimed in claim 1, wherein the elongated member comprises a guide wire. 3. The system as claimed in claim 1, wherein the duct opens into the chamber via an aperture having a spill-over edge, the aperture being located at a level above a bottom surface of the blood accommodating chamber, whereby return flow of blood back into the duct is prevented. 4. The system as claimed in claim 1, wherein the blood accommodating chamber is located in the body, and wherein the body further comprises the insertion tube extending distally of the body. 5. The system as claimed in claim 4, wherein the inlet opening is located on a side of the insertion tube. 6. The system as claimed in claim 1, wherein the duct extends vertically to an aperture opening into the blood accommodating chamber. 7. The system as claimed in claim 1, wherein the duct extends horizontally above the blood accommodating chamber to an aperture opening into the blood accommodating chamber. 8. The system as claimed in claim 1, wherein the duct exhibits a varying cross-section over its length. 9. The system as claimed in claim 1, wherein the indicator system is configured such that blood flows from a region outside of the insertion tube, through the inlet opening, and into an interior of the insertion tube. 10. The system as claimed in claim 9, wherein the indicator system is conf... | Radi Medical Systems AB | A61B005/02 A61B005/00 A61M005/178
US07233820 | B2 | 2007-06-19 | Endoscope structures and techniques for navigating to a target in branched structure | 2003-04-16 | Systems and methods employing a small guage steerable catheter (30) including a locatable guide (32) with a sheath (40), particularly as an enhancement to a bronchoscope (14). A typical procedure is as follows. The location of a target in a reference coordinate system is detected or imported. The catheter (30) is navigated to the target which tracking the distal tip (34) of the guide (32) in the reference coordinate system. Insertion of the catheter is typically via a working channel of a convention bronchoscope. Once the tip of the catheter is positioned at the target, the guide (32) is withdrawn, leaving the sheath (40) secured in place. The sheath (40) is then used as a guide channel to direct a medical tool to target. | 1. A method for steering a catheter through a branched structure to a target location, the method comprising: (a) providing a flexible, steerable catheter with a position sensor element located near a distal tip of the catheter, the position sensor element being part of a position measuring system measuring a position and a pointing direction of the tip of the catheter relative to a three-dimensional frame of reference;(b) designating the target location relative to the three-dimensional frame of reference;(c) advancing the catheter into the branched structure; and(d) displaying a representation of at least one parameter defined by a geometrical relation between the pointing direction of the tip of the catheter and a direction from the tip of the catheter towards the target location, wherein the at least one parameter includes a direction of deflection required to bring the pointing direction of the catheter into alignment with the target location. 2. The method of claim 1, wherein the at least one parameter includes an angular deviation between the pointing direction of the tip of the catheter and a direction from the tip of the catheter towards the target location. 3. The method of claim 1, wherein said representation of at least one parameter is displayed in the context of a representation of a view taken along the pointing direction of the tip of the catheter. 4. The method of claim 1, wherein the position sensor element is part of a six-degrees-of-freedom position measuring system measuring the position and attitude of the tip of the catheter in three translational and three rotational degrees of freedom. 5. The method of claim 1, further comprising providing the catheter with a multi-directional steering mechanism configured for selectively deflecting a distal portion of the catheter in any one of at least three different directions. 6. The method of claim 1, further comprising: (a) monitoring by use of the position sensor element a path traveled by the tip of the catheter; and(b) displaying a representation of the path traveled together with a current position of the tip, the representation being projected as viewed from at least one direction non-parallel to the pointing direction of the tip. 7. The method of claim 1, wherein said designating the target location is performed by: (i) designating a target location by use of three-dimensional imaging data generated from the branched structure; and(ii) registering the three-dimensional imaging data with the three-dimensional frame of reference. 8. The method of claim 7, wherein said registering is performed by: (i) providing the steerable catheter with an image sensor;(ii) generating from the three-dimensional imaging data a simulated view of each of at least three distinctive features within the branched structure;(iii) generating an image sensor view of each of the at least three distinctive features, each image sensor view and a corresponding one of the simulated views constituting ... | superDimension Ltd. | A61B005/05
US07341561 | B2 | 2008-03-11 | Wrist-worn high-accuracy pulsation measuring apparatus | 2004-05-24 | A wrist-worn apparatus capable of sensing pulsation of blood in the blood tubes of a user's wrist with high accuracy. The apparatus comprises a body of the apparatus, a band to be used to wear the body of the apparatus on the user's wrist, and a fluid-containing pulsation-sensing fluid chamber provided on the user's wrist side of the case. A part of an outer wall that defines the fluid chamber comprises an elastically deformable member that is elastically deformed depending on pulsation of blood transmitted from the band to thereby change the fluid pressure within the fluid chamber. A deformation preventing member is bonded by vulcanization to a part of a side of the deformable member that will come into contact with the user's wrist for preventing the part of the deformable member from being elastically deformed. | 1. A wrist-worn apparatus comprising: a body of the apparatus; anda band attached to the body of the apparatus for wearing the body of the apparatus on a user's wrist;wherein the body of the apparatus comprises: a pulsation sensing unit that includes a pulsation sensing fluid chamber which contains a fluid and which comprises a bottom that comes into contact with the user's wrist when the body of the apparatus is worn on the user's wrist, the fluid chamber having an outer wall which includes the bottom of the fluid chamber and which defines the fluid chamber, the outer wall comprising an elastically deformable member which is elastically deformed depending on pulsation of blood in blood vessels of the user's wrist, said pulsation being transmitted through the band from the user's wrist when the body of the apparatus is worn on the user's wrist to thereby change a fluid pressure within the fluid chamber; anda deformation preventing member provided on the bottom of the fluid chamber for preventing elastic deformation of the fluid chamber;wherein the deformable member includes a brim, and the body of the apparatus further comprises a case and a stop member that fixes the deformable member in a pressed state at the brim to the case, and wherein the brim comprises a first ring-like ridge abutting on the case and a second ring-like ridge abutting on the stop member. 2. The wrist-worn apparatus of claim 1, wherein a portion of the deformable member that composes the bottom of the fluid chamber is made of a material having a higher elasticity than the brim, and the bottom of the fluid chamber is made of a material having resistance to the environment. 3. The wrist-worn apparatus of claim 2, wherein the deformation preventing member is fixed to an inner surface of the bottom of the fluid chamber. 4. The wrist-worn apparatus of claim 3, wherein the deformation preventing member and the bottom of the fluid chamber are molded integrally with each other. 5. The wrist-worn apparatus of claim 2, wherein the deformation preventing member is provided inside the bottom of the fluid chamber such that a space is formed between the deformation preventing member and the bottom of the fluid chamber, and the body of the apparatus further comprises an announciator provided on the deformation preventing member in the space between the deformation preventing member and the bottom of the fluid chamber. 6. The wrist-worn apparatus of claim 2, wherein the deformation preventing member is fixed to an outer surface of the bottom of the fluid chamber. 7. The wrist-worn apparatus of claim 6, wherein the stop member is superimposed on a brim of the deformation preventing member. 8. The wrist-worn apparatus of claim 2, wherein the stop member comprises a ridge provided thereon and engaged in a recess provided on the deformable member. 9. The wrist-worn apparatus of claim 2, wherein the deformable member comprises a soft part made of a soft material elastically deformable de... | Casio Computer Co., Ltd. | A61B005/02
US06997877 | B2 | 2006-02-14 | Method for the measurement of post arteriolar pressure | 2002-08-30 | A method for the measurement of post arteriolar pressure in a patient which is determined from information regarding the blood pressure (BP), systemic vascular resistance (R) and cardiac output (CO) by plotting the regression line for the equation BP=R×Q+c where c is the post arteriolar pressure, and determining the value of c from the regression line. | 1. A method for determining the post arteriolar pressure in a patient, which method comprises the steps of: (i) recording and storing the arterial blood pressure waveform of a patient from a blood pressure monitoring device over a period of time;(ii) determining the nominal or actual stroke volume associated with each arterial blood pressure waveform;(iii) obtaining the nominal or actual cardiac output from the data in step (ii); and(iv) plotting the regression line for the equation BP=R×Q+c where BP is the blood pressure,R is the systemic vascular resistance,Q is the cardiac output, andc is the post arteriolar pressure, and(v) determining the value of the post arteriolar pressure from the regression line. 2. A method as claimed in claim 1 wherein the arterial blood pressure is plotted in step (i) for a period of up to ten seconds. 3. A method as claimed in claim 1 wherein the arterial blood pressure is analysed on a beat-to-beat basis. 4. A method as claimed in claim 1 wherein the stroke volume in step (ii) is determined via a cardiac output measuring method. 5. A method as claimed in claim 4 wherein the cardiac output measuring method is a pressure waveform analysis. 6. A method as claimed in claim 5 wherein the data obtained in step (i) is subjected to Fourier analysis in order to obtain the modulus of the first harmonic and the nominal stroke volume is obtained from the modulus of the first harmonic and data relating to the arterial blood pressure and the heart rate. 7. A method as claimed in claim 6 wherein the nominal stroke volume is obtained from the following equation nominal⁢⁢stroke⁢⁢volume=modulus⁢⁢of⁢⁢first⁢⁢harmonic⁢⁢ofblood⁢⁢pressure⁢⁢waveforme+0.0092×MAP×HRwhere e is the base of natural logarithmsMAP is the mean arterial blood pressure, andHR is the heart rate. 8. A method as claimed in claim 1 wherein the regression line in step (iv) is plotted by means of a computer. 9. A method as claimed in claim 8 wherein the value of the post arteriolar pressure is displayed on a computer screen and optionally continuously updated. 10. A method as claimed in claim 2 wherein the arterial blood pressure is analysed on a beat-to-beat basis. 11. A method as claimed in 2 wherein the stroke volume in step (ii) is determined via a cardiac output measuring method. 12. A method as claimed in 3 wherein the stroke volume in step (ii) is determined via a cardiac output measuring method. 13. A method as claimed in 2 wherein the regression line in step (iv) is plotted by means of a computer. 14. A method as claimed in 3 wherein the regression line in step (iv) is plotted by means of a computer. 15. A method as claimed in 4 wherein the regression line in step (iv) is plotted by means of a computer. 16. A method as claimed in 5 wherein the regression line in step (iv) is plotted by means of a computer. 17. A method as claimed in 6 wherein the regression line in step (iv) is plotted by means of a computer. 18. A method as claimed in 7 wherei... | Lidco Group PLC | A61B005/00
US07297120 | B2 | 2007-11-20 | Respiratory monitoring, diagnostic and therapeutic system | 2003-10-24 | Disclosed is a system and method for monitoring, diagnosing, and treating certain medical conditions, such as asthma, gastroesophageal reflux or laryngopharyngeal reflux. The system includes a mask apparatus or sensor module fitted with a pH sensor and thermocouple, a continuous positive airway pressure (CPAP) device, a processing receiver, and a therapeutic nebulizer/atomizer/humidifier device. The mask apparatus, CPAP device and therapeutic nebulizer/atomizer/humidifier device are connected by a pneumatic means. The pH sensor and the thermocouple are in electrical communication with the processing receiver that controls, through an electronic means, the CPAP device and therapeutic nebulizer/atomizer/humidifier device. The electrical communications can be in the form of a plurality of wires or employ wireless means. | 1. A system for monitoring a medical condition comprising: a filman apparatus that condenses a sample of an individual's breath on said film;a sensor in close proximity to said film, said sensor positioned such that it contacts said condensed sample of the individual's breath when the condensed sample is present;a processing receiver; andsaid sensor in real-time communication with said receiver. 2. The system as recited in claim 1, wherein said apparatus is a general mask or another device for directing the patients' breath towards said film. 3. The system as recited in claim 1, wherein said sensor is designed to monitor pH. 4. The system as recited in claim 1, wherein said medical condition is a respiratory condition, such as asthma, gastro-esophageal reflux or laryngo-pharyngeal reflux. 5. The system as recited in claim 1, wherein said communication is accomplished by a plurality of wires. 6. The system as recited in claim 1, wherein said communication is accomplished by a wireless means. 7. The system as recited in claim 1, wherein said apparatus has a means to continuously circulate and replace the sample of liquefied breath with a fresh sample of liquefied condensed breath. 8. The system as recited in claim 1, wherein said apparatus has a means to monitor the condensate temperature on said film. 9. A system for monitoring and diagnosing a medical condition comprising: a filman apparatus that condenses a sample of an individual's breath on said film;a sensor in close proximity to said film, said sensor positioned such that it contacts said condensed sample of the individual's breath when the condensed sample is present;a processing receiver;said sensor in real-time communication with said receiver; andsaid processing receiver processing said information for determining various diagnoses. 10. The system as recited in claim 9, wherein said apparatus is a general mask or another mask-less device for directing the patient's breath in close proximity to said sensor. 11. The system as recited in claim 9, wherein said medical condition is a respiratory condition. 12. The system as recited in claim 9, wherein said communication is accomplished by a plurality of wires. 13. The system as recited in claim 9, wherein said communication is accomplished by a wireless means. 14. The system as recited in claim 9, wherein said sensor is designed to monitor pH. 15. The system as recited in claim 9, wherein said apparatus has a means to continuously circulate and replace the sample of liquefied breath with a fresh sample of liquefied condensed breath. 16. The system as recited in claim 9, wherein said apparatus has a means to monitor the condensate temperature on said film. 17. A system for monitoring, diagnosing, and treating a medical condition: a film;an apparatus that condenses a sample of an individual's breath on a film comprising;a sensor in close proximity to said film, said sensor positioned such that it contacts said condensed sample o... | Sierra Medical Technology, Inc. | A61B005/05 G01N001/22 G01N031/00 G01N033/497 B32B005/02 B32B027/04 B32B027/12
US07527597 | B2 | 2009-05-05 | Acoustic detection of vascular conditions | 2004-04-02 | Apparatus and methods that use the acoustic characteristics of vascular blood flow to assess vascular conditions are disclosed. An example method for detecting a change in a vascular condition receives sound information associated with blood flowing through a vascular structure and converts the sound information into data associated with a plurality of cardiac cycles. The example method processes the data associated with the plurality of cardiac cycles to determine an acoustic characteristic associated with a current state of the vascular condition and detects the change in the vascular condition based on a difference between the acoustic characteristic associated with the current state of the vascular condition and a baseline acoustic characteristic associated with an earlier state of the vascular condition. | 1. A method of detecting a change in a vascular condition, comprising: receiving sound information associated with blood flowing through a vascular structure;converting the sound information into data associated with a plurality of cardiac cycles;processing the data associated with the plurality of cardiac cycles to determine a spectral characteristic for each of a plurality of frequencies within a frequency band for a first group of the cardiac cycles associated with a current state of the vascular condition and a second group of the cardiac cycles associated with an earlier state of the vascular condition; anddetecting the change in the vascular condition based on a comparison between the acoustic characteristic associated with the current state of the vascular condition and an acoustic characteristic associated with the earlier state of the vascular condition, wherein the comparison comprises calculating a difference between each of the spectral characteristics at each of the frequencies for the first group of the cardiac cycles and the spectral characteristic at the corresponding frequency for the second group of the cardiac cycles. 2. A method as defined in claim 1, wherein detecting the change in the vascular condition includes detecting a change in an amount of stenosis associated with the vascular structure. 3. A method as defined in claim 1, wherein detecting the change in the vascular condition includes calculating a parameter associated with a change in a diameter associated with the vascular structure. 4. A method as defined in claim 3, wherein detecting the change in the vascular condition includes comparing the parameter associated with the change in the diameter to a threshold value associated with a significant change in the vascular structure. 5. A method as defined in claim 1, wherein processing the data comprises processing data representing only non-repeatable portions of each of the cardiac cycles. 6. A method as defined in claim 1, wherein the comparison comprises calculating at least one of a true root mean square, a root mean square, or a mean of the differences between each of the spectral characteristics. 7. A method as defined in claim 1, wherein detecting the change in the vascular condition further comprises calculating a difference between first temporal data associated with the acoustic characteristic associated with the earlier state of the vascular condition and second temporal data associated with the acoustic characteristic associated with the current state of the vascular condition. 8. A method as defined in claim 7, wherein calculating the difference between the first temporal data associated with the acoustic characteristic associated with the earlier state of the vascular condition and the second temporal data associated with the acoustic characteristic associated with the current state of the vascular condition includes calculating at least one of a true root mean square, a root mean square, or a mea... | Biomedical Acoustic Research Corporation | A61B005/00
US07236819 | B2 | 2007-06-26 | Separation of a subcutaneous cardiac signal from a plurality of composite signals | 2003-12-19 | A cardiac monitoring and/or stimulation method and systems provide monitoring, defibrillation and/or pacing therapies, including systems detecting and/or treating cardiac arrhythmia. A system includes a housing coupled to a plurality of electrodes configured for subcutaneous non-intrathoracic sensing. A signal processor receives a plurality of composite signals associated with a plurality of sources, separates a signal from the plurality of composite signals using blind source separation, and identifies a cardiac signal. The signal processor may iteratively separate signals from the plurality of composite signals until the cardiac signal is identified. A method of signal separation includes detecting a plurality of composite signals at a plurality of locations, separating a signal using blind source separation, and identifying a cardiac signal. The separation may include a principal component analysis and/or an independent component analysis. The composite signals may be filtered before separation using band-pass filtering, adaptive, or other filters. | 1. A signal separation method, comprising: detecting a plurality of composite signals at a plurality of subcutaneous non-intrathoracic locations, the plurality of composite signals associated with a plurality of sources;separating a signal from the plurality of composite signals using blind source separation; andidentifying the separated signal as a cardiac signal. 2. The method of claim 1, further comprising iteratively separating signals from the plurality of composite signals until the cardiac signal is identified. 3. The method of claim 1, wherein the plurality of composite signals comprises the cardiac signal and at least one non-cardiac signal. 4. The method of claim 1, wherein the blind source separation comprises a principal component analysis. 5. The method of claim 4, wherein the principal component analysis includes a singular value decomposition. 6. The method of claim 4, wherein the principal component analysis includes an eigenvalue decomposition. 7. The method of claim 1, wherein the blind source separation comprises an independent component analysis. 8. The method of claim 1, wherein the blind source separation comprises a principal component analysis and an independent component analysis. 9. The method of claim 1, further comprising filtering each of the plurality of composite signals before separating the signal. 10. The method of claim 1, further comprising band-pass filtering each of the plurality of composite signals. 11. The method of claim 1, further comprising determining a cardiac condition using the cardiac signal. 12. The method of claim 1, further comprising detecting a cardiac condition using the separated signal, wherein detecting the cardiac condition comprises performing a rate based analysis of the cardiac signal. 13. The method of claim 1, further comprising detecting a cardiac condition using the separated signal, wherein detecting the cardiac condition comprises performing a morphology based analysis of the cardiac signal. 14. The method of claim 1, further comprising detecting a cardiac condition using the separated signal, wherein detecting the cardiac condition comprises performing a pattern and rate based analysis of the cardiac signal. 15. The method of claim 1, further comprising detecting a cardiac condition using the cardiac signal and implantably treating the cardiac condition. 16. The method of claim 15, wherein implantably treating the cardiac condition comprises delivering a cardiac stimulation therapy. 17. The method of claim 15, wherein implantably treating the cardiac condition comprises delivering a cardiac stimulation therapy using an implanted subcutaneous non-intrathoracic electrode. 18. The method of claim 15, wherein detecting the plurality of composite signals at the plurality of subcutaneous locations comprises using a subcutaneous non-intrathoracic electrode array and wherein implantably treating the cardiac condition comprises using the electrode array to provide a card... | Cardiac Pacemakers, Inc. | A61B005/04
US07634119 | B2 | 2009-12-15 | Fusion of multiple imaging planes for isotropic imaging in MRI and quantitative image analysis using isotropic or near-isotropic imaging | 2003-12-04 | In accordance with the present invention there is provided methods for generating an isotropic or near-isotropic three-dimensional images from two-dimensional images. In accordance with the present invention the method includes, obtaining a first image of a body part in a first plane, wherein the first image generates a first image data volume; obtaining a second image of the body part in a second plane, wherein the second image generates a second image data volume; and combining the first and second image data volumes to form a resultant image data volume, wherein the resultant image data volume is isotropic or near-isotropic. | 1. A method of processing medical image data using a computer processing system, comprising: obtaining a first image(s) of a body part in a first plane, wherein the first image(s) generates a first image data volume;obtaining a second image(s) of the body part in a second plane, wherein the second image(s) generates a second image data volume;extracting boundary image data of the body part from each of the first and second image data volumes using the computer processing system; andcombining the extracted boundary image data using the computer processing system to form a resultant boundary data volume of the body part. 2. The method according to claim 1, wherein the second image(s) is taken at an angle between about 0 and about 180 degrees from the first image(s). 3. The method of claim 2, wherein the second image(s) is taken at an angle between about 0 and about 90 degrees from the first image(s). 4. The method of claim 1, wherein the first image(s) is taken at a first angle and the second image(s) is taken at a second angle, and further wherein the first angle does not equal the second angle. 5. The method of claim 1, wherein the first image(s) is taken at a first time and the second image(s) is taken at a second time. 6. The method of claim 1, further including: obtaining at least one additional image of the body part in a plane different than the other planes, wherein the additional image generates an additional image data volume, wherein boundary image data of the body part is extracted from the additional image data volume using the computer processing system; and wherein the boundary image data from the additional data volume is combined with the boundary image data from the first and second image data volumes using the computer processing system to form a resultant boundary data volume of the body part. 7. The method of claim 1, wherein the resultant boundary image data volume is used to electronically derive an implant shape. 8. The method of claim 7, wherein the implant is selected from the group consisting of knee, hip, spine and shoulder implants. 9. The method of claim 1, wherein the scans are performed at ninety degrees relative to one another. 10. The method of claim 1, further comprising selecting or monitoring a therapy using the resultant boundary data volume. 11. The method of claim 1, further comprising electronically deriving the three-dimensional shape of the body part from the resultant boundary data volume; and deriving electronically an implant shape utilizing the three-dimensional shape information. 12. The method of claim 1, wherein the first image data volume is obtained at a first time point T1 and the second image data volume is obtained at a second time point T2. 13. A method for designing an implant for a body part from image data in a computer processing system, comprising: obtaining a first image data volume of the body part from a first image(s) in a first plane;obtaining a second image data volume o... | ConforMIS, Inc. | G06K009/00 A61B005/05
US07077521 | B2 | 2006-07-18 | System and method for reconstruction of aberrated wavefronts | 2004-07-22 | A method and apparatus for improving the resolution of fundus images and correction of optical aberrations is described in which a bundle of electromagnetic beams is directed into an optical system and the reflected electromagnetic beams are recorded by a sensor. A processor may control the energy source to provide a plurality of different electromagnetic bundles to image the entire optical system. The reflected electromagnetic beams recorded by the sensor are compared to the original electromagnetic bundle configurations to calculate the aberrations of the optical system of interest. Among other applications, the calculated aberrations may be used to construct accurate fundus images, provide input for laser surgery of the eye, fabricate corrective lenses and provide accurate digital images of structures sensed through imperfect optical systems. | 1. A system for imaging through an optical system with an aberration, comprising: an array of diodes generating a plurality of electromagnetic beams having a first configuration for simultaneous transmission through the optical system;a sensor for detecting said plurality of electromagnetic beams after passing through the optical system, said sensor producing at least one signal in response to said plurality of electromagnetic beams; anda processor adapted to utilize said at least one signal to approximate the aberrations in the optical system. 2. The system of claim 1, wherein said array of diodes are stacked closely together. 3. The system of claim 2, wherein said array of diodes is controllable to produce a second configuration different than said first configuration. 4. A system for imaging through an optical system with an aberration, comprising: an array of energy emitting elements adapted to generate a plurality of beams having a first configuration for simultaneous transmission through the optical system;a sensor for detecting said plurality of beams after passing through the optical system, said sensor producing at least one signal in response to said plurality of beams; anda processor adapted to utilize said at least one signal to approximate the aberrations in the optical system. 5. The system of claim 4, wherein said array of energy emitting elements is controllable to produce a second configuration different than said first configuration. 6. The system of claim 4, wherein said array of energy emitting elements are stacked closely. 7. The system of claim 5, wherein said array of energy emitting elements includes at least 100 diodes which may be controlled to generate a corresponding number of individual beams. 8. The system of claim 7, wherein said array of energy emitting elements includes at least 1,000 diodes which may be controlled to generate a corresponding number of individual beams. 9. The system of claim 8, wherein said array of energy emitting elements includes at least 10,000 diodes which may be controlled to generate a corresponding number of individual beams. 10. The system of claim 9, wherein said array of energy emitting elements includes at least 100,000 diodes which may be controlled to generate a corresponding number of individual beams. 11. The system of claim 7, wherein said array of energy emitting elements is controllable to produce a plurality of beam configurations for transmission through the optical system of the eye. 12. The system of claim 4, wherein said array of energy emitting elements are diodes. 13. The system of claim 12, wherein said diodes are laser emitting diodes. 14. The system of claim 13, wherein said laser emitting diodes are vertical cavity surface emitting laser diodes. 15. The system of claim 4, wherein said first configuration is sized to correspond to the diameter of the pupil of a human eye. 16. The system of claim 4, wherein said plurality of beams are spaced apart from e... | - | A61B003/10
US07262836 | B2 | 2007-08-28 | Apparatus for measuring biological information and method for measuring biological information | 2003-02-17 | In order to solve the problem of a prior art biological attribute measuring device, i.e., measurement data is apt to vary because of unstable contact due to difficulty in controlling a thickness of a saliva layer and pain caused during the measurement, is provided a biological attribute measuring device including a contact device having a portion, at least part of which is a curved surface, for abutting against a measuring region to apply light to the measuring region, a light detecting means for detecting at least one selected from the group consisting of transmitted light, reflected light, scattered light and transmitted/reflected light from the measuring region and a measuring means for measuring a specific component in the measuring region based on the detection result. | 1. A biological attribute measuring device comprising: a contact device having a portion, at least part of which is a curved surface, for abutting against a measuring region of a measuring object to apply a first light to said measuring region;a light detecting means for detecting at least one kind of a second light selected from the group consisting of transmitted light, reflected light, scattered light and transmitted/reflected light from said measuring region;a measuring means for measuring a specific component in said measuring region based on the detection result to obtain biological attribute; anda light flux blocking means for controlling an incident angle of said first light. 2. The device in accordance with claim 1, wherein said light flux blocking means is a notch. 3. The device in accordance with claim 2, wherein said notch includes a first notch provided between a part of said contact device from which light is input and a part of said contact device abutting against said measuring region and a second notch provided between a part of said contact device from which light is output and the part of said contact device abutting against said measuring region. 4. The device in accordance with claim 2, wherein said light flux blocking means is a light shielding film. 5. The device in accordance with claim 2, wherein said light flux blocking means includes a light absorber. 6. The device in accordance with claim 5, wherein said light absorber is oxide. 7. The device in accordance with claim 6, wherein said oxide is silicon dioxide. | Matsushita Electrical Industrial Co., Ltd. | G01N001/00
US20040210125 | A1 | 2004-10-21 | Video-based surgical targeting system | 2004-01-06 | A video-based surgical targeting system for targeting anatomical structures within a patient. | What is claimed is: 1. A video-based surgical targeting system comprising: a patient-specific database comprising a plurality of 2-D images of the anatomical structure of a patient; a patient-specific 3-D computer model of said anatomical structure of said patient, said patient-specific 3-D computer model being assembled from said plurality of 2-D images contained in said patient-specific database; marker placement means for (i) inserting virtual planning markers into said 2-D images contained in said patient-specific database, and/or (ii) adjusting the positions of virtual planning markers inserted into said 2-D images contained in said patient-specific database and thereafter incorporated into said patient-specific 3-D computer model, or inserting virtual planning markers into said 3-D computer model; an image generator for generating a virtual image of the anatomical structure modeled by said patient-specific 3-D computer model; real-time image generating means for generating a real image of the anatomical structure of a patient; video mixing means for mixing said virtual image and said real image into an output image, whereby said output image may comprise either one of the two images exclusive of the other, or a composite of both images; and display means for displaying said output image. 2. A video-based surgical targeting system according to claim 1 wherein said system further comprises registration means for placing said virtual image in registration with said real image. 3. A video-based surgical targeting system according to claim 2 wherein said registration means include means for manually aligning said virtual image with said real image. 4. A video-based surgical targeting system according to claim 2 wherein said registration means include means for automatically aligning said virtual image with said real image. 5. A video-based surgical targeting system according to claim 2 wherein said registration means include tracking means for tracking the position of said real-time image generating means. 6. A video-based surgical targeting system according to claim 2 wherein said system further comprises instrument tracking means for tracking the position of a surgical instrument. 7. A video-based surgical targeting system according to claim 2 wherein said system further comprises patient tracking means for tracking the position of said anatomical structure. 8. A video-based surgical targeting system according to claim 1 wherein said real-time image generating means comprise a video camera. 9. A video-based surgical targeting system according to claim 1 wherein said real-time image generating means comprise an endoscope. 10. A video-based surgical targeting system according to claim 1 wherein said real-time image generating means comprise an ultrasound device. 11. A video-based surgical targeting system according to claim 1 wherein said patient-specific 3-D computer model is constructed out of one or more polygonal model... |  | A61B005/05
US20040267112 | A1 | 2004-12-30 | Methods for association of markers and uses of the methods | 2004-06-10 | A method associates N markers arranged on a subject and K markers mapped in an image of the subject relative to one another. In a coordinate system associated with the subject, the coordinates of the N markers arranged on the subject are determined, and subsequently the distance sums of each of the N markers are determined relative to the remaining N markers. The distance sums are also sorted in ascending/descending order. A first sequence of the N markers arranged on the subject is subsequently determined based on the ascending or, respectively, descending order of the distance sums. A second sequence of the K markers mapped in the image is determined analogously. Finally, the first sequence of the N markers is associated with the second sequence of the K markers. Alternatively, an association of markers mapped in two images can ensue in a corresponding manner. | What is claimed is: 1. A method for associating a set O of N markers arranged on a subject and a set Q of K markers mapped in an image of the subject relative to one another, comprising: determining coordinates of the N markers arranged on the subject in a first coordinate system; determining a first set of distance sums in which each respective distance sum of each marker arranged on the subject is added to each of the remaining N−1 markers arranged on the subject; sorting the first set of distance sums in an order that is either ascending or descending; determining a first sequence of the N markers arranged on the subject based on the ascending or descending order of the distance sums of the first set of distance sums; determining coordinates of the K markers mapped in the image in a second coordinate system; determining a second set of distance sums in which each respective distance sum of each marker mapped in the image is added to each of the remaining K−1 markers mapped in the image; sorting the second set of distance sums in an order that is either ascending or descending; determining a second sequence of the K markers mapped in the image based on the ascending or descending order of the distance sums of the second set of distance sums; if N=K, then associating the first sequence of the N markers with the second sequence of the K mapped markers; and utilizing this association in a medical or technical application. 2. The method according to claim 1, wherein the orders are ascending. 3. The method according to claim 1, wherein the orders are descending. 4. A method for association of a set O of N markers mapped in a first image and a set Q of K markers mapped in a second image relative to one another, whereby both images are mappings of a subject and the markers are arranged on the subject during exposures and are mapped in both images, comprising: determining coordinates of the N markers mapped in the first image in a first coordinate system, determining a first set of distance sums in which each respective distance sum of each marker mapped in the first image is added to each of the remaining N−1 markers mapped in the first image, and sorting the first set of distance sums in an order that is either ascending or descending; determining a first sequence of the N markers mapped in the first image based on the ascending or descending order of the distance sums of the first set of distance sums. determining coordinates of the K markers mapped in the second image in a second coordinate system; determining a second set of distance sums in which each respective distance sum of each marker mapped in the second image is added to each of the remaining K−1 markers mapped in the second image, and sorting the second set of distance sums in an order that is either ascending or descending; determining a second sequence of the K markers mapped in the second image based on the ascending or descending order of the distance sums of the second set ... |  | A61B005/05
US20040244807 | A1 | 2004-12-09 | Sleep-lab systems and methods | 2004-06-04 | Systems and methods are provided for operation of a sleep-lab. A central processor provides connectivity between sleep-lab personnel, sleep-lab equipment, monitoring and analysis personnel and the patient. The sleep-lab supports at-home treatment and diagnostics, monitor-only sleep labs, and conventional sleep-labs. Monitoring and analysis, performed by the real-time monitor, scorer and over-reader, interpreter, and follow-up analyst, may be performed at a central location or disbursed throughout the world to take advantage of time-shifting and/or other resources. A central processor provides security and connectivity to facilitate the data exchange between data sources and monitoring and analysis facilities. A sleep-lab communication protocol helps to ensure a loss-less transfer of data over an interruptible network connection. A sleep-lab interface provides data conversion and accounting processes. | What is claimed is: 1. A system for remote sleep-lab patient monitoring comprising: a patient connected to a biometric sleep monitor located at a first location wherein the biometric sleep monitor reads the patient physiology as raw sleep-data; the biometric sleep monitor is connected to a network, providing raw sleep-data to a central server at a second location; an analyzer at one or more other locations connected to the network, receiving raw sleep-data from the central server and providing analyzed data. 2. A system of claim 1, further comprising biometric sleep monitor receive data and commands from an authorized user of the network connection. 3. A system of claim 1, wherein the biometric sleep monitor is connected to the network through a connection with a virtual sleep-lab connectivity device. 4. A system of claim 1, wherein the biometric sleep monitor provides a treatment to the patient. 5. A system of claim 1, wherein the analyzer at one or more other locations further comprises: a first monitor of the raw sleep-data at a third location connected to the network to receive raw sleep-data, monitor the raw sleep-data and issue commands. 6. A system of claim 5, wherein the first monitor issues commands to be received by one of the biometric sleep monitor and the virtual sleep-lab connectivity device. 7. A system of claim 5, wherein the first monitor issues commands to be received by a device capable of conveying the command to a healthcare provider at the first location. 8. A system of claim 5, wherein the first monitor issues commands to be received by the central server. 9. A system of claim 5, wherein the first monitor issues commands to be received by another authorized recipient of the commands. 10. A system of claim 5, wherein the analyzer at one or more other locations further comprises: a second monitor of the raw sleep-data at a fourth location connected to the network to receive raw sleep-data, monitor the raw sleep-data, and issue commands. 11. A system of claim 10, wherein the second monitor issues commands to be received by one of the biometric sleep monitor and the virtual sleep-lab connectivity device. 12. A system of claim 10, wherein the second monitor issues commands to be received by a device capable of conveying the command to a healthcare provider at the first location. 13. A system of claim 10, wherein the second monitor issues commands to be received by one of the first monitor and the central server. 14. A system of claim 10, wherein the second monitor issues commands to be received by another authorized recipient of the commands. 15. A system of claim 10, wherein the first monitor issues commands to be received by the second monitor. 16. A system of claim 1, wherein the analyzer at one or more other locations further comprises: a scorer of the raw sleep-data at a third location connected to the network to receive raw sleep-data, score the raw sleep-data, and issue a scored sleep r... |  | A61B005/00
US06916295 | B2 | 2005-07-12 | Method and system for dynamic recordation and analysis of animal characteristics | 2003-12-23 | A method and instruction set stored in a computer readable medium are provided to singulate the limbs of a plurality of animals traversing an instrumented force-sensing floor. The method and the instruction set include the steps of (a) obtaining a data file comprising positional data and ground reaction force data for the animals traversing an instrumented force-sensing floor; (b) dividing the positional data into a plurality of time zones, each time zone having a start time and an end time; (c) determining whether each of said time zones represents positional data and ground reaction force data for a single limb or for multiple limbs; (d) singulating multiple limb time zones into a plurality of separate single limb time zones; (e) identifying each limb in each time zone as a fore limb or a hind limb and a left limb or a right limb; and (f) associating each identified fore and hind limb with a respective one of the animals. | 1. A computer readable medium bearing instructions for singulating the limbs of a plurality of animals traversing an instrumented force-sensing floor, said instructions being arranged to cause one or more processors upon execution thereof to perform the steps of: (a) obtaining a data file comprising positional data and ground reaction force data for said plurality of animals traversing an instrumented force-sensing floor; (b) dividing the positional data into a plurality of time zones, each time zone having a start time and an end time; (c) determining whether each of said time zones represents positional data and ground reaction force data for a single limb or for multiple limbs; (d) singulating multiple limb time zones into a plurality of separate single limb time zones; (e) identifying each limb in each time zone as a fore limb or a hind limb and a left limb or a right limb; (f) associating each identified fore and hind limb with a respective one of said plurality of animals. 2. A computer readable medium bearing instructions for singulating the limbs of a plurality of animals traversing an instrumented force-sensing floor according to claim 1, wherein step (d) comprises singulating multiple limb time zones via induction into a plurality of separate single limb time zones. 3. A computer readable medium bearing instructions for singulating the limbs of a plurality of animals traversing an instrumented force-sensing floor according to claim 2, wherein the instructions arranged to cause one or more processors upon execution thereof to perform step (a) further comprises an instruction or instructions arranged to obtain identification data comprising at least one of time data for data recordation, file numbers, animal tag numbers, and animal identification numbers, and wherein the instructions arranged to cause one or more processors upon execution thereof to perform step (a) further comprises an instruction or instructions arranged to calculate a number of animals recorded in each file. 4. A computer readable medium bearing instructions for singulating the limbs of a plurality of animals traversing an instrumented force-sensing floor according to claim 3, wherein the instructions arranged to cause one or more processors upon execution thereof to perform step (b) further comprises an instruction or instructions arranged to find a first vector of indices for which a Y-position of a right limb or a left limb is greater than zero and a second vector of indices for which a Y-position of a right limb or a left limb is greater than one and to utilize at least one of said first vector of indices and said second vector of indices to determine said plurality of time zones. 5. A computer readable medium bearing instructions for singulating the limbs of a plurality of animals traversing an instrumented force-sensing floor according to claim 4, wherein the instructions arranged to cause one or more processors upon execution thereof to perform step (c) fu... | University of Maryland, Baltimore County | A61B005/103 A61B005/117
US06947781 | B2 | 2005-09-20 | Vibratory venous and arterial oximetry sensor | 2003-12-12 | A method and an apparatus for distinguishing concentrations of blood constituents among distinct vascular components in situ. The method has steps of inducing periodic vibration, characterized by a frequency, in a limb of a person in such as manner as to selectively excite a resonant response in a specified blood vessel of the person, an artery or a vein, illuminating the limb of the person with a light source, and synchronously detecting a plethysmographic signal for discriminating response attributable to the specified blood vessel. | 1. A method for distinguishing concentrations of blood constituents among distinct vascular components in situ, the method comprising: a. inducing periodic vibration, characterized by a frequency, in a limb of a person in such a manner as to selectively excite a resonant response in a specified blood vessel of the person; b. illuminating the limb of the person with a light source; c. detecting light from the light source that has traversed the specified blood vessel and generating a plethysmographic signal corresponding thereto; and d. synchronously detecting the plethysmographic signal for a discriminating response attributable to the specified blood vessel. 2. A method in accordance with claim 1, wherein the specified blood vessel is a vein. 3. A method in accordance with claim 1, further including the step of separately monitoring the plethysmographic signal attributable to the specified blood vessel and a plethysmographic signal attributable to a second specified blood vessel. 4. A method in accordance with either of claim 1 or 3, wherein the step of illuminating the limb includes illuminating with two wavelengths of light. 5. A method in accordance with claim 4, further including the step of ratioing light detected at each of the two wavelengths of light in order to derive oxygen saturation of blood in the vein. 6. A method in accordance with claim 1, wherein the step of inducing vibration in the limb includes modulating air pressure applied to at least one inflatable pad enveloping the limb at least in part. 7. An apparatus for inducing a plethysmographic response due to blood in a specified blood vessel of a person, the apparatus comprising: a. a vibrator for inducing periodic vibration, characterized by a frequency, in a limb of a person in such a manner a to selectively excite a resonant response in the specified blood vessel of the person; b. a light source for illuminating the limb of the person; c. a detector for detecting light from the light source that has traversed the specified blood vessel and for generating a plethysmographic signal corresponding thereto; and d. a signal processor for synchronously detecting the plethysmographic signal and for a discriminating response attributable to the specified blood vessel. 8. An apparatus in accordance with claim 7, wherein the vibrator is a mechanical perturber. 9. An apparatus in accordance with claim 7, wherein the vibrator is a fluidic perturber. | Massachusetts Institute of Technology | A61B005/00
US06966881 | B2 | 2005-11-22 | Cervical dilation monitor | 2003-05-07 | A system for measuring dilation of a cervix of a uterus of a female during the first stage of labor, including an expandable gripping arrangement having two oppositely facing gripping members configured, such that, the gripping arrangement grips the dilating cervix. The system also includes a first elongated element having a calibrated scale disposed thereon and a second elongated element. A part of the second elongated element is disposed along the calibrated scale. The part of the second elongated element has an indicator disposed thereon. The first and second elongated element are mechanically connected to the gripping arrangement, in a manner such that, as the gripping arrangement expands with the dilating cervix, relative linear movement is generated between the first and second elongated elements, thereby moving the indicator with respect to the calibrated scale so as to give a measurement of dilation of the cervix. | 1. A system for measuring dilation of a cervix of a uterus of a female during the first stage of labor, comprising: (a) an expandable gripping arrangement having two oppositely facing gripping members each resiliently biased to a gripping configuration for non-penetrating engagement of the cervix and an outwardly biased restoring member, said gripping arrangement being configured, such that, said restoring member pushes said gripping members apart so that said gripping arrangement grips the cervix while the cervix dilates;(b) a first elongated element having a calibrated scale disposed thereon;(c) a second elongated element, a part of said second elongated element being disposed along said calibrated scale, said part of said second elongated element having an indicator disposed thereon, said first elongated element and said second elongated element being mechanically connected to said gripping arrangement, in a manner such that, as said gripping arrangement expands with the dilating cervix, relative linear movement is generated between said first elongated element and said part of said second elongated element, thereby moving said indicator with respect to said calibrated scale so as to give a measurement of dilation of the cervix; and(d) an insertion arrangement configured to temporarily retain said gripping members in an open configuration during fitting of said gripping arrangement on the cervix and to simultaneously release said gripping members so as to allow said gripping members to return to said gripping configuration for non-penetrating engagement of the cervix. 2. The system of claim 1, wherein said second elongated element is a line. 3. The system of claim 1, wherein at least one of said gripping members is expandable in order to grip a portion of the cervix while the cervix effaces. 4. The system of claim 1, wherein: (a) said first elongated element is hollow; and(b) said insertion arrangement is partially disposed within said first elongated element. 5. The system of claim 1, wherein said gripping arrangement includes two flexible connecting elements, each of said connecting elements uniquely mechanically connecting one of said gripping members to said restoring member. 6. The system of claim 1, wherein: (a) said first elongated element is hollow and has a portion which is translucent, said portion including said calibrated scale; and(b) said pair of said second elongated element is disposed within said first elongated element. 7. The system of claim 1, wherein: (a) said first elongated element is hollow;(b) said first elongated element has a first end and second end;(c) said first end is mechanically connected to said restoring member; and(d) said second elongated element extends substantially from said first end to said second end. 8. The system of claim 1, wherein said second elongated element has a control element disposed thereon, said control element being configured to enable an operator move said second elongated eleme... | - | A61B005/103 A61B005/117
US06811536 | B2 | 2004-11-02 | Non-invasive apparatus system for monitoring autonomic nervous system and uses thereof | 2002-09-16 | A non-invasive apparatus system for monitoring autonomic nervous system, and its uses in monitoring autonomic nervous system functional change side effects caused by drugs and monitoring the aging of autonomic nervous system and tracing therapeutic effect thereof. | What is claimed is: 1. A non-invasive apparatus system to monitor the autonomic nervous system comprising:(a) a sensor for measuring artery sphygmograms or heart potential signals to form electric waves representing the artery sphygmograms or heart potential signals; and (b) an analyzer for receiving the electric waves from said sensor, wherein heart rate variability parameters in the electric waves are calculated by Fourier Transform or Fast Fourier Transform methods and spectral analysis; wherein said analyzer calculates the degree of the functional changed side effects caused by drugs, to monitor aging of the autonomic nervous system and tracing therapeutic effect thereof, based on said heart rate variability parameters. 2. The apparatus system according to claim 1, wherein the autonomic nervous functional change side effects and the aging of autonomic nervous system comprise the syndromes comprising hypertension, hypotension, arrhythmia, insomnia, unregulated body temperature, blushing, dizziness, or sweating. 3. The apparatus system according to claim 1, wherein the sensor is a pressure sensory device or one or more electrode chips. 4. The apparatus system according to claim 3, wherein the pressure sensory device is an apparatus worn on the wrist to measure the sphygmogram of a radial artery. 5. The apparatus system according to claim 1, wherein the heart rate variability parameters are selected from groups consisting of heart rate period, variance, total power, very low frequency variability, low frequency variability, high frequency variability, low frequency variability/high frequency variability, percentage of low frequency variability, and percentage of high frequency variability. 6. The apparatus system according to claim 1, wherein the analyzer further comprises a display device for showing the analyzing data and results recorded in the analyzer. 7. The apparatus system according to claim 1, wherein the analyzer comprises a warning device for emitting warning signals. 8. The apparatus system according to claim 1, wherein the analyzer further comprises an apparatus, which can transfer the measured and analyzed data to a terminal at hospitals or doctor's end, and the apparatus can further receive the signals transferred from the hospital or doctor. 9. The apparatus system according to claim 8, wherein the signal is transmitted by a wire or transmitted wirelessly. 10. A method for monitoring autonomic nervous system functional change side effects caused by drugs, which comprises the utilization of a non-invasive apparatus system in monitoring and calculating the heart rate variability parameters before and after taking the drug; wherein the value of change in the heart rate variability parameter being smaller than a predetermined value represents that the drug does not cause side effect to the autonomic nervous system, and the value of change in the heart rate variability parameter being between two predetermined values repre... | Industrial Technology Research Institute | A61B005/02 A61B005/04
US07758561 | B2 | 2010-07-20 | Microporation of tissue for delivery of bioactive agents | 2004-02-06 | A method of enhancing the permeability of a biological membrane, including the skin or mucosa of an animal or the outer layer of a plant to a permeant is described utilizing microporation of selected depth and optionally one or more of sonic, electromagnetic, mechanical and thermal energy and a chemical enhancer. Microporation is accomplished to form a micropore of selected depth in the biological membrane and the porated site is contacted with the permeant. Additional permeation enhancement measures may be applied to the site to enhance both the flux rate of the permeant into the organism through the micropores as well as into targeted tissues within the organism. | 1. A method of delivering a nucleic acid into an organism comprising steps of: porating a biological membrane at a selected area of the organism to form at least one micropore 1-1000 μm in diameter in said biological membrane comprising the step of ablating the biological membrane by placing a heat conducting element in substantial physical contact with the selected area to deliver sufficient energy by conduction to said selected area of said biological membrane such that the temperature of tissue-bound water and other vaporizable substances in said selected area is elevated above the vaporization point of said water and other vaporizable substances, thereby removing the biological membrane in said selected area; andcontacting the selected area with a nucleic acid under conditions whereby the nucleic acid is taken up into the organism through the at least one micropore formed in the biological membrane. 2. The method of claim 1, wherein the nucleic acid is DNA. 3. The method of claim 1, wherein the nucleic acid is RNA. 4. A method for delivering a permeant into an organism comprising steps of: porating a biological membrane at a selected area of the organism to form at least one micropore 1-1000 μm in diameter in said biological membrane, comprising the step of ablating the biological membrane by placing a heat conducting element in substantial physical contact with the selected area to deliver sufficient energy by conduction to said selected area of said biological membrane such that the temperature of tissue-bound water and other vaporizable substances in said selected area is elevated above the vaporization point of said water and other vaporizable substances, thereby removing the biological membrane in said selected area; andcontacting the selected area with a permeant, wherein the permeant is selected from the group consisting of insulin, interferon and heparin, under conditions whereby the permeant is taken up into the organism through the at least one micropore formed in the biological membrane. 5. A method of delivering a permeant associated with a carrier into an organism comprising steps of: porating a biological membrane at a selected area of the organism to form at least one micropore 1-1000 μm in diameter in said biological membrane comprising the step of ablating the biological membrane by placing a heat conducting element in substantial physical contact with the selected area to deliver sufficient energy by conduction to said selected area of said biological membrane such that the temperature of tissue-bound water and other vaporizable substances in said selected area is elevated above the vaporization point of said water and other vaporizable substances thereby removing the biological membrane in said selected area; andcontacting the selected area with the carrier under conditions whereby the permeant associated with the carrier is taken up into the organism through the at least one micropore formed in the biological membrane;... | Altea Therapeutics Corporation | A61M005/00
US07818048 | B2 | 2010-10-19 | Catheter and method for mapping a pulmonary vein | 2003-06-02 | A catheter particularly useful for mapping tubular regions of or near the heart is provided. The catheter comprises a catheter body and a mapping assembly mounted at the distal end of the catheter body. The mapping assembly comprises at least two spines, each spine carrying at least one electrode and having a proximal end attached at the distal end of the catheter body and free distal end. The mapping assembly is moveable between an expanded arrangement, in which each spine extends radially outward from the catheter body, and a collapsed arrangement in which each spine is disposed generally along an axis of the catheter body. In use, the distal end of the catheter is introduced into the tubular region, and the mapping assembly is positioned so that at least one electrode from each spine contacts tissue within the tubular region. Electrical data received from the electrode(s) is then recorded. | 1. A catheter comprising: an elongated catheter body having a proximal end, a distal end and at least one lumen extending longitudinally therethrough;a mapping assembly mounted at the distal end of the catheter body and comprising at least two spines, each spine having a proximal end fixedly attached at the distal end of the catheter body and a free distal end and carrying at least one electrode, wherein the mapping assembly is moveable between an expanded arrangement, in which each spine extends radially outward from the catheter body and bends back on itself at a mid-section such that the free distal end points generally back toward the catheter body to form a generally U-shape, and a collapsed arrangement in which each spine is disposed generally along a longitudinal axis of the catheter body; an irrigation tube extending through the catheter body and having an open distal end that is in communication with the outside of the distal end of the catheter body anda spine mounting assembly comprising: an outer mounting ring within an outer wall of the catheter body, anda mounting structure within the outer mounting ring, wherein the proximal ends of the spines are mounted in a channel between the outer mounting ring and the mounting structure, and wherein the at least one electrode of each spine comprises an electrode lead wire that extends through the channel between the outer mounting ring and the mounting structurea first non-conducting tube between the outer mounting ring and the spines; and a second non-conducting tube between the spines and the mounting structure. 2. The catheter of claim 1, wherein each spine carries a tip electrode mounted at or near the distal end of the spine. 3. The catheter of claim 1, wherein each spine further comprises at least one location sensor. 4. The catheter of claim 1, comprising at least four spines. 5. The catheter of claim 1, comprising at least eight spines. 6. The catheter of claim 1, wherein each spine carries a tip electrode and at least one ring electrode. 7. The catheter of claim 1, wherein each spine carries at least four electrodes. 8. The catheter of claim 1, wherein each spine has a length ranging from about 4 cm to about 16 cm. 9. The catheter of claim 1, wherein each spine has a length ranging from about 6 cm to about 14 cm. 10. The catheter of claim 1, wherein each spine has a length ranging from about 9 cm to about 12 cm. 11. The catheter of claim 1, wherein each spine comprises a non-conductive covering having a support arm that has shape memory disposed therein. 12. The catheter of claim 11, wherein each support arm comprises nitinol. 13. The catheter of claim 1, wherein an axis of the distal end of the spine forms an angle α with the longitudinal axis of the catheter body less than about 70°. 14. The catheter of claim 1, wherein an axis of the distal end of the spine forms an angle α with the longitudinal axis of the catheter body less than about 60°. 15. The catheter of claim... | Biosense Webster, Inc. | A61B005/04
US07077809 | B2 | 2006-07-18 | System for measuring and analyzing vasodilatation index | 2004-05-07 | In a vasodilatation index measuring and analyzing system, a measuring unit includes a measuring device for measuring standard and comparative pulses of a digit of a subject in relaxed and comparative states, respectively. An external pressure is applied to a limb part of the subject to occlude blood flow to the digit following measurement of the standard pulse. The comparative pulse is measured upon release of the external pressure. A pre-processing unit is coupled to the measuring unit for filtering noise from and digitizing the standard and comparative pulses obtained by the measuring device. An analyzing unit is coupled to the pre-processing unit for calculating standard and comparative pulse areas of at least one cycle of the standard and comparative pulses processed by the pre-processing unit, respectively, and for subsequently calculating a pre-defined index related to a difference between the standard and comparative pulse areas. | 1. A vasodilatation index measuring and analyzing system, comprising: a constricting unit configured to apply external pressure to a limb of a subject to occlude flow of blood to a first digit of the subject;a measuring unit including a first measuring device configured to measure a standard pulse of the first digit of the subject, the standard pulse being measured before the application of external pressure from the constricting unit, and further configured to measure comparative pulse of the first digit of the subject, the comparative pulse being measured after release of the external pressure from the constricting unit, said standard and comparative pulses being measured for at least one cycle of application and release of said pressure;a pre-processing unit, coupled to said measuring unit, configured to filter noise from the standard and comparative pulse measurements obtained by the first measuring device and further configured to digitize the standard and comparative pulse measurements; andan analyzing unit, coupled to said pre-processing unit, wherein the analyzing unit calculates a standard and comparative pulse area of said at least one cycle of the standard and comparative pulse measurements digitized by said pre-processing unit and calculates a pre-defined index based on a difference between the standard and comparative pulse areas. 2. The vasodilatation index measuring and analyzing system according to claim 1, wherein said first measuring device measures the standard and comparative pulses of the first digit by emitting and receiving an optical signal through the first digit. 3. The vasodilatation index measuring and analyzing system according to claim 2, wherein the optical signal is infrared light. 4. The vasodilatation index measuring and analyzing system according to claim 1, wherein said analyzing unit calculates the pre-defined vasodilatation index according to the following equation: [(comparative pulse area−standard pulse area)/standard pulse area]×100%. 5. The vasodilatation index measuring and analyzing system according to claim 1, wherein said measuring unit further includes a second measuring device configured to measure a standard pulse and a comparative pulse of a second digit of the subject simultaneously with the measuring operation of said first measuring device, said pre-processing unit filtering noise from and digitizing the standard and comparative pulses obtained by said second measuring device, a distance between the first digit and the second digit being defined as a distance measured along a body of the subject between the first digit and the second digit, corresponding positions on pulse waveforms of the first and second digits being defined as positions on the pulse waveforms respectively obtained by said first and second measuring devices at the same point of a cardiac cycle of the subject, and a time difference being defined as a difference in time between the corresponding positions, wherein said anal... | Hsien-Tsao WU | A61B005/02
US07239400 | B2 | 2007-07-03 | Method and apparatus for detecting the position and the orientation of an interventional device | 2004-01-12 | The invention relates to a method and an apparatus for measuring the position and the orientation of an interventional device within a magnetic resonance imaging apparatus, the magnetic resonance image apparatus providing a static magnetic field B0 and magnetic field gradients with known magnetic flux densities and directions. The invention includes attaching a Faraday sensor to the interventional device, the Faraday sensor being connected to an optical measuring device. The method also includes using the optical measuring device for measuring the rotation of the plane of polarization of linearly polarized light in the Faraday sensor, while exposing the interventional device: (i) to the static magnetic field B0, and (ii) to the field gradients in all three directions of space in addition to the static magnetic field B0. The method also includes determining the position and the orientation of the interventional device by evaluating the measured rotation of the plane of polarization of the linearly polarized light. | 1. A method for measuring position and orientation of an interventional device within a magnetic resonance imaging apparatus, the magnetic resonance imaging apparatus providing a static magnetic field B0 and magnetic field gradients with predetermined magnetic flux densities and directions, the method comprising: (A) attaching a Faraday sensor to the interventional device, the Faraday sensor being connected to an optical measuring device;(B) using the optical measuring device for measuring the rotation of the plane of polarization of linearly polarized light in the Faraday sensor, while exposing the interventional device:(i) to the static magnetic field B0, and(ii) to the field gradients in all three directions of space in addition to the static magnetic field B0; and(C) determining the position and the orientation of the interventional device by evaluating the measured rotation of the plane of polarization of the linearly polarized light. 2. The method as claimed in claim 1, wherein the Faraday sensor is one of: a reflection type sensor, an etalon type sensor and a transmission type sensor, and wherein the Faraday sensor is connected to the optical measuring device by at least one optical fiber. 3. The method as claimed in claim 1, wherein the magnetic fields provided by the magnetic resonance imaging apparatus are used for both MR imaging and for the measurement of the position and the orientation of the interventional device. 4. The method as claimed in claim 1, further comprising: independently acquiring medical diagnostic images; andsuperimposing an image of the interventional device upon the independently acquired medical diagnostic images at the position as determined in step (C). 5. The method as claimed in claim 1, wherein the optical measuring device comprises one of a light source, a polarizer, an analyzer, and at least one photo detector, and wherein the light source is a diode laser. 6. The method as claimed in claim 1, wherein the Faraday sensor comprises a crystal containing at least one of: magneto-optically active materials, terbium-gallium-garnet, and rare earth aluminum garnets. 7. The method as claimed in claim 1, wherein the interventional device is one of: a guide wire, a catheter, an endoscope, a laparoscope, a biopsy needle, a surgical implement, a therapy delivery implement, an intravascular catheter, a radiofrequency ablation device, and a cryo-cooling device. 8. The method as claimed in claim 1, further comprising: exposing the interventional device to at least one magnetic field gradient in each of the three directions of space in step B)ii). 9. The method as claimed in claim 1, further comprising: measuring, by the optical measuring device by utilizing a lock-in technique, the rotation of the plane of polarization of the linearly polarized light in the Faraday sensor as caused by the magnetic field gradients. 10. The method as claimed in claim 1, wherein the determining step comprises: applying a magnetic fie... | Deutsches Krebsforschungszentrum Stiftung Des öffentlichen Rechts | G01B011/14
US07169110 | B2 | 2007-01-30 | Apparatus and method for diagnosing sleep apnea | 2004-04-23 | An apparatus for diagnosing sleep apnea, which detects a temporary cessation of breathing during sleep by applying light to a part of a subject's body and processing light output therefrom, includes a light source unit for sequentially generating light of at least two different wavelengths according to a control signal, a photodetecting unit for detecting the light, which are generated by the light source unit and applied to the body part, and for converting the detected light signals into electric signals, a diagnosis unit for substantially removing a time delay between the electric signals output from the photodetecting unit, for calculating a ratio between the electric signals, and for comparing the ratio with a predetermined reference value to diagnose sleep apnea, and a controller for outputting the control signal to the light source unit to generate the light signals, and for providing the predetermined reference value to the diagnosis unit. | 1. An apparatus for diagnosing sleep apnea, which detects a temporary cessation of breathing while a subject is sleeping by applying light to and processing light output from a predetermined part of a subject's body, the apparatus comprising: a light source unit for sequentially generating a first light signal of a first wavelength and a second light signal of a second wavelength according to a predetermined control signal, the first wavelength and the second wavelength being different;a photodetecting unit for detecting the first and second light signals output by the light source unit and then applied to the predetermined part of the subject's body, and for converting the detected first and second light signals into first and second electric signals;a diagnosis unit for substantially removing a time delay between the first and second electric signals output from the photodetecting unit, for calculating a ratio of DC components of the first and second electric signals, and for comparing the ratio with a predetermined reference value to diagnose sleep apnea; anda controller for outputting the predetermined control signal to the light source unit to generate the first and second light signals, and for providing the predetermined reference value to the diagnosis unit. 2. The apparatus as claimed in claim 1, wherein the light source unit is a light emitting diode (LED) array that generates light in at least a red wavelength range and an infrared (IR) wavelength range. 3. The apparatus as claimed in claim 2, wherein the light source unit comprises: a light source for generating the first light signal of the first wavelength and the second light signal of the second wavelength; anda light source driver for driving the light source. 4. The apparatus as claimed in claim 2, wherein the light source unit is configured to apply the generated first and second light signals to a predetermined part of the subject's body where an arterial pulsating component can be measured. 5. The apparatus as claimed in claim 2, wherein the controller outputs the predetermined control signal to the light source unit to sequentially turn on and off the LED array in accordance with the wavelengths to be output. 6. The apparatus as claimed in claim 1, wherein the photodetecting unit comprises: a photodetector for detecting the first and second light signals, which are generated by the light source unit and applied to the predetermined part of the subject's body, and for outputting first and second current signals; anda current to voltage converter for converting the first and second current electric signals into first and second voltage electric signals. 7. The apparatus as claimed in claim 6, wherein the diagnosis unit comprises: a multiplexer for separating the first and second electric signals output from the photodetecting unit according to the predetermined control signal;a delay unit for sampling the separated first and second electric signals and delaying the sampl... | Samsung Electronics Co., Ltd. | A61B005/08
US08460243 | B2 | 2013-06-11 | Glucose measuring module and insulin pump combination | 2003-06-10 | A combination glucose measuring and insulin pumping device is described. The two major components, a glucose measuring module and an insulin pump, are held together by a quick attach and release mechanism. Communication between the glucose measuring module and the insulin pump is by a wireless modality. The glucose measuring module determines the glucose level in a sample, and wirelessly transmits the data to the insulin pump, where the data are stored in a memory, and are available for visual display on the insulin pump, and for incorporation into selection of appropriate protocols for the rate of insulin infusion by the pump into the patient. | 1. A glucose sensor module, comprising: an exterior glucose sensor module housing without a display, the exterior glucose sensor module housing including a strip port;a glucose sensor strip connector coupled to the exterior glucose sensor module housing;a microprocessor provided in the exterior glucose sensor module housing for receiving data from a glucose sensor strip via the connector and for determining data relating to a glucose value based on a sample on the glucose sensor strip;a data communication module in signal communication with the microprocessor for receiving the data and transmitting the data from the glucose sensor module; anda mechanical clasp including a lip shaped to permit removable attachment of the exterior glucose sensor module housing with a lip engaging portion of an insulin pump having a data port; wherein when the mechanical clasp is removably attached with the lip engaging portion, the data communication module is aligned with the data port of the insulin pump to transfer data therebetween; and furtherwherein the microprocessor is activated to initiate one or more routines to determine the data related to the glucose value based on the sample on the glucose sensor strip when the microprocessor detects a presence of the glucose sensor strip in the strip port. 2. The glucose sensor module of claim 1 wherein the data communication module comprises one of an infrared transmitter or a receiver or a short range radio frequency transmitter and/or receiver. 3. The glucose sensor module of claim 1 wherein the glucose test strip is an electrochemical enzymatic biosensor. 4. A glucose sensor module, comprising: an exterior glucose sensor module housing without a display, the exterior glucose sensor module housing including a glucose sensor strip connector and a data communication port;at least one microprocessor for receiving data from a glucose sensor strip via the glucose sensor strip connector and for determining data relating to a glucose value based on a sample on the glucose sensor strip;a wireless data transmission module communicating with the at least one microprocessor for receiving the data and wirelessly transmitting the data; anda mechanical clasp shaped to permit removable attachment of the exterior glucose sensor module housing with an insulin pump in a single action; wherein the data transmission module is configured to transmit the data when the exterior glucose sensor module housing is removably attached to the insulin pump such that the data communication port is in alignment with a communication port on the insulin pump. 5. The glucose sensor module of claim 4, wherein the wireless data transmission module comprises one of an infrared transmitter and/or receiver or a short range radio frequency transmitter and/or receiver. 6. The glucose sensor module of claim 4, wherein the glucose test strip is an electrochemical enzymatic biosensor. 7. The glucose sensor module of claim 4, wherein the mechanical clasp... | Abbott Diabetes Care Inc. Deltec, Inc. | A61M037/00
US20040220490 | A1 | 2004-11-04 | System and method for determining muscle dysfunction | 2003-12-05 | A system and method for determining back muscle dysfunction comprises data collection and data analysis elements. The system collects electrical muscle activity measurements by applying a plurality of electrodes in a pattern across a patient's or test subject's back, measuring the electrical activity at each of the electrodes and storing the measurements. One or more normative or examined patient databases comprising measurements and results from a number of individuals are used for comparison against the patient's measurements. A patient's back muscle activity is characterized by collecting electrical muscle activity measurements for the patient and comparing an analysis of the patient's electrical muscle activity to the results of the normative or previously examined group. | What is claimed is: 1. A method for determining muscle dysfunction of a subject, the method comprising the steps of: (a) selecting a plurality of sites on the subject for sensing muscle electrical activity; (b) calculating adipose thickness factors for the plurality of sites; (c) making electrical activity measurements for the plurality of sites; and (d) analyzing the electrical activity measurements and determining thereby analysis values for a plurality of muscles, each of the plurality of muscles corresponding to a respective one of the plurality of sites, and in determining the analysis values, factoring the adipose thickness factors into the electrical activity measurements. 2. The method of claim 1, the adipose thickness factors being determined by applying results of obtained measurements from a sampling of individuals, the results relating adipose thickness to general characteristics measured for the individuals, at least one general characteristic of the subject corresponding to at least one of the general characteristics measured for the individuals. 3. The method of claim 2, the results being represented in a set of coefficients that are applied to a formula, each coefficient relating to one of the at least one general characteristic of the subject and to one site of the plurality of sites on the subject. 4. The method of claim 3, the formula having a form:Adipose=B0+B1X1+ . . . +BnXn,wherein B0 through Bn comprise the set of coefficients for a given site, X1 through Xn represent values for a different one of the at least one general characteristic of the subject, and n represents the number of the at least one general characteristic. 5. The method of claim 3, wherein the coefficients are regression-based coefficients. 6. The method of claim 3, the at least one general characteristic of the subject being a gender, a height, a weight, a Body Mass Index, a body type, a waist circumference, a chest circumference, a wrist circumference, or a light transmissiveness of skin. 7. The method of claim 1, the adipose thickness factors being determined by applying a formula that includes a set of coefficients, each coefficient relating to one of the plurality of sites on the subject. 8. A method for determining muscle dysfunction of a subject, the method comprising the steps of: (a) selecting a plurality of sites on the subject for sensing muscle electrical activity; (b) making electrical activity measurements for the plurality of sites; and (c) performing an analysis of the electrical activity measurements, the analysis comprising steps of determining from the electrical activity measurements analysis values for each of a plurality of muscles and determining from the analysis values a degree of departure from a normal condition, wherein the degree of departure for the analysis values is normalized with respect to the plurality of muscles. 9. The method of claim 8, wherein the normal condition is an ideal normal condition. 10... |  | A61B005/04
US20040225213 | A1 | 2004-11-11 | Magnetic resonance imaging coated assembly | 2004-05-03 | An assembly for shielding an implanted medical device from the effects of high-frequency radiation and for emitting magnetic resonance signals during magnetic resonance imaging. The assembly includes an implanted medical device and a magnetic shield comprised of nanomagnetic material disposed between the medical device and the high-frequency radiation. In one embodiment, the magnetic resonance signals are detected by a receiver, which is thus able to locate the implanted medical device within a biological organism. | I claim: 1. A magnetic resonance imaging tracking assembly that comprises a medical device having a magnetic shield comprised of a layer of nanomagnetic material, means for contacting said magnetic shield with a first high frequency electromagnetic wave, means for modifying said first high frequency electromagnetic wave with said magnetic shield to produce a second high frequency electromagnetic wave, and means for transmitting said second high frequency electromagnetic wave from said layer of nanomagnetic material, wherein: a. said medical device is disposed within a biological organism, b. said nanomagnetic material has an average particle size of less than about 1000 nanometers, c. said layer of nanomagnetic material has a saturation magnetization of from about 200 to about 26,000 Gauss, d. said layer of nanomagnetic material is disposed between said first high frequency electromagnetic wave and said medical device, e. said layer of nanomagnetic material has a thickness of less than about 2 microns, f. said first high frequency electromagnetic wave has a frequency of from at least 21 megahertz to about 128 megahertz. 2. A magnetic resonance imaging tracking assembly that comprises a medical device having a magnetic shield, means for contacting said magnetic shield with a first electromagnetic wave, means for modifying said first electromagnetic wave with said magnetic shield to produce a second electromagnetic wave, and means for sensing said second electromagnetic wave wherein: a. said medical device is disposed with a biological organism, b. said magnetic shield is comprised of a layer of said nanomagnetic material, wherein: i. said layer of nanomagnetic material is disposed between said first electromagnetic wave and said medical device, ii. said nanomagnetic material has an average particle size of less than about 100 nanometers, and iii. said layer of nanomagnetic material has a saturation magnetization of from about 200 to about 26,000 Gauss and a thickness of less than about 10 microns. 3. A magnetic resonance imaging tracking assembly as recited in claim 2, wherein said first electromagnetic wave is a pulsed frequency electromagnetic wave. 4. A magnetic resonance imaging tracking assembly as recited in claim 3, wherein said pulsed frequency electromagnetic wave has a pulse duration of from about 1 microsecond to about 100 milliseconds. 5. A magnetic resonance imaging tracking assembly as recited in claim 2, wherein said medical device is comprised of a conductor. 6. A magnetic resonance imaging tracking assembly as recited in claim 5, wherein said conductor is flexible, having a bend radius of less than 2 centimeters. 7. A magnetic resonance imaging tracking assembly that comprises a medical device having a magnetic shield comprised of nanomagnetic material, means for contacting said magnetic shield with a first electromagnetic wave, means for modifying said first electromagnetic wave to produce a second electromagneti... |  | A61B005/05 G01V003/00
US20040260192 | A1 | 2004-12-23 | Electrocardiograph and method of displaying electrocardiographic wave | 2004-06-10 | An electrocardiograph and an electrocardiographic waveform display method for specifying the position of an abnormal waveform in the overall electrocardiographic waveform and displaying the specified abnormal waveform are disclosed. The overall waveform based on the electrocardiographic waveform acquired by measurement is compressed to an area EA, so that the waveform of a portion (30D) specified as an abnormality in the overall waveform is displayed in enlarged form identifiably with the abnormal waveform in the area EB of the same screen. In the overall waveform of the area EA, the position of the waveform of the portion (30D) in the area EB simultaneously displayed is designated. In the case where a plurality of partial waveforms containing an abnormal waveform exist in the overall waveform, the overall waveform can be moved along the arrow AL or AR, so that the waveform (abnormal waveform) of the portion (30D) displayed in enlarged form in the area EB can be sequentially switched to the waveform of the portion (30D) at a position in the direction of movement. | What is claimed is: 1. A device for measuring electrocardiographic information, comprising: a detecting element for acquiring the electrocardiographic waveform data based on a time-series electrocardiographic signal; a display element for displaying the information based on the acquired electrocardiographic waveform data; and a selecting element for selecting a portion of the waveform for display. 2. A device according to claim 1, wherein the selected waveform portion is displayed in enlarged form. 3. A device according to claim 1, wherein the display element displays selected waveform portion and other waveforms at the same time on the same screen. 4. A device according to claim 3, wherein the waveform display element displays the enlarged selected waveform portion and the original waveform before enlargement at the same time on the same screen. 5. A device according to claim 4, wherein the waveform display element displays the selected waveform portion and the overall waveform based on the whole of the acquired electrocardiographic waveform data in different areas on the same screen at the same time; and wherein the position of the selected waveform portion displayed at the same time as the overall waveform is designated in the overall waveform. 6. A device according to claim 1, wherein the selected waveform portion is selected from the overall waveform based on selected waveform criteria. 7. A device according to claim 6, wherein the selected waveform criteria are selected in response to an instruction input from an external source. 8. A device according to claim 4 or 5, wherein the scale of enlargement can be variably set. 9. A device according to any one of claims 1 to 8, wherein the display element and the processing element are mounted in the electrocardiograph at the same time. 10. A device according to any one of claims 1 to 9, further comprising a device for analyzing the selected waveform portion: wherein the data based on the result of the analysis is displayed on the display element. 11. A device according to claim 10, wherein the data based on the analysis result contains a comment on the necessity of seeking a medical advice. 12. An electrocardiographic waveform display method, the method comprising: acquiring electrocardiographic waveform data based on a time-series electrocardiographic signal; entering waveform data criteria identifying a portion of the measured waveform portion based upon the entered waveform data criteria displaying the identified portion of the measured waveform. |  | A61B005/044
US20040235144 | A1 | 2004-11-25 | Device for characterising discrete diffusion of a product in one or several corporeal cavities | 2004-06-23 | This device (10) comprises: ;an anatomical portion (1) of an observed part of a dead subject, comprising at least in part the body cavity or cavities (53), and comprising a natural orifice (50) with which at least one of said body cavities communicates; this anatomical portion (1) is obtained by at least one section (52, 51) through said observed part and is treated for its preservation, for example by a technique called “plastination”; ;at least one sensor (2 to 6) which can detect and/or quantify said product at at least one site or zone of the body cavity or cavities; ;at least one closure piece (12) placed against said anatomical portion (1) in the area of each sectioned surface, in such a way as to close each body cavity (53) or part of the body cavity, but to leave access to said natural orifice (50), and ;if appropriate, an introduction device (30) placed opposite said natural orifice, or engaged partially in this orifice, and able to introduce said product in accordance with predetermined parameters. | 1. A device for characterizing the diffusion of a product of interest in discrete form in one or more body cavities (53) at least, in particular a nasal cavity and/or a sinus, wherein said device comprises: an anatomical portion (1) of an observed part of a dead subject, comprising at least in part the body cavity or cavities (53), and comprising a natural orifice (50) with which at least one of said body cavities communicates; this anatomical portion (1) is obtained by at least one section (52, 51) through said observed part, passing through the body cavity or cavities, and is treated for its preservation, for example by a technique called “plastination”, which consists in extracting water and fat from the tissues of this anatomical portion (1) and replacing them with at least one nonputrefying synthetic material, for example a thermoset resin; at least one sensor (2 to 6) which can detect and/or quantify said product at at least one site or zone of the body cavity or cavities; at least one closure piece (12) placed against said anatomical portion (1) in the area of each sectioned surface, in such a way as to close each body cavity (53) or part of the body cavity, but to leave access to said natural orifice (50), and if appropriate, an introduction device (30) placed opposite said natural orifice, or engaged partially in this orifice, and able to introduce said product in accordance with predetermined parameters. 2. The device as claimed in claim 1, wherein at least one sensor (2 to 6) is placed in a body cavity (53) and is arranged so as to be flush with the surface of the wall in which it is placed. 3. The device as claimed in claim 2, wherein said device comprises at least one sensor (2 to 6) situated outside a body cavity, for example in the anatomical portion, this sensor being movable. 4. The device as claimed in claim 1, wherein the closure piece or pieces (12) are removable. 5. The device as claimed in one of claims 1 through 4, wherein the closure piece or pieces (12) are transparent. 6. The device as claimed in one of claims 1 through 5, wherein said anatomical portion (1) is a portion of the human head. 7. The device as claimed in claim 6, wherein said body cavity or cavities (53) are one or more nasal cavities and/or sinuses. 8. The device as claimed in claim 7, wherein said head (1) is sectioned on a median anteroposterior plane, (51) passing immediately behind the nasal septum. 9. The device as claimed in claim 7 or claim 8, wherein said head (1) is sectioned on an anteroposterior plane (52) passing through the area of the maxillary sinus, for example substantially in the plane passing through the pupil. 10. The device as claimed in one of claims 1 through 9, wherein said device comprises an introduction device (30) for the product of interest, and adjustable means (13) for positioning said device, making it possible to set the position and/or orientation of this device relative to said anatomical portion (1). ... |  | C12M001/34 A61B005/02
US20040243017 | A1 | 2004-12-02 | Anesthesia and sedation monitoring system and method | 2004-02-03 | A method for monitoring the depth of anesthesia experienced by a patient includes identifying a change in one or more evoked bio-potentials (100) using a wavelet transform, and calculating at least one index (108) indicative of the depth of anesthesia experienced by the patient based on the changes in the evoked bio-potentials (100) over a period of time during which anesthesia is administered to the patient. Optionally, changes in random electroencephalogram activity, pulse oximetry measurements, and blood gas measurements are combined with the changes in the evoked bio-potentials (100) in calculations of the index. The resulting indices are optionally displayed in a graphical representation (110) of the level of anesthesia experienced by the patient. | 1. A method for determining the depth of anesthesia experienced by a patient, comprising the steps of: stimulating the patient with a repetitive stimulus; obtaining signal data representative of a series of evoked potential waveforms generated by the patient in response to said stimulus; extracting at least one signal feature from said obtained signal data with at least one wavelet transform; and calculating a representation of the depth of anesthesia experienced by the patient from said at least one extracted signal feature. 2. The method of claim 1 wherein said step of calculating said representation includes determining a change in said at least one extracted signal feature representative of said series of evoked potential waveforms over said period of time. 3. The method of claim 1 wherein said repetitive stimulus is an audio stimulus, and said of evoked potential waveforms are auditory evoked potential waveforms. 4. The method of claim 3 wherein said obtained signal data is representative of said series of auditory evoked potentials includes signal data representative of at least one auditory brainstem response; and wherein said step of calculating said representation includes determining a change in said auditory brainstem response over said period of time. 5. The method of claim 3 wherein said obtained signal data is representative of said series of auditory evoked potentials includes signal data representative of at least one auditory middle latency response; and wherein said step of calculating said representation includes determining a change in said auditory middle latency response over said period of time. 6. The method of claim 3 wherein said obtained signal data is representative of said series of auditory evoked potentials includes signal data representative of at least one auditory late response; and wherein said step of calculating said representation includes determining a change in said auditory late response over a period of time. 7. The method of claim 1 further including the step of obtaining additional signal data representative of random electroencephalogram activity in the patient over said period of time; and wherein said step of calculating a representation of the depth of anesthesia experienced by the patient from said obtained signal data further utilizes said obtained additional signal data. 8. The method of claim 7 wherein said signal data representative of said random electroencephalogram activity comprises a series of waveforms, and wherein utilizing said obtained additional signal data includes: (a) determining a change in said random electroencephalogram activity over said period of time; and (b) denoising said random electroencephalogram activity signal data with at least one wavelet transform. 9. The method of claim 1 wherein said at least one wavelet transform comprises a discrete wavelet transform. 10. The method of claim 1 wherein said at least one wavelet transform comprises a conti... |  | A61B005/04 A61B005/00
US20040254429 | A1 | 2004-12-16 | Data storage device for integrating data of several medical measuring instruments | 2003-06-11 | The present invention discloses a data storage device for integrating the data of several medical measuring instruments, comprising a control unit which is coupled to a transmitting unit, a computation unit, a data storage unit, a display unit, and a reminding unit, such that when it is in use, the transmission unit will send the data measured by a medical measuring device to the control unit, and then save the data to a specified location of the data storage unit. Through the selection made externally, the specified data can be read from the data storage device, and sent and displayed on a display unit with a specified way. In the meantime, the computation unit will compare the data with the basic set value; if the data exceeds the basic set value, then the control unit will instruct the reminding unit to issue a warning to remind users. | What is claimed is: 1. A data storage device for integrating data of several medical measuring instruments, comprising: a housing; a control unit, installed in said housing, for controlling the action of each unit; a transmission unit, electrically coupled to said control unit for receiving data from an external measuring instrument, and sending the external data to said control unit; a computation unit, electrically coupled to said control unit for processing and comparing data; a display unit, electrically coupled to said control unit for displaying data; a reminding unit, electrically coupled to said control unit for issuing a warning; a data storage unit, electrically coupled to said control unit for storing data received from the transmission unit and the data processed by the computation unit; and a timing unit, electrically coupled to said control unit for providing the calculating time. 2. The data storage device for integrating data of several medical measuring instruments of claim 1, wherein said transmission unit is an infrared transmission interface. 3. The data storage device for integrating data of several medical measuring instruments of claim 1, wherein said control unit is a microprocessor. 4. The data storage device for integrating data of several medical measuring instruments of claim 1, wherein said display unit is a LCD monitor. 5. The data storage device for integrating data of several medical measuring instruments of claim 1, wherein said reminding unit is an alarm. 6. The data storage device for integrating data of several medical measuring instruments of claim 1, wherein said timing unit is a timer. | Health & Life Co., Ltd. | A61B005/00
US06810280 | B2 | 2004-10-26 | Method and apparatus for detecting the three-dimensional position of an examination instrument inserted into a body region | 2002-08-23 | A method for detecting the three-dimensional position of an examination instrument inserted into a body region, on which instrument there are provided three markings whose mutual geometric arrangement is known, by using a device for recording radiation images with the aid of a radiation source and a radiation receiver, includes the steps of, recording two-dimensional projection image of the body region, determining the positions (u;i;, v;i;) of the three markings in the projection image, and determining the spatial coordinates (x;i;, y;i;, z;i;) of the three markings in the coordinate system of the recording device with the aid of the positions (u;i;, v;i;) and the projection matrix belonging to the projection image, taking into account the known mutual geometric arrangement of the markings. | What is claimed is: 1. A method for detecting the three-dimensional position of an examination instrument inserted into a body region, on which instrument there are provided at least three radiatively opaque markings whose mutual geometric arrangement is known, by using a recording device for recording radiation images with the aid of a radiation source and a radiation receiver, the method comprising the steps of:recording one two-dimensional projection image of the body region, determining positions (ui, vi) of the at least three radiatively opaque markings shown in the one projection image, and determining spatial coordinates (xi, yi, zi) of the at least three markings in a coordinate system of the recording device with the aid of the positions (ui, vi) and a projection matrix belonging to only the one projection image, taking into account the known mutual geometric arrangement of the markings. 2. The method as claimed in claim 1, wherein a set of linear equations for describing direct connecting lines between a focus of the radiation source and the respective position (ui, vi) in the projection image is set up in order to determine the spatial coordinates (Xi, yi, zi). 3. The method as claimed in claim 1, wherein the examination instrument has the at least three markings arranged in a line therein. 4. The method as claimed in claim 1, comprising the step of recording a plurality of two-dimensional projections to create a three-dimensional volumetric image of the body region in which the markings are displayed. 5. The method as claimed in claim 1, wherein the examination instrument is displayed in volumetric image. 6. A device for recording radiation images, comprising:a radiation source (4) and a radiation receiver (5), and an image recording and calculating means (6) for recording one two-dimensional projection image (2) of a body region into which an examination instrument (9) with at least three markings (10a, 10b, 10c) whose mutual geometric arrangement is known is inserted, determining positions (ui, vi) of the at least three radiatively opaque markings shown in the one projection image (P), and determining spatial coordinates (Xi, yi, zi) of the at least three markings in a coordinate system of the recording device with the aid of the positions (ui, vi) and a projection matrix belonging to only the one projection image (P) by taking into account the known mutual geometric arrangement of the markings (10a, 10b, 10c). 7. The device as claimed in claim 6, wherein the image recording and calculating means (6) is for determining the spatial coordinates (xi, yi, zi) with the aid of a set of linear equations describing direct connecting lines between a focus (F) of the radiation source (4) and the respective position (ui, vi) in the projection image (P). 8. The device as claimed in claim 6, wherein the image recording and calculating means (6) is for determining a three-dimensional volumetric image with the aid of two-dimensional pro... | SIEMENS Aktiengesellschaft | A61B005/00
US06804384 | B2 | 2004-10-12 | Color magnetic resonance imaging | 2001-06-12 | The invention involves color magnetic resonance imaging using both a magnetic resonance property and a function of the magnetic resonance property. These enhanced color images provide greater informational content to the viewer. Applications include color imaging of estimates of T;2 ;to distinguish between regions of a sample containing homogeneous tissue and regions containing mixtures of tissue by using spatial variation in the hue, brightness, or saturation of the colors. | What is claimed is: 1. An article comprising a computer-readable medium on which a computer program is stored, the computer program comprising instructions for causing a processor to:(a) receive signals containing magnetic resonance information about a sample; (b) perform a transform of the signals to generate magnetic resonance data and (c) generate color image data using the magnetic resonance data, wherein the color image data reflect: (i) an estimate of a magnetic resonance property of the sample; and (ii) a characteristic of the magnetic resonance property. 2. The article of claim 1, wherein the characteristic is selected to enhance the color image data. 3. The article of claim 2, wherein the characteristic is selected to enhance at least one region of a color image produced from the color image data. 4. The article of claim 3, wherein the at least one region is enhanced on the basis of at least one of hue, brightness, and saturation. 5. The article of claim 3, wherein the characteristic is selected to distinguish at least one region of the color image on the basis of the composition of the material in the corresponding region of the sample. 6. The article of claim 5, wherein the characteristic is selected to distinguish at least one region of the color image on the basis of the presence of material in the corresponding region of the sample. 7. The article of claim 5, wherein the characteristic is selected to distinguish at least one region of the color image on the basis of the homogeneity of material in the corresponding region of the sample. 8. The article of claim 1, wherein the magnetic resonance data are obtained using a Fourier transform of free induction decay signals. 9. The article of claim 1, wherein the estimate of the magnetic resonance property is an estimate of T2. 10. The article of claim 9, wherein the estimate of T2, {circumflex over (T)}2, is calculated using: T^2=σt2Cx,t,whereinσt=N-1∑n=0N-1 tn2-(N-1∑n=0N-1 tn)2,IN=N-1∑n=0N-1 xn-N-1∑n=0N-1 tnT^2,and whereinN is a number of echo times, tn, and xn=ln(yn) for yn>0; otherwise, xn=−1, and wherein yn is an intensity of a signal at an echo time, tn. 11. The article of claim 9, wherein the characteristic is a goodness of fit of the estimate of T2 to a reference curve. 12. The article of claim 11, wherein the characteristic of the goodness of fit to a reference curve, E, is calculated using: E=(σx2-Cx,t/T^2)1/2IN,and whereinσx=N-1∑n=0N-1 xn2-(N-1∑n=0N-1 xn)2,Cx,t=N-1∑n=0N-1 xntn-(N-1∑n=0N-1 xn)(N-1∑n=0N-1 tn),T^2=σt2Cx,t,σt=N-1∑n=0N-1 tn2-(N-1∑n=0N-1 tn)2IN=N-1∑n=0N-1 xn-N-1∑n=0N-1 tnT^2,and whereinN is a number of echo times, tn, and xn=ln(yn) for yn>0; otherwise, xn=−1, and wherein yn is an intensity of a signal at an echo time, tn. 13. The article of claim 9, wherein the characteristic is a measure of intensity. 14. The article of claim 13, wherein the measure of intensity, IN, is calculated using: IN=N-1∑n=0N-1... | McLean Hospital Corporation | G06K009/00 A61B005/05
US06835409 | B2 | 2004-12-28 | Method of recording fingerprints on a recording surface having a thermosenstivive color developing layer thereon | 2003-10-02 | A method of recording fingerprints in which a solution of monohydrogen or dihydrogen ester having an AAV of about 9 or more is applied to a person's fingerprint area with the area then pressed onto a thermosensitive substrate. | What is claimed is: 1. A method of recording prints of a person's fingertip, palm or foot comprising:a) providing a thermosensitive recording surface containing a thermosensitive color developing layer, the layer comprising a chromogenic dye, an organic acid developer reactive with the dye to develop a color and a thermosensitive barrier for separating the acid from the dye; b) applying a solution of a chemical compound containing monohydrogen and/or dihydrogen esters in a liquid state, the compound having an AAV value of about 9 or more, to the fingerprint, palm print or foot to be printed; and c) depositing the solution from the ridges of the fingerprint, palm print or footprint pattern area to the recording surface whereby the chemical compound reacts with the dye to provide a colorant product representative of the ridge pattern of the finger, palm or foot of said person. 2. The method of claim 1 wherein the monohydrogen and/or dihydrogen esters comprise one or more compounds selected from the group consisting of phenyl acid phosphate, butyl acid phosphate and 2-ethyl-hexyl acid phosphate, tert-butylphosphonic acid, the alkyl monoesters of valeric acid, caprylic acid, and capric acid, 2-aminoethyldihydrogen phosphate, and the monobasic and dibasic aliphatic esters of phosphoric acid, monoalkyl and dialkyl phosphates of ethanol, methanol, and n-butanol. 3. The method of claim 2 wherein the ester comprises a mixture of butyl dihydrogen phosphate and butyl monohydrogen phosphate having an AAV within the range of about dihydrogen phosphate and butyl monohydrogen phosphate having an AAV within the range of about 330 to 510. 4. The method of claim 3 wherein the ester(s) has an AAV within the range of about 450 to 510. 5. The method of claim 2 wherein the alkyl monoesters are selected from the group consisting of ethyl, methyl, propyl, butyl, pentyl, hexyl and octyl and the aliphatic esters are selected from oleyl, myristyl, dodecyl, palmityl, and stearyl. 6. The method of claim 1 wherein the ester(s) has an AAV within the range of about 100 to 150. 7. The method of claim 1 wherein the ester(s) has an AAV within the range of about 330 to 510. 8. The method of claim 1 wherein the ester comprises monoalkyl and dialkyl phosphates of ethanol, methanol and/or n-butanol. 9. The method of claim 1 wherein the ester(s) has an AAV within the range of about 150 to 330. | Armor Holdings Forensics, Inc. | A61B005/117
US06944488 | B2 | 2005-09-13 | Normalization method for a chronically implanted optical sensor | 2003-04-30 | A system and method are provided for accurately estimating blood oxygen saturation independent of tissue encapsulation of the optical sensor. The method includes determining a tissue overgrowth correction factor that accounts for the optical properties of the tissue that cause scattering of the emitted light to a light detector and the relative amplitudes of the emitted light wavelengths. A corrected time interval measured for infrared light is based on an infrared signal returned from fluid with no tissue overgrowth. A corrected time interval for red light is determined by subtracting a red light signal attributed to the presence of tissue overgrowth. The amount of red light signal attributed to the presence of tissue overgrowth is proportional to the total infrared signal less the nominal infrared signal. Oxygen saturation is estimated based on standard calibration factors and the ratio of the corrected infrared time interval and the corrected red time interval. | 1. A method for accurately estimating a saturation metric for a metabolite of interest in a volume of fluid by an optical sensor measurement substantially independent of the presence of encapsulating tissue over all or a portion of a lens of the optical sensor, comprising: determining a tissue overgrowth correction factor (K) for a first and a second wavelength of optical radiation in a dual wavelength optical sensor, wherein said first wavelength of optical radiation is substantially proportional to an amount of a metabolite of interest present in a volume of fluid and said second wavelength of radiation is substantially independent to the amount of the metabolite present in the volume of fluid; determining a nominal time interval for detecting the second wavelength of optical radiation (T2) after it is directed to a volume of fluid containing a material having known optical properties; determining a pair of calibration constants (A,B) for said first and said second wavelength of optical radiation; placing the dual wavelength optical sensor in a volume of fluid may contain an amount of the metabolite; measuring a first time interval for the first wavelength of radiation and a second time interval for the second wavelength of radiation when said first and second wavelengths of radiation are directed to the volume of fluid; and calculating a saturation metric for the metabolite of interest based upon the tissue overgrowth correction factor (K), the pair of calibration constants (A,B), the nominal time interval, the first time interval and the second time interval. 2. A method according to claim 1, wherein the metabolite of interest is oxygen saturation and the calculating step further comprises, calculating according to the following mathematical expression: SAO2=A+B{(K*TR*TIRnom)/((K*TIR*TIRnom)−(TR(TIRnom−TIR)))}where TR is the first time interval, TIR is the second time interval, and TIRnom is the nominal time interval. 3. A method according to claim 1, further comprising providing a saturation metric output signal. 4. A method according to claim 1, wherein after measuring the first time interval and the second time interval performing the step of: detecting a tissue overgrowth condition, and if the tissue overgrowth condition is positive then: calculating a corrected saturation metric for the metabolite of interest; and if the tissue overgrowth condition is negative then: calculating an uncorrected saturation metric for the metabolite of interest. 5. A method according to claim 1, wherein the metabolite of interest is one of: an oxygen saturation, a glucose concentration, a lactate concentration, a pH concentration, a carbon dioxide concentration. 6. A method according to claim 1, wherein the first wavelength of optical radiation is approximately 660 nm and the second wavelength of radiation is approximately 880 nm. 7. A method according to claim 1, wherein the dual wavelength optical sensor is disposed in a volume of blood. 8. A me... | Medtronic, Inc. | A61B005/00
US06832109 | B2 | 2004-12-14 | Wrist-worn device for displaying and setting heart rate parameters | 2001-10-03 | A wrist-worn device comprising a display for showing a heart rate parameter value, such as a heart rate measured from a person's body or a heart rate variable derived from the heart rate. The display comprises at least two display areas which display areas the wrist-worn device is arranged to employ to show that a heart rate parameter momentarily belongs to a heart rate parameter value range corresponding to the display area and which wrist-worn device comprises at least one sliding means for selecting a desired heart rate parameter value range by mechanically sliding the sliding means to cover at least one display area at a time. | What is claimed is: 1. A wrist-worn device comprising:a display for showing a heart rate parameter value, said display having at least two display areas arranged to show a measured heart rate parameter, each display area representing a heart rate parameter value range; and at least one sliding means mechanically engageable with said display for selecting a desired heart rate parameter value range by mechanically sliding the sliding means to cover at least one display area at a time. 2. A wrist-worn device according to claim 1, wherein the sliding means is adapted to cover at least one display area representing a heart rate parameter value range where the heart rate parameter value should not be. 3. A wrist-worn device according to claim 1, wherein the display is a bar display composed of a string of display areas in a bar-shaped arrangement. 4. A wrist-worn device according to claim 1, wherein the display is a ring-shaped display composed of adjacent display areas in a ring-shaped arrangement. 5. A wrist-worn device according to claim 1, wherein the sliding means is adapted to cover at least one display area representing a heart rate parameter value range where the heart rate parameter value should be. 6. A wrist-worn device according to claim 3, wherein the wrist-worn device is arranged to display that a heart rate parameter momentarily belongs to the highest value range of the display area at a first end and that a heart rate parameter belongs to the value range comprising the lowest values of the display area at a second end of the bar display. 7. A wrist-worn device according to claim 1, wherein the sliding means is made of at least partly transparent plastic to allow the display area to be seen through the sliding means. 8. A wrist-worn device according to claim 1, wherein the wrist-worn device comprises an upper sliding means serving as a sliding means to cover at least one display area representing values which a momentary heart rate parameter value should not exceed, the wrist-worn device further comprising a lower sliding means serving as a sliding means to cover at least one display area representing values under which the momentary heart rate parameter value should not drop. 9. A wrist-worn device according to claim 8, wherein the upper sliding means and the lower sliding means are different in colour to allow the user to distinguish between the two sliding means. 10. A wrist-worn device according to claim 1, wherein the wrist-worn device comprises a flexible circuit board, the display being formed on the circuit board to make the device flexible. 11. A wrist-worn device according to claim 1, wherein the display comprises an illumination element for at least one display area to illuminate the display area when a momentary heart rate parameter value is within a heart rate parameter value range corresponding to the display area in question. 12. A wrist-worn device according to claim 1, wherein the wrist-worn device comprise... | Polar Electro Oy | A61B005/0402
US06805673 | B2 | 2004-10-19 | Monitoring mayer wave effects based on a photoplethysmographic signal | 2002-02-22 | A photoplethysmographic instrument is used to obtain physiological parameter information related to low frequency heart rate and blood volume variability. In one implementation, a plethysmographic signal is filtered relative to a Mayer Wave frequency to provide an output related to low frequency blood volume variability. In another implementation, the photoplethysmographic signal is first processed to obtain a heart rate signal and the heart rate signal is in turn processed to obtain information regarding low frequency heart rate variability. In either case, a Mayer Wave effect having potential diagnostic significance can be monitored using a photoplethysmographic instrument such as a pulse oximeter. | What is claimed is: 1. A method for use in monitoring a patient, comprising the steps of:configuring a photoplethysmographic (“pleth”) instrument relative to a patient for a pleth analysis; causing a respiration rate of said patient to be at least at a given threshold, wherein a frequency of said respiration rate is elevated above a frequency range associated with a Mayer Wave; first operating said pleth instrument to obtain a pleth signal for said patient; and second operating said pleth instrument to process said pleth signal for identifying an effect related to said Mayer Wave and providing an output related to said Mayer Wave effect. 2. A method as set forth in claim 1, wherein said step of configuring comprises applying a probe of said instrument to said patient so as to transmit an optical signal to perfused tissue of said patient. 3. A method as set forth in claim 1, wherein said step of causing comprises instructing said patient to breathe at at least a predetermined threshold. 4. A method as set forth in claim 3, wherein said predetermined threshold is at least 10 breaths per minute. 5. A method as set forth in claim 3, wherein said predetermined threshold is at least 20 breaths per minute. 6. A method as set forth in claim 1, wherein said step of causing comprises controlling said patient's respiration rate with a respirator. 7. A method as set forth in claim 1, wherein said step of second operating comprises causing said instrument to process said pleth signal to obtain heart rate information and process said heart rate information to obtain information regarding heart rate variability. 8. A method as set forth in claim 1, wherein said step of second operating comprises causing said instrument to process said pleth signal to obtain information regarding a low frequency blood volume variation of said patient. | Datex-Ohmeda, Inc. | A61B005/08
US06827687 | B2 | 2004-12-07 | Blood-pressure measuring apparatus having waveform analyzing function | 2002-12-16 | A blood-pressure measuring apparatus including a cuff which is adapted to be worn on a portion of a living subject to press the portion, a waveform analyzing device for analyzing a form of a cuff pulse wave which is obtained from the cuff, and a cuff-pulse-wave obtaining device for obtaining, before the cuff presses the portion of the subject for measuring a blood pressure of the subject, the cuff pulse wave from the cuff so that the waveform analyzing device analyzes the form of the cuff pulse wave. | What is claimed is: 1. A blood-pressure measuring apparatus comprising:a cuff which is adapted to be worn on a portion of a living subject to press said portion; a waveform analyzing means for analyzing a form of a first cuff pulse wave which is obtained from the cuff; a cuff-pulse-wave obtaining means for obtaining, before the cuff presses said portion of the subject for measuring a blood pressure of the subject, the first cuff pulse wave from the cuff so that the waveform analyzing means analyzes the form of the first cuff pulse wave; a first pulse-wave-detection-pressure keeping means for keeping, before the cuff presses said portion of the subject for measuring the blood pressure of the subject, a pressure in the cuff to a first pre-determined pulse-wave detection pressure; a blood-pressure measuring device which measures, using the cuff, a diastolic blood pressure of the subject; a pulse-wave-detection pressure judging means for judging, based on a comparison between the pre-determined pulse-wave detection pressure and the diastolic blood pressure measured using the cuff, whether the pre-determined pulse-wave detection pressure is appropriate; and a second pulse-wave-detection-pressure keeping means for keeping, when the pulse-wave-detection-pressure judging means judges that the pre-determined pulse-wave detection pressure is not appropriate, the pressure in the cuff to a second pulse-wave detection pressure determined based on the diastolic blood pressure measured using the cuff, after a pre-determined time duration has elapsed since the cuff finished pressing said portion of the subject for measuring the diastolic blood pressure, the time duration being so pre-determined as to allow a tissue of said portion of the subject to recover to a condition thereof before being pressed by the cuff; wherein the cuff-pulse-wave obtaining means obtains, as the first cuff pulse wave, a pressure oscillation occurring to the cuff in a state in which the pressure in the cuff is kept at the first pre-determined pulse-wave detection pressure; and wherein the cuff-pulse-wave obtaining means obtains, in a state in which the pressure in the cuff is kept at the second pulse-wave detection pressure by the second pulse-wave-detection-pressure keeping means, a second cuff pulse wave from the cuff so that the waveform analyzing means analyzes a form of the second cuff pulse wave. 2. A blood-pressure measuring apparatus comprising:a cuff which is adapted to be worn on a portion of a living subject to press said portion; a waveform analyzing means for analyzing a form of a cuff pulse wave which is obtained from the cuff; and a cuff-pulse-wave obtaining means for obtaining, after a pre-determined time duration has elapsed since the cuff finished pressing said portion of the subject for measuring a blood pressure of the subject, the cuff pulse wave from the cuff so that the waveform analyzing means analyzes the form of the cuff pulse wave, the timer duration being ... | Colin Medical Technology Corporation | A61B005/02
US06821254 | B2 | 2004-11-23 | Cardiac/respiratory arrest detector | 2001-06-27 | The condition of a patient who has signs of cardiopulmonary arrest, is evaluated by applying a pair of electrodes (;12, 14;) to the chest of the patient and passing a low level of alternating current through the patient to detect changes in transthoracic impedance which represent cardiopulmonary activity of the patient. An analyzing circuit determines the average frequency of those signals (;40;) representing heartbeat rate impedance and determines the average frequency of signals (;42;) representing breathing of the patient. When the heart rate is below about 20 beats per minutes, the respiratory rate is below about 4 breaths per minute, and cardiac and respiratory impedances are below 0.01 ohms, this indicates cardiac arrest of the patient and signifies that CPR (cardiopulmonary resuscitation) should start. | What is claimed is: 1. Apparatus for evaluating the condition of a patient who has symptoms of cardiopulmonary arrest comprising:a pair of electrodes for application to the chest of the patient: an electricity source for applying current between said electrodes to pass through the chest of the patient; a circuit which is coupled to said electrodes and which has an output that carries signals representing changes in impedance encountered by said current that represent cardiopulmonary activity of the patient; an analyzing circuit with an input that receives said signal representing the cardiopulmonary activity of the patient, and which determines the average frequency of those signals representing heartbeat rate and those signals representing breathing rate; wherein said analyzing circuit indicates cardiac arrest when the average frequency of those signals representing heartbeat rate is below a predetermined rate which is about 20 beats per minutes and the average frequency of those signals representing respiratory rate is below a predetermined rate which is about 4 breaths per minute. 2. Apparatus for evaluating the condition of a patient who has symptoms of cardiopulmonary arrest comprising:a pair of electrodes for application to the chest of the patient: an electricity source for applying current between said electrodes to pass through the chest of the patient; a circuit which is coupled to said electrodes and which has an output that carries signals representing changes in impedance encountered by said current that represent cardiopulmonary activity of the patient; an analyzing circuit with an input that receives said signal representing the cardiopulmonary activity of the patient, and which determines the average frequency of those signals representing heartbeat rate and those signals representing breathing rate, wherein: said analyzing circuit is constructed to indicate no cardiac arrest when the heart rate is above about 20 beats per minute and the respiratory rate is above about 4 breaths per minute. 3. Apparatus for evaluating the condition of a patient who has symptoms of cardiopulmonary arrest comprising:a pair of electrodes for application to the chest of the patient: an electricity source for applying current between said electrodes to pass through the chest of the patient; a circuit which is coupled to said electrodes and which has an output that carries signals representing changes in impedance encountered by said current that represent cardiopulmonary activity of the patient; an analyzing circuit with an input that receives said signal representing the cardiopulmonary activity of the patient, and which determines the average frequency of those signals representing heartbeat rate and those signals representing breathing rate; wherein said analyzing circuit is constructed to indicate extreme brady arrhythmia when the respiratory rate is above about 4 breaths per minute but the heart rate is below about 20 beats per minute. 4. ... | Institute of Critical Care Medicine | A61B005/08
US06801799 | B2 | 2004-10-05 | Pulse oximeter and method of operation | 2003-02-06 | A sensor for use in an optical measurement device and a method for non-invasive measurement of a blood parameter. The sensor includes sensor housing, a source of radiation coupled to the housing, and a detector assembly coupled to the housing. The source of radiation is adapted to emit radiation at predetermined frequencies. The detector assembly is adapted to detect reflected radiation at least one predetermined frequency and to generate respective signals. The signals are used to determine the parameter of the blood. | What is claimed is: 1. A method for non-invasive determination of a blood parameter, the method comprising the steps of:(i) illuminating a measurement location with at least three different wavelenths, a first wavelength λ1 lying in a red (R) spectrum, and at least second and third wavelengths λ2 and λ3 lying substantially in the infrared (IR) spectrum; (ii) detecting light returned from the measurement location at different detection locations and generating data indicative of the detected light for the different detection locations, wherein said different detection locations are arranged so as to define at least one closed path around the measurement location; and (iii) analyzing the generated data and determining the blood parameter. 2. The method according to claim 1, wherein the analysis of the generated data comprises the steps of:calculating data indicative of an AC/DC ratio in the light detected at each of the detection locations for the at least three wavelengths; analyzing the calculated data and determining accepted detection locations to select corresponding AC/DC ratios for each of the at least three wavelengths, λ1, λ2 and λ3; and utilizing the selected ratios for determining the blood parameter. 3. The method according to claim 2, wherein the determination of the blood parameter comprises the steps of:calculating values of the ratio W2/W3 for the accepted detection locations in at least one closed path; analyzing each of the calculated values to determine whether it satisfies a first predetermined condition, so as to generate a signal indicative of that a sensor position is to be adjusted, if the condition is not satisfied; if the condition is satisfied, determining whether the quality of a photoplethysmogram is acceptable; if the quality is acceptable, analyzing the selected ratios for calculating ratios W1/W2 and W1/W3 from the data detected in at least one closed path, and calculating the differences ABS (W1/W2−W1/W3); and, analyzing the calculated differences for determining whether each of the differences satisfies a second predetermined condition for determining the blood parameter if the condition is satisfied. 4. The method according to claim 3, wherein said first predetermined condition consists of that the calculated value of W2/W3 is inside a predetermined range around the value one, said predeteonined range being defined by the first threshold value, and the second predetermined condition consists of that the calculated difference ABS (W1/W2−W1/W3) is less than certain, second threshold value. 5. A method for non-invasive determination of a blood parameter, the method comprising the steps of:illuminating a measurement location with at least three different wavelengths, a first wavelength λ1 lying in a red (R) spectrum, and at least second and third wavelengths λ2 and λ3 lying substantially in the infrared (IR) spectrum; detecting light returned from the measurement location at different detection locations and ... | Cybro Medical, Ltd. | A61B005/00
US06830548 | B2 | 2004-12-14 | Active medical device able to diagnose a patient respiratory profile | 2002-09-24 | An active medical device to diagnose a patient respiratory profile. This device is able to measure respiratory activity and deliver a signal (;26;) representative of the periodicity and amplitude of the successive respiratory cycles of the patient, in particular, a of minute ventilation (MV) signal. The device is able to analyze the aforementioned signal and discriminate between various types of respiratory profiles, in particular, to diagnose a respiratory profile of the Cheyne-Stokes type. This is achieved by detecting an alternation of respiratory cycles of hyperventilation (;20;) separated by periods of respiratory pause (;22;) or periods of hypoventilation or normal ventilation (;24;) and, in the latter case, to discriminate between periods of respiratory pause, corresponding to a profile of the Cheyne-Stokes (CSR) type, and periods of hypoventilation or normal ventilation, corresponding to a profile of the periodic breathing (PB) type. | We claim: 1. An active medical device of the pacemaker, defibrillator, cardiovertor and/or multisite device type, comprising:means for measuring respiratory activity and providing a signal representative of the periodicity and amplitude of a plurality of successive respiratory cycles of a patient, discriminating means for analyzing the signal, discriminating between various types of respiratory profiles, and diagnosing a Cheyne-Stokes type respiratory profile, said discriminating means comprising: means for detecting in said signal an alternation of a hyperventilation respiratory cycle separated by one of a respiratory pause period, a hypoventilation period, and a normal ventilation period, and second discriminating means, responsive to a detected alternation of a hyperventilation and a normal ventilation, for discriminating between a respiratory pause period and a hypoventilation period or a normal ventilation period by analysis of variation of a second order of said signal, said second discriminating means further comprising means for analyzing the variation of the second order of the signal by identifying a peak value of said signal and an interval between successive peak values. 2. The device of claim 1, wherein the discriminating means further comprises means for comparing the interval between successive peaks to a threshold value, and diagnosing a Cheyne-Stokes type respiratory profile only for said interval having a duration greater than said threshold value. 3. The device of the claim 1, wherein the discriminating means further comprises means for comparing the peak amplitude with a given minimal value and wherein the means for analyzing the variation of the second order of the signal is responsive to seek a peak value in response to the amplitude value of the signal being greater than the given minimal value. 4. The device of the claim 2, further comprising means for determining whether the interval is between a minimal value and a maximum value, wherein the discriminating means comparison is operated only for values of intervals ranging between said minimal and maximum values. 5. The device of claim 1 wherein said provided signal is representative of the patient's minute ventilation. | ELA Medical S.A. | A61B005/08
US07725151 | B2 | 2010-05-25 | Apparatus and method for near-field imaging of tissue | 2004-05-27 | Using pulsed or continuous-wave sources, broadband electromagnetic energy generally in the 10 MHz to 300 GHz range is applied through one or a plurality of near-field antennas such as coaxial probe tips. The electromagnetic energy reflected from the surface or transmitted through the near surface of the object (e.g. surface of skin or other tissue or cells) is detected, and the ratio of the test measurement to that from normal tissue is recorded and presented to determine the degree of dielectric contrast, hence inhomogeneity. This degree of contrast is used both on its own and in conjunction with simultaneously acquired optical images to map the boundary of an organ inhomogeneity such as a tumor. The bundle of antennas may be scanned over a surface of the object on a pixel-by-pixel basis to determine the spectra of the sample on a pixel-by-pixel basis, allowing a two dimensional display of the absorption spectra to be provided. | 1. A method for detection of dielectric anomalies at the surface of human or animal organs, including the skin, other tissues and cells, comprising: (a) applying electromagnetic energy through an array comprising a plurality of closely-spaced coaxial near-field probes each having a center conductor and a coaxial shield, each center conductor terminated in a tip that is substantially flat and flush with adjacent tips to provide a flat surface positionable substantially in contact with the surface using electrical pulses or continuous-wave excitation with one or a multiplicity of frequencies having content in the range of 10 MHz to 300 GHz at an object positioned on the surface of a human or animal organ;(b) acquiring the reflection or transmission coefficient spectra or both from the object; and(c) reconstructing from the acquired reflection or transmission coefficient spectra an image of the object at antenna sample distances shorter than the wavelength of the electromagnetic energy. 2. The method of claim 1 wherein steps (a) and (b) are repeated on a pixel-by-pixel basis over the surface of an object. 3. The method of claim 1, further comprising the step of assigning to the spectra or a portion thereof different colors to represent different values of the spectra, resulting in an image-like presentation that indicates dielectric contrast. 4. The method of claim 3 wherein the electromagnetic radiation is applied in pulses with a frequency synthesizer. 5. The method of claim 3 wherein applying electromagnetic radiation in pulses is carried out utilizing a pulse generator. 6. The method of claim 3 wherein acquiring the reflection or transmission spectra or both from the sample is carried out utilizing a diode detector. 7. The method of claim 3 wherein acquiring the reflection or transmission spectra or both from the sample is carried out utilizing a bolometric detector. 8. The method of claim 3 wherein acquiring the reflection or transmission spectra or both from the sample is carried out utilizing a diode sampler as the detector. 9. The method of claim 3 wherein acquiring the reflection or transmission spectra or both from the sample is carried out utilizing a frequency mixer as the detector. 10. The method of claim 3, wherein the image-like presentation is produced contemporaneously with the reflection or transmission coefficient spectra. | - | A61B005/05
US07113815 | B2 | 2006-09-26 | Stacked adhesive optical sensor | 2004-04-23 | An optical sensor having a cover layer, an emitter disposed on a first side of the cover, a detector disposed on the first side of said cover, and a plurality of stacked independent adhesive layers disposed on the same first side of the cover, wherein the top most exposed adhesive layer is attached to a patient's skin. Thus, when the sensor is removed to perform a site check of the tissue location, one of the adhesive layers may also be removed and discarded, exposing a fresh adhesive surface below for re-attachment to a patient's skin. The independent pieces of the adhesive layers can be serially used to extend the useful life of the product. | 1. A sensor comprising: a generally annulus-shaped base, the base configured to attach to a tissue location on a patient;a lid connected by a hinged connection at its near end with a near end of the base;an emitter disposed on a first side of the lid;a detector disposed on the first side of the lid; anda clasp connected with a far end of the lid and configured to engage a far end of the base. 2. The sensor of claim 1 comprising an adhesive layer disposed on a first side of the generally annulus-shaped base, the adhesive layer configured to adhere to a tissue location on a patient. 3. The sensor of claim 1 comprising a plurality of stacked independent adhesive layers disposed on a first side of the generally annulus-shaped base, the adhesive layers configured to adhere to a tissue location on a patient. 4. The sensor of claim 1 wherein the sensor is configured to operate in a first mode and a second mode, wherein in the first mode the clasp engages the base, and the lid and the base together form a substantially flat sensor, andwherein in the second mode, the clasp is disengaged from the base and the lid is lifted from the tissue location. 5. The sensor of claim 1 wherein the sensor comprises an oximeter sensor. 6. The sensor of claim 1 wherein the clasp engages the base via a mechanical clasp-type connection. 7. The sensor of claim 1 wherein the clasp adhesively engages the base. 8. A sensor comprising: a base having an opening therein;a lid sized to be disposed in the opening in the base, wherein one end of the lid is connected to the base by a pivotal connection;a clasp connected with another end of the lid, the clasp configured to engage the base;an emitter coupled to the lid; anda detector coupled to the lid. 9. The sensor of claim 8 comprising an adhesive layer disposed on a first side of the base, the adhesive layer configured to adhere to a tissue location on a patient. 10. The sensor of claim 8 comprising a plurality of stacked independent adhesive layers disposed on a first side of the base, the adhesive layers configured to adhere to a tissue location on a patient. 11. The sensor of claim 8 wherein the sensor is configured to have at least a first position and a second position, wherein in the first position the clasp engages the base, and the lid and the base together form a substantially fiat sensor, andwherein in the second position, the clasp is disengaged from the base and the lid is pivotally lifted from a tissue location on a patient. 12. The sensor of claim 8 wherein the sensor comprises an oximeter sensor. 13. A sensor comprising: a flexible base having an opening therein;a flexible lid sized to be disposed in the opening in the base, wherein one end of the lid is connected to the base by a pivotal connection;a clasp connected with another end of the clasp configured to engage the base;an emitter coupled to the lid; anda detector coupled to the lid. 14. The sensor of claim 13 comprising an adhesive layer disposed o... | Nellcor Puritan Bennett Incorporated | A61B005/00
US07197352 | B2 | 2007-03-27 | High-resolution magnetoencephalography system, components and method | 2003-06-26 | According to certain embodiments of the present invention, there is provided a mounting arrangement for a magnetoencephalography (MEG) system headrest assembly forming a portion of a SQUID dewar and having a fixed headrest and an array of sensors, wherein a sensor array plate positions the sensors relative to the headset. A plurality of first rods interconnecting the array plate and the movable mounting member. A plurality of second rods are fixed at one of their ends relative to the dewar and are connected at their opposite ends to the movable mounting member. Each one of the first and second rods is composed of material expandable and contractible with changes in temperature, whereby the movable mounting member tends to be moved in one direction toward or away from the sensor array plate, and tends to be moved in an opposite direction away from or toward the array plate, resulting in temperature changes affecting the first and second rods, so that the sensor array plate and its sensors maintain a substantially constant spacing between the sensors and the headrest with changes in temperature. A plurality of second rods are fixed at one of their ends relative to the dewar and are connected at their opposite Each one o the rods is composed of material expandible and contractable with changes in temperature, whereby the movable mounting member tends to be moved in one direction toward or away from the sensor array plate, and tends to be moved in an opposite direction away from or toward the array plate resulting in temperature changes affecting the first and second rods, so that the sensor array plate and its sensors maintain a substantially constant spacing between the sensors and and headrest with changes in temperature. | 1. A mounting arrangement for a magnetoencephalography system headrest assembly forming a portion of a SQUID dewar and having a fixed headrest and an array of sensors, comprising: a sensor array plate for positioning the sensors relative to the headrest;an intermediate moveable mounting member;a plurality of first rods interconnecting said array plate and said moveable mounting member, each one of said rods being composed of material expandable and contractible with changes in temperature; anda plurality of second rods fixed at one of their ends relative to the dewar and being connected at their opposite ends to said moveable mounting member, said second rods being composed of said material;whereby said moveable mounting member tends to be moved in one direction toward or away from said sensor array plate, and tends to be moved in an opposite direction away from or toward said array plate resulting in temperature changes affecting the first and second rods, so that said sensor array plate and its sensors maintain a substantially constant spacing between said sensors and said headrest with changes in temperature. 2. A mounting arrangement according to claim 1, wherein said first and second rods are each composed of quartz material. 3. A mounting arrangement according to claim 1, wherein said sensor array plate is supported from below by said first and second rods. 4. A mounting arrangement according to claim 1, wherein said moveable mounting member is positioned below said sensor array plate and said second rods extend upwardly therefrom. 5. A mounting arrangement according to claim 4, wherein said moveable mounting member is a ring. 6. A mounting arrangement according to claim 1, further including a fixed mounting ring rigidly attached to the dewar. 7. A mounting arrangement according to claim 1, wherein said headrest assembly being fixedly attached to the dewar. 8. A method of mounting a headrest and an array of sensors to a SQUID dewar of a magnetoencephalography system, comprising: positioning the sensors relative to the headrest with a sensor array plate;interconnecting the sensor array plate and an intermediate moveable mounting member with a plurality of first rods, each one of said rods being composed of material expandable and contractible with changes in temperature; andinterconnecting the moveable mounting member and the dewar with a plurality of second rods, each one of said second rods being composed of said material;whereby said moveable mounting member tends to be moved in one direction toward or away from the sensor array plate, and tends to be moved in an opposite direction away from or toward said array plate resulting in temperature changes affecting the first and second rods, so that said sensor array plate and its sensors maintain a substantially constant spacing between said sensors and said headrest with changes in temperature. 9. A method according to claim 8, wherein said sensor array plate is supported from below ... | Tristan Technologies, Inc. | A61B005/05
US07171257 | B2 | 2007-01-30 | Apparatus and method for radiosurgery | 2003-12-22 | A method and system is presented for treating moving target regions in a patient's anatomy by creating radiosurgical lesions. The method includes determining a pulsating motion of a patient separately from a determining of a respiratory motion, and directing a radiosurgical beam, from a radiosurgical beam source, to a target in the patient based on the determining of the pulsating motion. Directing the radiosurgical beam to the target may include creating a lesion in the heart to inhibit atrial fibrillation. The method may further include determining the respiratory motion of the patient, and compensating for movement of the target, due to the respiratory motion and the pulsating motion of the patient, in the directing of the radiosurgical beam based on the determining of the respiratory motion and the determining of the pulsating motion. | 1. A method of treating a moving target in a patient by applying to said target one or more radiosurgical beams generated from a radiosurgical beam source, the method comprising: generating a pre-operative 3D scan of said target and of a surrounding region, said 3D scan indicating the position of said target relative to said surrounding region;based on said 3D scan, generating a treatment plan defining a plurality of radiosurgical beams appropriate for creating at least one radiosurgical lesion on said target;in near real time, detecting the motion of a target to determine the position of said target at a current time, and generating one or more signals representative of said motion of said target;in near real time based on the generated one or more signals, determining a difference in the position of said target at said current time, as compared to the position of said target as indicated in said 3D scan;in near real time, adjusting the relative position of said radiosurgical beam source and said target in order to accommodate for said difference, and applying x-rays to said target from said adjusted position of said radiosurgical beam source; wherein said motion of said target is a composite motion that is caused by a combination of:respiration of the patient; andpumping of the heart of the patient; andwherein generating one or more signals representative of said motion of said target comprises:establishing a look-up table of positional data for said composite motion of said data, by imaging said target and said surrounding region while the target undergoes said composite motion;establishing a look-up table of cardiac motion data for a succession of points along a heartbeat cycle of said patient, by imaging said target and said surrounding region while the patient is holding his breath;establishing a look-up table of respiratory motion data for a succession of points along a respiratory cycle of said patient, by subtracting said cardiac motion data from said positional data for said composite motion of said data;generating a first signal representative of the respiratory motion of patient from the data from said look-up table of respiratory motion, said first signal being characterized by a first frequency representative of the respiratory motion of said patient; andgenerating a second signal representative of the cardiac motion of said patient from the data from said look-up table of cardiac motion data, said second signal being characterized by a second frequency representative of the cardiac motion of said patient. 2. A method in accordance with claim 1, further comprising sequentially repeating detecting motion of said target and determining the difference in the position of said target during treatment, wherein said plurality of radiosurgical beams remain directed onto said target in accordance with said treatment plan throughout the duration of the treatment, and wherein said radiosurgical beam source tracks said movement of said target.... | Accuray Incorporated | A61B005/05 G21K005/10
US07275540 | B2 | 2007-10-02 | MRI/NMR-compatible, tidal volume control and measurement systems, methods, and devices for respiratory and hyperpolarized gas delivery | 2004-04-21 | Ventilator systems include: (a) a mass flow controller; (b) a gas delivery valve in communication with the mass flow controller and configured to selectively dispense a plurality of different gases to a subject; (c) a first gas source in fluid communication with the gas delivery valve; (d) a second gas source in fluid communication with the gas delivery valve; (e) a first pressure sensor located upstream of the gas delivery valve; (f) a second pressure sensor located downstream of the gas delivery valve; and (g) a controller operatively associated with the first and second pressure sensors and the mass flow controller, the controller comprising computer program code that monitors the pressures measured by the first and second pressure sensors and automatically dynamically adjusts the flow rate of the mass flow controller. | 1. A method of delivering hyperpolarized gas to a subject, comprising: providing a ventilator system with a mass flow controller, a tracheal tube and a gas delivery valve configured to deliver hyperpolarized gas and at least one non-polarized gas to a subject;monitoring a first pressure in the ventilator system upstream of the gas delivery valve;monitoring a second pressure in the ventilator system downstream of the gas delivery valve;obtaining a reading of the mass flow controller when the first pressure is substantially constant; andautomatically determining the tidal inspiration volume of hyperpolarized gas delivered to the subject in situ using the obtained mass flow controller reading. 2. A method according to claim 1, wherein the ventilator system includes a variable flow rate mass flow controller disposed upstream of the gas delivery valve, said method further comprising automatically dynamically adjusting the flow rate of the mass flow controller to maintain a substantially constant first pressure during ventilation delivery of the hyperpolarized gas to the subject. 3. A method according to claim 1, further comprising accepting user input to select a tidal volume operational mode with the desired tidal volume selected or a peak inspiration pressure operational mode with the desired peak inspiration pressure selected. 4. A method according to claim 1, further comprising determining a fixed geometric volume based on pressure measurements taken while a distal end portion of the tracheal tube is closed, and subtracting the fixed geometric volume from the determined tidal volume. 5. A method according to claim 4, wherein the fixed geometric volume is determined for each size tracheal tubes used with the ventilator and/or for eacg species of subjects undergoing ventilation. 6. A method according to claim 1, further comprising selecting a desired ventilation delivery cycle with a breath per minute rate, a breath-hold duration and an inspiration/expiration ratio. 7. A method according to claim 6, wherein the portion of the system upstream of the gas delivery valve has an associated fluid capacitance volume that is at least three times the volume of the lungs of the subject undergoing evaluation, said method further comprising controllably increasing and decreasing the fluid capacitance volume to stabilize the pressure upstream of the gas delivery valve to reduce the fluctuations in pressure between breaths. 8. A method according to claim 7, further comprising triggering a MRI/NMR hyperpolarized gas signal acquisition sequence during a predetermined portion of the ventilation cycle when hyperpolarized gas is in the subject. 9. A method according to claim 8, wherein the subject is a small animal. 10. A method according to claim 9, wherein the selected breath per minute cycle is about 30 BPM during MRI signal acquisition. 11. A method according to claim 9, further comprising obtaining a NMR/MRI signal having a signal strength and calibrati... | Medi-Physics, Inc. | A61M016/00 A62B007/00 F16K031/02 F16K011/00 G05D011/02
US07395108 | B2 | 2008-07-01 | System for concurrent MRI imaging and magnetic field homogeneity measurement | 2004-05-12 | A technique for acquiring magnetic field maps simultaneously with the images they affect allows improved correction of shimming and/or geometric distortions in the image and allows imaging techniques where subject motion is inevitable or required. | 1. An MRI acquisition method comprising the steps of: (a) placing a subject in a polarizing magnetic field;(b) applying an RF excitation pulse to the subject; and(c) acquiring concurrent magnetic field map data and image data from echoes of the same RF excitation pulse, the magnetic field map data and image data providing data at a plurality of points over an area of the subject; wherein the magnetic field maps are comprised of at least two parallel and spaced apart, doubly-sampled lines of k-space data;whereby differences between geometric distortions in the image data and measurements of the geometric distortions by the magnetic field map resulting from different pulse sequences are suppressed and spatial mis-registration and time shifts between the magnetic field map and the image data are reduced. 2. The MRI acquisition method of claim 1 wherein the magnetic field map data is used to correct susceptibility distortions in the concurrent image data. 3. The MRI acquisition method of claim 1 further including the steps of repeating steps (b) and (c) and of processing the multiple image data to produce a functional magnetic resonance image. 4. The MRI acquisition method of claim 1 further including the steps of repeating steps (b) and (c) and of using earlier acquired magnetic field map data to adjust currents in shim coils of an MRI scanner for acquisition of later image data. 5. The MRI acquisition method of claim 1 further including the step of causing the subject to move muscles of the subjects head or neck during the acquisition of concurrent magnetic field map data and image data. 6. The MRI acquisition method of claim 1 further including the step of analyzing the magnetic field map data and discarding selected image data based on a predetermined excessive susceptibility distortion indicated by the magnetic field map data. 7. The MRI acquisition method of claim 1 wherein the concurrent magnetic field map data and image data are derived from lines of k-space some of which are scanned more than once, and wherein the k-space lines scanned more than once are combined to create image data and compared to create magnetic field map data and wherein the difference between the times of scanning the lines of k-space that are scanned more than once is constant for different lines of k-space that are scanned more than once. 8. the method of claim 1 wherein the step of acquiring concurrent magnetic field map data and image data acquires the data of both from echoes of a single RF excitation pulse. 9. An MRI acquisition method comprising the steps of: (a) placing a subject in a polarizing magnetic field;(b) applying a series of RF excitation pulses to the subject to collect magnetic resonance data for a series of images and corresponding magnetic field maps within each pulse sequence defined by an RF excitation pulse so that pairs of magnetic field maps and images are obtained from a single RF excitation pulse and so that each magnetic field map i... | - | A61B005/05 G01V003/00
US07507968 | B2 | 2009-03-24 | Systems and methods for correcting a positron emission tomography emission image | 2003-06-17 | A method for correcting a positron emission tomography (PET) emission image is described. The method includes obtaining a PET emission sinogram of an object, obtaining a computed tomography (CT) image for a scanned portion of the object, the object having a truncated portion outside a field of view (FOV) of a CT image, determining a correction set of CT data based on a measured set of CT data within the CT sinogram, generating modified attenuation correction factors from the measured and correction sets of CT data, and correcting the PET sinogram using the modified attenuation correction factors. | 1. A method for correcting a positron emission tomography (PET) emission image comprising: obtaining a PET emission sinogram of an object;obtaining a computed tomography (CT) image for a scanned portion of the object, the object having a truncated portion outside a field of view (FOV) of a CT image;obtaining a CT sinogram for the scanned portion of the object;determining a correction set of CT data based on a measured set of CT data within the CT sinogram;generating modified attenuation correction factors from the measured and correction sets of CT data; andcorrecting the PET sinogram using the modified attenuation correction factors. 2. A method in accordance with claim 1 further comprising: determining a boundary of the object on the PET sinogram; andcomparing the boundary on the PET sinogram with a boundary of the object on the CT sinogram to determine the truncated portion. 3. A method in accordance with claim 2 wherein determining the boundary of the object on the PET sinogram comprises: traversing radially outward from a center of the PET sinogram;determining whether an intensity of a pixel along the traversed path is above a threshold; anddesignating the pixel as a portion of the boundary of the object on the PET sinogram if the intensity of the pixel is above the threshold. 4. A method in accordance with claim 2 wherein determining the boundary of the object on the PET sinogram comprises: traversing radially inward toward a center of the PET sinogram;determining whether an intensity of a pixel along the traversed path is above a threshold; anddesignating the pixel as a portion of the boundary of the object on the PET sinogram if the intensity of the pixel is above the threshold. 5. A method in accordance with claim 1 wherein the correction set of CT data is a subset of the measured CT data forming the CT sinogram. 6. A method in accordance with claim 1 wherein data values within the correction set are equal to a data value in the measured set of CT data. 7. A method in accordance with claim 1 further comprising: determining a boundary of the object on the PET sinogram, the PET sinogram representing PET emission data used to construct a PET image; andcomparing the boundary of the object on the PET sinogram with a boundary of the object on the CT sinogram having the measured CT data that is used to construct the CT image. 8. A method in accordance with claim 1 further comprising: determining a boundary of the object on the PET sinogram, the PET sinogram representing PET emission data used to construct a PET image, wherein determining the boundary of the object on the PET sinogram comprises:traversing a first row of pixels in the PET sinogram;finding a first pixel having a maximum intensity value along the traversed path;finding a second pixel having an intensity value that is above a percentage of the maximum intensity value;traversing in one direction the first row of pixels;finding a third pixel having an intensity value that is ab... | GE Medical Systems Global Technology Company, LLC | G01T001/161 G01N023/00 G06K009/00
US07304644 | B2 | 2007-12-04 | System and method for performing a virtual endoscopy | 2004-03-08 | A system and method for performing a virtual endoscopy is provided. The method comprises the steps of: calculating a distance map using three-dimensional (3D) data of a lumen; calculating a multiplanar reconstruction (MPR) of the lumen, wherein the MPR is calculated orthogonal to the lumen at an endoscope position; performing a first region growing on the MPR of the lumen at the endoscope position, wherein data associated with the first region is marked; calculating a minimum distance and a maximum distance from the marked data of the first region growing using corresponding distances from the distance map; performing a second region growing on the MPR of the lumen for data outside the first region growing, wherein data associated with the second region is marked; and performing a 3D rendering of the marked data associated with the first region growing and the second region growing. | 1. A method for performing a virtual endoscopy, comprising: calculating a multiplanar reconstruction (MPR) of a lumen;performing a two-dimensional (2D) region growing in a portion of the lumen on the MPR;marking data in the portion of the lumen during the 2D region growing as a candidate for three-dimensional (3D) rendering;performing a 3D rendering on the portion of the lumen within the marked data;replacing the marked data with the 3D rendered portion of the lumen; anddisplaying an image of the MPR with the 3D rendered portion of the lumen in an area that originally included the marked data. 2. The method of claim 1, further comprising: acquiring image data from the lumen. 3. The method of claim 2, wherein the image data is acquired by one of computed tomographic (CT), helical CT, x-ray, positron emission tomographic, fluoroscopic, ultrasound, and magnetic resonance (MR) imaging techniques. 4. The method of claim 1, wherein the lumen is one of a colon, a pancreas, a bronchi, a larynx, a trachea, a sinus, an ear canal, a blood vessel, a urethra and a bladder. 5. The method of claim 1, wherein the MPR is calculated orthogonal to the lumen. 6. The method of claim 1, wherein the MPR is calculated at an endoscope position. 7. The method of claim 1, wherein the 2D region growing is performed at the endoscope position. 8. The method of claim 1, wherein the 3D rendering is performed using one of raycasting, surface rendering and volume rendering techniques. 9. A method for performing a virtual endoscopy, comprising: calculating a distance map using three-dimensional (3D) data of a lumen;calculating a multiplanar reconstruction (MPR) of the lumen, wherein the MPR is calculated orthogonal to the lumen at an endoscope position;performing a first two-dimensional (2D) region growing in a desired portion of the lumen on the MPR at the endoscope position;marking first data in the desired portion of the lumen during the first 2D region growing as a candidate for 3D rendering;calculating a minimum distance and a maximum distance to the endoscope position in the desired portion of the lumen within the first marked data by using the distance map to identify a part of the desired portion of the lumen that was not included in the first 2D region growing;performing a second 2D region growing in the part of the desired portion on the MPR;marking second data in the part of the desired portion during the second 2D region growing as another candidate for 3D rendering;performing a 3D rendering on the desired portion of the lumen within the first marked data and the part of the desired portion within the second marked data;replacing the first marked data with the 3D rendered desired portion of the lumen and the second marked data with the 3D rendered part of the desired portion; anddisplaying an image of the MPR with the 3D rendered desired portion of the lumen in an area that originally included the first marked data and the 3D rendered part of the desired portio... | Siemens Medical Solutions USA, Inc. | G06T017/00 G06K009/00
US07749169 | B2 | 2010-07-06 | Handheld breath tester housing and mouthpiece | 2004-04-08 | A breath tester housing assembly is provided. The assembly comprises a housing having a base to be gripped by an operator, a display oriented to be in line with an operator's direct line of view while gripping the base, and a mouthpiece interface for interfacing with a removable mouthpiece so that when a subject blows into the mouthpiece, the display is not in the direct line of view of the subject. The assembly further comprises a mouthpiece for engaging to the mouthpiece interface. The mouthpiece comprises a body having a substantially planar surface. | 1. An alcohol breath testing device housing for a breath tester for use by an operator to test a subject, the housing comprising: a base to be gripped by the operator and having a front edge and a back edge opposite said front edge;a display disposed on the front edge of the base;a mouthpiece interface receiving a removable mouthpiece, said mouthpiece interface being oriented with respect to said base such that when a mouthpiece is coupled thereto, the mouthpiece extends outward from said back edge, and said mouthpiece interface being oriented with respect to said base such that when the operator stands in front of the subject and the subject blows into the mouthpiece, said display is in the direct line of view of the operator and not in the direct line of view of the subject;the mouthpiece interface comprising a generally U-shaped channel sized to receive the mouthpiece therein, the mouthpiece being configured to be pivotally coupled into the mouthpiece interface;a manual sample button located on the back edge of said base opposite the display; andan alcohol sensor fluidly connected to the mouthpiece interface, the alcohol sensor being adapted to detect alcohol present in the subject from a breath sample obtained by the subject blowing into the mouthpiece. 2. An alcohol breath testing device housing in accordance with claim 1 wherein said housing comprises a first sidewall, an opposite second sidewall coupled to the first sidewall at the front edge and the back edge, a top surface, and a bottom surface, said mouthpiece interface being located on said top surface. 3. An alcohol breath testing device housing in accordance with claim 2 wherein said first and second sidewalls of the housing are symmetrical. 4. An alcohol breath testing device housing in accordance with claim 2 wherein said mouthpiece interface is oriented such that when a mouthpiece is coupled thereto, the mouthpiece extends outward from said back edge. 5. An alcohol breath testing device housing in accordance with claim 2 wherein said mouthpiece interface is further oriented such that when the mouthpiece is coupled thereto, the mouthpiece extends at least one of obliquely from said top surface and substantially parallel to said top surface. 6. An alcohol breath testing device housing in accordance with claim 1 wherein discard breath is not directed at the operator. 7. An alcohol breath testing device housing in accordance with claim 1 further comprising at least one of a light source for illuminating at least a portion of said interface, and an opening for light to pass from an interior of said housing to an exterior of said housing for illuminating at least a portion of said interface. 8. An alcohol breath testing device housing in accordance with claim 7 further comprising at least one actuator for controlling illumination of said interface. 9. An alcohol breath testing device housing in accordance with claim 1 further comprising a mouthpiece ejector for facilitating remo... | Intoximeters, Inc. Alcotek, Inc. | A61B005/08 G01N001/22 G01N031/00
US07001337 | B2 | 2006-02-21 | Monitoring physiological parameters based on variations in a photoplethysmographic signal | 2004-03-02 | A method and apparatus are disclosed for using photoplethysmography to obtain physiological parameter information related to respiration rate, heart rate, heart rate variability, blood volume variability and/or the autonomic nervous system. In one implementation, the process involves obtaining (2502) a pleth, filtering (2504) the pleth to remove unwanted components, identifying (2506) a signal component of interest, monitoring (2508) blood pressure changes, monitoring (2510) heart rate, and performing (2512) an analysis of the blood pressure signal to the heart rate signal to identify a relationship associated with the component of interest. Based on this relationship, the component of interest may be identified (2514) as relating to the respiration or Mayer Wave. If it is related to the respiration wave (2516), a respiratory parameter such as breathing rate may be determined (2520). Otherwise, a Mayer Wave analysis (2518) may be performed to obtain parameter information related to the autonomic nervous system. | 1. A method for use in non-invasively monitoring a physiological parameter of a patient, comprising the steps of: obtaining a time-based photoplethysmographic (“pleth”) signal that is modulated based on interaction of a transmitted optical signal with blood of said patient, wherein said pleth signal includes at least a first component associated with the operation of the patient's respiratory system and a second Mayer wave component associated with the patient's autonomic nervous system;transforming said time-based pleth signal into a frecquency domain to obtain spectral information including information associated with said first component and said second Mayer wave components;processing said spectral information to distinguish an effect associated with one of said first component and second Mayer wave component from an effect associated with the other of said components; andusing said distinguished effect to monitor said physiological parameter. 2. A method as set forth in claim 1, further comprising: providing an output related to said Mayer wave. 3. A method as set forth in claim 2, wherein said step of providing an output comprises providing a graphical output that shows at least one of an amplitude and a frequency of the Mayer Wave. 4. A method as set forth in claim 1, further comprising monitoring one of said amplitude and said frequency over time to detect a variation of interest. 5. A method as set forth in claim 1, wherein said step of processing comprises extracting information regarding at least one of an amplitude and a frequency of a Mayer Wave. 6. A method as set forth in claim 5, wherein said step of processing comprises filtering the spectral information to extract information regarding the Mayer Wave. 7. A method as set forth in claim 6, wherein said step of filtering comprises band pass filtering the spectral information using a frequency band that passes a spectral peak of said spectral information located between about 0.05 Hz and 0.5 Hz. 8. A method as set forth in claim 1, further comprising: processing said spectral information to identify a variation in blood volume. 9. A method as set forth in claim 1, wherein said step of processing comprises first analyzing said spectral information to obtain heart rate information. 10. A method as set forth in claim 9, wherein said step of processing further comprises monitoring said heart rate information over time to obtain a time series of heart rate values. 11. A method as set forth in claim 9, wherein said step of processing further comprises second analyzing said heart rate information to obtain information regarding heart rate variability. 12. A method as set forth in claim 9, wherein said heart rate information comprises a time series of heart rate values and said step of processing further comprises filtering said time series of heart rate values to identify a low frequency variability therein. 13. A method as set forth in claim 12, wherein said low frequency vari... | Datex-Ohmeda, Inc. | A61B005/02
US07289652 | B2 | 2007-10-30 | Medical viewing system and method for detecting and enhancing structures in noisy images | 2002-11-04 | A medical viewing system for displaying a sequence of images of a medical intervention that comprises moving and/or positioning a tool in a body organ, which tool is carried by a support to which at least one marker is attached at a predetermined location with respect to the tool, comprising means for acquiring the sequence of images, and for processing said images during the medical intervention, wherein: extracting means for automatically extracting at least one marker that is attached to the tool support and that neither belongs to the tool nor to the body organ, and yielding the marker location information; computing means for automatically deriving the tool location information from the marker location information, and enhancing means for improving the visibility of the tool and/or the body organ in order to check whether the medical intervention stages are successfully carried out. | 1. A medical viewing system for displaying a sequence of images of a medical intervention that comprises positioning a tool in a body organ, the tool configured to be carried by a support, wherein the support includes at least one localizing feature marker at a predetermined location with respect to the tool, comprising: acquisition means for acquiring the sequence of images;processing means for processing said images of the sequence of images;extraction means for extracting information from said images related to the at least one localizing feature marker of the support and for use in computing marker location information;computer means for calculating tool location information as a function of the marker location information; andenhancement means for enhancing a visibility of the tool and the body organ within the displayed sequence of images as a function of the calculated tool location information. 2. The system of claim 1, further comprising controller means to direct the processing means in connection with a selected stage of the medical intervention. 3. The system of claim 1, wherein the computer means further comprises: selection means for selecting a reference image of the sequence and at least one reference marker in the reference image; andregistration means configured to use marker location information extracted from (i) the reference image and (ii) a current image of the sequence, for registering the current image of the sequence on the reference image by matching the extracted marker of the current image to the reference marker of the reference image. 4. The system of claim 1, wherein the enhancement means further comprises: storage means for storing information related to dimensions of the tool or the body organ; andcomputer means, configured to use the marker location information and the information related to dimensions of the tool or the body organ, to extract and enhance image features of the tool or the body organ within the displayed sequence of images. 5. The system of claim 4, wherein the enhancement means for enhancing further comprises: zoom means for zooming on a region of interest within the displayed sequence of images;noise filter means for filtering noise as part of enhancing objects of interest within the displayed sequence of images; andbackground subtraction means for subtracting background from the displayed sequence of images. 6. The medical viewing system of claim 1, wherein the tool includes a balloon carried by a monorail support, said support including two attached localizing balloon markers;the extraction means determines balloon marker location information;the computer means derives balloon location information at least in part from the balloon marker location information and the enhancement means improves the visibility of the balloon or the area in the vicinity of the balloon; and further comprising:a display means for displaying the images during the intervention. 7. The system of claim 6, further... | Koninklijke Philips Electronics, N. V. | G06K009/00
US20060135854 | A9 | 2006-06-22 | Sleep study software architecture | 2003-05-16 | Sleep study test results and patient information gathered at remote test sites are compressed, encrypted, and transmitted to a central server for storage. A test scoring technician, at a remote site may, upon proper authentication, access the data, interpret it, and generate and store his interpretation. A physician at another remote site may also, upon proper authentication, access the data and the scorer's interpretation thereof. | 1. A method of storing patient information and sleep test data on a central server, said method comprising steps of obtaining information about a patient and storing said information at at least one remote site, testing the patient for sleep activity at said remote site and producing test data, combining and transmitting said information and said test data from said remote site to said central server, making said combined information and test data available to a test scorer at another remote site and allowing the scorer to score the test data and generate an interpretation of the combined information and test data, and making said combined information, test data, and interpretation, if generated, available to a physician at another remote site. 2. The invention of claim 1, further comprising a step of compressing and encrypting said patient information and test data prior to said transmitting step. 3. The invention of claim 1, comprising a further step of authenticating said scorer before the step of making the combined information and test data available to the scorer. 4. The invention of claim 1, comprising a further step of authenticating said physician before the step of making the combined information, test data and interpretation available to the physician. 5. The invention of claim 1, further comprising a step of notifying said physician when said information and test data are available for access. 6. A sleep study information gathering and dissemination system comprising a central server, a plurality of remote test stations, means for encrypting and compressing test results and patient information gathered at said remote test stations to said central server, means for making said test results and patient information available to a test scorer at a remote location upon proper authentication, and means for making said test results and patient information, and any interpretation generated by said scorer, to a physician at a remote location upon proper authentication. | SleepEx Systems, Inc. | A61B005/00
US20040199069 | A1 | 2004-10-07 | Device and method for preventing magnetic resonance imaging induced damage | 2003-04-02 | An electromagnetic shield has a first patterned or apertured layer having non-conductive materials and conductive material and a second patterned or apertured layer having non-conductive materials and conductive material. The conductive material may be a metal, a carbon composite, or a polymer composite. The non-conductive materials in the first patterned or apertured layer may be randomly located or located in a predetermined segmented pattern such that the non-conductive materials in the first patterned or apertured layer are located in a predetermined segmented pattern with respect to locations of the non-conductive materials in the second patterned or apertured layer. | What is claimed is: 1. A magnetic-resonance imaging process, comprising: (a) imaging a tissue region according to an image acquisition sequence; and (b) adjusting the image acquisition sequence, in response to a predetermined parameter, to allow for cooling of the imaged tissue region. 2. The magnetic-resonance imaging process as claimed in claim 1, wherein the predetermined parameter is a relative temperature change of the tissue region being imaged. 3. The magnetic-resonance imaging process as claimed in claim 1, wherein the predetermined parameter is a specific absorption ratio at the tissue region being imaged. 4. The magnetic-resonance imaging process as claimed in claim 1, further comprising: (c) measuring a temperature change of the tissue region being imaged; and (d) determining if the measured temperature change is above a predetermined threshold; the image acquisition sequence being automatically adjusted in response to the measured temperature change being determined to be above the predetermined threshold. 5. The magnetic-resonance imaging process as claimed in claim 1, further comprising: (c) measuring a temperature change of the tissue region being imaged; and (d) displaying the measured temperature change; the image acquisition sequence being manually adjusted in response to the displayed measured temperature change being above a predetermined threshold. 6. The magnetic-resonance imaging process as claimed in claim 1, further comprising: (c) measuring a temperature change of the tissue region being imaged; and (d) determining if the measured temperature change is above a predetermined threshold; the image acquisition sequence being automatically halted in response to the measured temperature change being determined to be above the predetermined threshold until the measured temperature change falls below the predetermined threshold. 7. The magnetic-resonance imaging process as claimed in claim 1, further comprising: (c) measuring a temperature change of the tissue region being imaged; and (d) displaying the measured temperature change; the image acquisition sequence being manually halted in response to the measured temperature change being determined to be above the predetermined threshold until the measured temperature change falls below the predetermined threshold. 8. The magnetic-resonance imaging process as claimed in claim 1, further comprising: (c) measuring a specific absorption ratio of the tissue region being imaged; and (d) determining if the measured specific absorption ratio is above a predetermined threshold; the image acquisition sequence being automatically adjusted in response to the measured specific absorption ratio being determined to be above the predetermined threshold. 9. The magnetic-resonance imaging process as claimed in claim 1, further comprising: (c) measuring a specific absorption ratio of the tissue region being imaged; and (d) displaying the measured specific absorption ratio; ... |  | A61B005/055
US20040254490 | A1 | 2004-12-16 | Device for measuring the respiratory rate | 2004-06-10 | On an anti-blackout suit (1) operating according to the hydrostatic principle, a pressure measurement cell (3) is arranged at, for example, the lowest point of a liquid-conveying vein (2) which, by its internal pressure, generates the circulation stress required for the anti-blackout suit (1). Pressure changes arise as a result of the volume changes, during respiration, in the person wearing the anti-blackout suit (1), and these pressure changes are measured by the pressure measurement cell (3) and, for example, transmitted to an evaluation apparatus via a cable (5). Both a display device and also a memory device can be linked to the evaluation unit. | 1. A device for measuring the respiration rate and the breathing pattern of a person wearing an anti-blackout suit operating according to the hydrostatic principle, with liquid-conveying veins (2) which can extend substantially the entire length of the anti-blackout suit, an orthostasis suit or a hypoxia garment, characterized in that a pressure measurement cell (3) is present which is inside a liquid-filled, liquid-tight sheath and is in pressure-communicating connection with one of the veins (2), or with the inside of the garment, an evaluation apparatus (4) is present which evaluates and processes the measurement values of the pressure measurement cell (3) and is set up in such a way that it can feed both a display device (6) and a memory device (7). 2. The device as claimed in patent claim 1, characterized in that the pressure measurement cell (3) is arranged in the inside of a vein (2) of an anti-blackout suit. 3. The device as claimed in patent claim 1, characterized in that the pressure measurement cell (3) is arranged in the inside of a vessel which is connected via a tube to a vein (2) of the anti-blackout suit in such a way that it communicates with this vein (2) in a liquid-communicating and pressure-communicating manner. 4. The device as claimed in patent claim 2 or 3, characterized in that the pressure measurement cell (3) is situated at the level of the lowest point of the vein (2) of the anti-blackout suit. 5. The device as claimed in patent claim 2 or 3, characterized in that the pressure measurement cell (3) is connected via a cable (5) to the evaluation apparatus (4), which cable (5) transmits to the evaluation apparatus (4) the values determined by the pressure measurement cell (3). 6. The device as claimed in patent claim 2 or 3, characterized in that an optocoupler is present and is linked to the pressure measurement cell (3), said optocoupler transmitting to the evaluation apparatus (4) the values determined by the pressure measurement cell (3). 7. The device as claimed in patent claim 2 or 3, characterized in that a radio apparatus is present and is linked to the pressure measurement cell (3), said radio apparatus transmitting to the evaluation apparatus (4) the values determined by the pressure measurement cell (3). 8. The device as claimed in patent claim 1, characterized in that a display device (6) is present and is linked to the evaluation apparatus (4). 9. The device as claimed in patent claim 1, characterized in that a memory device (7) is present and is linked to the evaluation apparatus (4). 10. The device as claimed in patent claim 1, characterized in that both a display device (6) and also a memory device (7) are present and both are linked to the evaluation apparatus (4). |  | A62B007/00 A61M016/00 F16K031/02 A61B005/08
US20040242985 | A1 | 2004-12-02 | Dermal fastener | 2004-06-14 | A dermal fastener includes a first adhesive for adherence to an article and a second adhesive for adherence to skin. The second adhesive is a non-liquid water containing film including an organic polymer plasticized with a polyhydric alcohol with the organic polymer being derived from a monomeric mixture including from about 2 to about 30 pph acrylic acid to about 1 to about 30 pph of a glycol vinyl ether and about 0.01 to about 1.5 pph of a crosslinking agent. The first and second adhesives may also be disposed on opposite sides of a membrane if partition of fluid components in the adhesives is desired. | What is claimed is: 1. A dermal fastener comprising: a membrane; a first adhesive, disposed on one side of said membrane, for adherence to an article; and a second adhesive, disposed on another side of said membrane, for adherence to skin, said second adhesive comprising a non-liquid water containing film including an organic polymer plasticized with a polyhydric alcohol with said organic polymer being derived from a monomeric mixture comprising from about 2 to about 30 pph acrylic acid, about 2 to about 30 pph of a glycol vinyl ether, and a crosslinking agent, wherein said crosslinking agent is selected from the group consisting of metal acetylacetonate and polyaziridines. 2. The fastener according to claim 1 wherein said polyhydric alcohol is glycerol. 3. The fastener according to claim 2 wherein said crosslinking agent is aluminum acetonate and comprises from 0.05 to 0.3 pph of said monomeric mixture. 4. The fastener according to claim 2 wherein said cross linking agent is a polyaziridine and comprises from 0.05 to 0.3 pph of said monomeric mixture. 5. The fastener according to claim 1 wherein said glycol vinyl ether is selected from the group consisting of hydroxybutylvinylether, ethyleneglycolvinylether, diethylene glycol vinyl ether, and triethyleneglycolmethylvinylether. 6. The fastener according to claim 5 wherein said glycol-vinylether is diethylene glycol vinyl ether. 7. The fastener according to claim 1 wherein said monomeric mixture further comprises glycerol. 8. The fastener according to claim 1 wherein said monomeric mixture further comprises vinylimidazole. 9. The fastener according to claim 8 wherein said monomeric mixture further comprises from about 0.1 to about 1.0 vinylimidazole. 10. The fastener according to claim 8 wherein said glycol vinyl ether is selected from the group consisting of hydroxybutylvinylether, ethyleneglycolvinylether, diethylene glycol vinyl ether, and triethyleneglycolmethylvinylether. 11. The fastener according to claim 10 wherein said glycol-vinylether is diethylene glycol vinyl ether. 12. The fastener according to claim 8 wherein said monomeric mixture further comprises glycerol. 13. The fastener according to claim 1 wherein said monomeric mixture comprises a thickening agent that is a methacrylic polymer. 14. The fastener according to claim 13 wherein said monomeric mixture comprises from 0.5 to 5 pph methacrylic polymer. 15. The fastener according to claim 13 wherein said glycol vinyl ether is selected from the group consisting of hydroxybutylvinylether, ethyleneglycolvinylether, diethylene glycol vinyl ether, and triethyleneglycolmethylvinylether. 16. The fastener according to claim 15 wherein said glycol-vinylether is diethylene glycol vinyl ether. 17. The fastener according to claim 13 said monomeric mixture further comprises glycerol. 18. The fastener according to claim 1, 8 or 13 wherein said second adhesive comprises a first layer having a relatively low peel... |  | A61B005/04
US20040242994 | A1 | 2004-12-02 | Dynamic contrast enhanced magnetic resonance imaging | 2004-07-14 | A method of dynamic contrast enhanced magnetic resonance imaging, and of processing the signals from such imaging, in order to improve the characterisation of tissue types being imaged. A calculation of the longitudinal relaxation time T1 is made for each voxel in the image by applying pulse sequences having different flip angles or TRs and fitting the resulting resonance signals to a model of the imaging process. Dynamic, contrast-enhanced imaging is then conducted and by using the T1 values the results may be fitted to a pharmacokinetic model of the uptake of contrast agent in the tissue being imaged. This gives values for physiological parameters relating to the permeability of the tissue and the extravascular extracellular space volume fraction. These, together with the T1 value provide an excellent characterisation of the tissue as malignant or benign. The parameters may be displayed using a vector map or by displaying each of them in a different colour, allowing a quick and meaningful of the image to be made. | 1: A method of enhancing a dynamic contrast-enhanced magnetic resonance image comprising the steps of: for each voxel of the image fitting to the magnetic resonance signal a parameterised pharmaco-kinetic model of the contrast enhancement process in the sample being imaged to calculate the values of parameters of the model which represent properties of the imaged sample, and displaying the image with each of said parameters being represented in a visually distinguishable manner. 2: A method according to claim 1 wherein the parameters are each represented by a different colour whose intensity is representative of the value of the parameter. 3: A method according to claim 1 wherein the parameters for each of a plurality of regions of the sample are represented as components of a vector displayed for each region. 4: A method according to claim 3 wherein at least one of the parameters is represented by the intensity or colour of the displayed vector. 5: A method according to claim 1 wherein the parameters are represented in a relative phase coherence map. 6: A method according to claim 1 wherein the parameters include at least one parameter representative of the physiology of the imaged sample. 7: A method according to claim 6 wherein the at least one parameter representative of the physiology of the imaged sample is at least one of: the extravascular extracellular space (EES) volume fraction, and the permeability surface area product per unit volume of the sample (Ktrans). 8: A method according to claim 1 wherein the parameters include at least one parameter representative of the structure of the imaged sample. 9: A method according to claim 8 wherein the at least one parameter representative of the structure of the imaged sample is the longitudinal relaxation time (T1). 10: A method according to claim 1 wherein the parameterised pharmaco-kinetic model is a two- or three-compartment pharmaco-kinetic model. 11: A method of magnetic resonance imaging comprising the steps of: acquiring resonance signals by applying to a subject successive electromagnetic pulse sequences, each sequence differing in a selected acquisition parameter, and calculating from the resonance signals the longitudinal relaxation time (T1) for the sample. 12: A method according to claim 11 wherein the selected acquisition parameter which differs from sequence to sequence is the flip angle. 13: A method according to claim 11 wherein the selected acquisition parameter which differs from sequence to sequence is the repetition time (TR). 14: A method according to claim 12 wherein the selected acquisition parameter is varied from sequence to sequence to minimise the error in the longitudinal relaxation time (T1) over the range expected in the sample, such as, by example the Monte Carlo simulation/method. 15: A method according to claim 11 wherein the pulse sequence is a gradient echo sequence. 16: A method according to claim 15 wherein the pulse sequence ... |  | A61B005/05 G01V003/00
US20040260189 | A1 | 2004-12-23 | Control of data transmission between a remote monitoring unit and a central unit | 2004-02-13 | A patient is monitored using a monitoring apparatus including a remote monitoring unit associated with the patient and having a sensor that measures a physiological characteristic of the patient, a central unit, and a communications device which selectively establishes a communications link between the remote monitoring unit and the central unit. The remote monitoring unit obtains a monitored data set for the patient, analyzes the monitored data set to obtain a derived data set from the monitored data set, and determines from the derived data set that communication with the central unit is required. A communications link is established with the central unit, and the remote monitoring unit transmits to the central unit an initially transmitted data set related to the monitored data set. The central unit analyzes the initially transmitted data set and instructs the remote monitoring unit as to any additional transmitted data set related to the monitored data set that is to be transmitted from the remote monitoring unit to the central unit and a time at which the additional transmitted data set is to be transmitted. | 1. (Canceled) 2. A system comprising: a remote monitoring unit including: a sensor to measure a physiological characteristic of a heart of a patient, a first data processing unit to analyze the sensor measurements of the physiological characteristic to determine if communication with a central unit is desired, and a first communications device to communicate with the central unit in response to prompting by the first data processing unit, the first communications device to transmit data corresponding to the sensor measurements; and a central unit including: a second data processing unit to receive the data communicated from the remote monitoring unit and to identify additional data to be transmitted by the remote monitoring unit, and a second communications device to communicate the identity of the additional data to the remote monitoring unit. 3. The system of claim 2, wherein: the second data processing unit is configured to identify a time when the additional data is to be transmitted by the remote monitoring unit; and the second communications device is configured to communicate the time to the remote monitoring unit. 4. The system of claim 2, wherein the remote monitoring unit further includes a data storage device configured to store data including additional data marked for later transmission to a central unit, and immediate data for current transmission to the central unit. 5. The system of claim 2, wherein the first communications device is configured to transmit a code for a cardiac abnormality to the central unit. 6. The system of claim 2, wherein the remote monitoring unit is configured to identify the immediate measurement information using a patient-specific warning limit. 7. The system of claim 2, wherein the first communications device comprises: a wireless communications device configured to transmit data over a wireless connection to the central unit; and a wired communications device configured to transmit data over a wired connection to the central unit. 8. The system of claim 2, wherein the sensor is configured to measure a cardiogram of the patient. 9. The system of claim 2, wherein the remote monitoring unit further comprises at least one other sensor configured to measure another physiological characteristic of the patient. 10. The system of claim 2, wherein the central unit further comprises a patient history storage to store a personal history of the patient. 11. The system of claim 2, wherein the central unit further comprises a communications link to a human for review of the data communicated from the remote monitoring unit. 12. A remote monitoring device comprising: a sensor configured to measure a physiological characteristic of a heart of a patient; a data processing unit configured to analyze the sensor measurements of the physiological characteristic; and a data storage device including: prior measurement information marked for later transmission to a central unit, immediate measurem... | CardioNet, Inc., a California corporation. | A61B005/04
US06823207 | B1 | 2004-11-23 | Integrated fluoroscopic surgical navigation and imaging workstation with command protocol | 2000-08-26 | A medical diagnostic imaging system includes an X-ray source and X-ray detector, sensors tracking a position of at least one of a surgical instrument and the X-ray detector, and an integrated imaging and navigation workstation. The integrated imaging and navigation workstation includes at least one processor executing fluoroscopic imaging based on an output of the X-ray detector and navigation tracking of positions of a surgical instrument and positions of an X-ray detector with respect to a coordinate system. The integrated imaging and navigation workstation also includes an input receiving surgical instrument tracking signals from the sensors, an input receiving detector tracking signals from the sensors, and a display for displaying fluoroscopic images with a displayed instrument superimposed. In particular, one or more relations of the displayed instrument with respect to the fluoroscopic image (e.g., coordinate location and rotation) corresponds to the relation of the surgical instrument to the patient. | What is claimed is: 1. A medical diagnostic imaging system comprising:an X-ray source and X-ray detector; a surgical instrument; sensors tracking a position of at least one of said surgical instrument and said X-ray detector by outputting signals; an imaging and navigation workstation including an imaging subsystem executing fluoroscopic imaging based on an output of said X-ray detector and a navigation subsystem tracking a signal from at least one of said sensors, wherein the signal is representative of a position of at least one of said surgical instrument and said X-ray detector with respect to a coordinate system; a private digital communication interface bi-directionally coupling said imaging subsystem to said navigation subsystem to help accomplish at least synchronization of image acquisition and coordinate determination; and a display for displaying fluoroscopic images superimposed with a displayed instrument such that a relation of said displayed instrument with respect to said fluoroscopic image corresponds to a relation of said surgical instrument to a patient. 2. The medical diagnostic imaging system of claim 1 wherein command and control information is sent between said imaging subsystem and said navigation subsystem over said digital communication interface to coordinate imaging and navigation functions. 3. The medical diagnostic imaging system of claim 1 wherein imaging information is sent from said imaging subsystem to said navigation subsystem over said digital communication interface. 4. The medical diagnostic imaging system of claim 1 wherein imaging information and command and control information are sent between said imaging subsystem and said navigation subsystem over said digital communication interface. 5. The medical diagnostic imaging system of claim 1 wherein said digital communication interface comprises a network. 6. The medical diagnostic imaging system of claim 1 wherein said navigation subsystem and said imaging subsystem are electrically and mechanically integrated in said workstation. 7. The medical diagnostic imaging system of claim 1 further comprising a tracker module comprising an input receiving surgical instrument tracking signals from said sensors. 8. The medical diagnostic imaging system of claim 1 further comprising a tracker module comprising an input receiving detector tracking signals from said sensors. 9. The medical diagnostic imaging system of claim 1, wherein said imaging and navigation subsystems are placed within a self-contained mobile cart system. 10. A medical diagnostic imaging system comprising:a surgical instrument; an X-ray source and X-ray detector, sensors tracking a position of at least one of said surgical instrument and said X-ray detector, wherein each of said sensors outputs a pulsed signal; an imaging and navigation workstation including an imaging subsystem executing fluoroscopic imaging based on an output of said X-ray detector and a navigation subsystem tracking pul... | GE Medical Systems Global Technology Company, LLC | A61B005/05 H05G001/08
US06802817 | B2 | 2004-10-12 | Devices and methods for cervix measurement | 2003-02-12 | The present invention provides several devices and methods for determining dimensions of female reproductive organs. In one embodiment, a device for determining a dimension of a female reproductive organ includes a hollow member having a lumen, a measurement member insertable into the lumen of the hollow member and having a measurement scale disposed along a proximal portion, and a flange having a body offset substantially perpendicular to the hollow member. A device having a measurement member with a distal end extending substantially perpendicular to a main body, and an outer member with an open face and a space for advancement therethrough of the measurement member, wherein the outer member slidably engages the measurement member, is also provided. | What is claimed is: 1. A device for determining a dimension of an organ comprising:a hollow member having a distal end, a proximal end, and a lumen therebetween, a measurement member having a distal portion, a proximal portion, and a measurement scale disposed along the proximal portion, wherein the measurement member is insertable into the lumen of the hollow member, a flange having a body offset substantially perpendicular to the hollow member, wherein the flange is attached to the distal end of the hollow member, and a light element configured to emit light toward the distal end of the measurement member, the light element comprising a light emitting component and an attachment means coupled to the light emitting component, wherein the attachment means is configured to secure the light element to the hollow member and the attachment means comprises screws. 2. The device of claim 1, further comprising a power source and a plurality of lead wires electrically coupling the light emitting component of the light element to the power source. 3. The device of claim 1, wherein the flange comprises a plurality of measurement markings on the body, and an opening suitable for advancement therethrough of the measurement member. 4. The device of claim 3, wherein the flange is constructed of a substantially translucent material. 5. The device of claim 1, wherein the measurement scale of the measurement member comprises a plurality of color-coded incremental markings. 6. A device for determining a dimension of an organ comprising:a hollow member having a distal end, a proximal end, and a lumen therebetween, a measurement member having a distal portion, a proximal portion, and a measurement scale disposed along the proximal portion, wherein the measurement member is insertable into the lumen of the hollow member, a flange having a body offset substantially perpendicular to the hollow member, wherein the flange is attached to the distal end of the hollow member, and a light element configured to emit light toward the distal end of the measurement member, the light element comprising a light emitting component and an attachment means coupled to the light emitting component, wherein the attachment means is configured to secure the light element to the hollow member and the attachment means comprises snap-on clips. 7. The device of claim 6, further comprising a power source and a plurality of lead wires electrically coupling the light emitting component of the light element to the power source. 8. The device of claim 6, wherein the flange comprises a plurality of measurement markings on the body, and an opening suitable for advancement theretbrough of the measurement member. 9. The device of claim 8, wherein the flange is constructed of a substantially translucent material. 10. The device of claim 6, wherein the measurement scale of the measurement member comprises a plurality of color-coded incremental markings. | Cervilenz, Inc. | A61B005/103 A61B005/107
US06808497 | B2 | 2004-10-26 | Blood-pressure measuring apparatus and inferior-and-superior-limb blood-pressure-index measuring apparatus | 2002-10-07 | An apparatus for measuring a blood pressure of a living subject, including an inflatable cuff which has an inside surface adapted to contact a body surface of the subject and an outside surface exposed to an ambient air, and which is adapted to be wound around a portion of the subject to press the portion of the subject, a temperature sensor which is provided in the inside surface of the cuff and detects, in a state in which the cuff is wound around the portion of the subject, a temperature of the portion of the subject, and a display device which displays the temperature of the portion of the subject detected by the first temperature sensor. | What is claimed is: 1. An apparatus for measuring a blood pressure of a living subject, comprising:an inflatable cuff which has an inside surface adapted to contact a body surface of the subject and an outside surface exposed to an ambient air, and which is adapted to be wound around a portion of the subject to press the portion of the subject; a first temperature sensor which is provided in the outside surface of the cuff and detects, in a state in which the cuff is wound around the portion of the subject, a temperature of the portion of the subject; a second temperature sensor which is provided in the outside surface of the cuff and detects, in the state in which the cuff is wound around the portion of the subject, a temperature of the ambient air; a temperature-difference determining means for determining a difference between the temperature of the portion of the subject detected by the first temperature sensor and the temperature of the ambient air detected by the second temperature sensor, and a display device which displays the temperature of the portion of the subject, detected by the first temperature sensor, the temperature of the ambient air, detected by the second temperature sensor, and the temperature difference determined by the temperature-difference determining means. 2. An apparatus for measuring a blood pressure of a living subject, comprising:an inflatable cuff which has an inside surface adapted to contact a body surface of the subject and an outside surface exposed to an ambient air, and which is adapted to be wound around a portion of the subject to press the portion of the subject; a first temperature sensor which is provided in the inside surface of the cuff and detects, in a state in which the cuff is wound around the portion of the subject, a temperature of the portion of the subject; a second temperature sensor which is provided in the outside surface of the cuff and detects, in the state in which the cuff is wound around the portion of the subject, a temperature of the ambient air; a temperature-difference determining mean for determining a difference between the temperature of the portion of the subject detected by the first temperature sensor and the temperature of the ambient air detected by the second temperature sensor; a judging means for judging whether the temperature difference determined by the temperature-difference determining means is greater than a reference value; and an output device which outputs information indicating a judgment made by the judging means. 3. An apparatus for measuring an inferior-and-superior-limb blood-pressure index of living subject, comprising:an inferior-limb blood-pressure measuring device which includes an inferior-limb cuff adapted to be wound around an inferiority of the subject and measures a blood pressure of the inferior limb; a superior-limb blood-pressure measuring device which includes a superior-limb cuff adapted to be wound around a superior limb of the subject ... | Colin Medical Technology Corporation | A61B005/02
US06823202 | B2 | 2004-11-23 | Iontophoretic power supply | 2002-04-01 | An iontophoretic power supply comprising hardware and software. The hardware includes means for interfacing with an iontophoretic output device; microprocessor means and a computer readable medium. The software is recorded on the computer readable medium and executable by the microprocessor means. The software is capable of performing the steps of facilitating the providing of at least one operating parameter by a user and applying the provided operating parameters to an interfaced iontophoretic device. | What is claimed is: 1. An iontophoretic power supply comprising:hardware including means for interfacing with an external output device; means for interfacing with an external communication device; means for interfacing with sensors; microprocessor means; and computer readable medium; and; software, recorded on the computer readable medium, executable by the microprocessor means, for performing the steps of: facilitating the providing of at least one operating parameter by a user, the at least one operating parameter comprising at least one parameter selected from the group consisting of: voltage limit, steady state current magnitude, ramp-up rate, ramp-down rate, number of cycles and number of sequences; and applying the provided operating parameters to an interfaced iontophoretic device. 2. The iontophoretic power supply of claim 1 wherein the external output device interfacing means comprises a pair of leads which are associatable with opposing electrodes of an iontophoretic device. 3. The iontophoretic power supply of claim 1 wherein the software further performs the step of: storing data gathered during the step of applying the provided operating parameters to the external output device. 4. The iontophoretic power supply of claim 3 wherein the hardware further includes means for communicating with an external device, the software further performing the step of transmitting the stored data gathered during the step of applying the provided parameters to an external output device. 5. The iontophoretic power supply of claim 3 wherein the hardware further includes at least one sensor, be it internal or external, the software further performing the step of storing data pertaining to the sensor during the step of applying the provided operating parameters to the external output device. 6. The iontophoretic power supply of claim 1 wherein the hardware further includes means for communicating with an external device, the step of facilitating the entry of at least one operating parameter by a user further comprises the step of: transferring at least one operating parameter from an external device to the power supply through the communicating means. 7. The iontophoretic power supply of claim 1 wherein the at least one operating parameter comprises a plurality of operating parameters. 8. A method of emulating an iontophoretic power supply to supply an iontophoretic treatment via an iontophoretic device, the method comprising the steps of:providing at least one operating parameter to the power supply, the operating parameter comprising at least one parameter selected from the group consisting of voltage limit, steady state current magnitude, ramp-up rate, ramp-down rate, number of cycles and number of sequences; and applying the provided operating parameters to the external iontophoretic device 9. The method of claim 8 wherein the step of providing further comprises the step of:communicating with an external device; and receiving at least one... | Iomed, Inc. | A61B005/05
US06969356 | B2 | 2005-11-29 | Inflatable cuff for blood pressure measurement | 2004-03-15 | An inflatable cuff for blood pressure measurement includes a first inflatable bag which is inflatable to press an arterial vessel of a body portion of a living subject and stop flow of blood in the arterial vessel which the inflatable cuff is adapted to be wound around the body portion; a second inflatable bag for sensing a pulse wave propagating along the arterial vessel, which is supported by the inflatable cuff such that the second inflatable bag is located inside a downstream-side portion of the first inflatable bag in the direction of the blood flows in the arterial vessel, and which has a dimension as measured in the direction that is smaller than a dimension of the first inflatable bag as measured in said direction; and a fluid-filled bag which is located between the second inflatable bag and the body portion and which is filled with incompressible fluid. | 1. An inflatable cuff for blood pressure measurement, comprising: a first inflatable bag adapted to be wound around a body portion of a living subject and inflatable to press an arterial vessel of the body portion and to stop flow of blood in the arterial vessel;a second inflatable bag for sensing a pulse wave propagating along the arterial vessel, the second inflatable bag is supported by the inflatable cuff such that the second inflatable bag is located inside a downstream-side portion of the first inflatable bag as seen in the direction in which the blood flows in the arterial vessel, and which has a dimension as measured in said direction that is smaller than a dimension of the first inflatable bag as measured in said direction;a fluid-filled bag that is adapted to be located between the second inflatable bag and the body portion and is filled with incompressible fluid; anda shield plate that is located between the first inflatable bag and the second inflatable bag. 2. An apparatus according to claim 1, wherein the incompressible fluid is a liquid. 3. An apparatus according to claim 1, wherein the incompressible fluid is a gel. 4. An apparatus according to claim 1, wherein the fluid-filled bag has a size and is located such that the fluid-filled bag is present in a whole space between the second inflatable bag and the body portion of the living subject in a state that the inflatable cuff is wound around the body portion. 5. An apparatus according to claim 4, wherein the incompressible fluid is a liquid. 6. An apparatus according to claim 4, wherein the incompressible fluid is a gel. 7. An apparatus according to claim 1, wherein the fluid-filled bag has a size and is located such that the second inflatable bag and the fluid-filled bag are overlapped in a state that the inflatable cuff is would around the body portion. 8. An apparatus according to claim 7, wherein the incompressible fluid is a liquid. 9. An apparatus according to claim 7, wherein the incompressible fluid is a gel. 10. An inflatable cuff for blood pressure measurement, comprising: a first inflatable bag to be wound around a body portion of a living subject and inflatable to press an arterial vessel of the body portion and to stop flow of blood in the arterial vessel;a second inflatable bag for sensing a pulse wave propagating along the arterial vessel, the second inflatable bag is supported by the inflatable cuff such that the second inflatable bag is located inside a downstream-side portion of the first inflatable bag as seen in the direction in which the blood flows in the arterial vessel, and which has a dimension as measured in said direction that is smaller than a dimension of the first inflatable bag as measured in said direction;a fluid-filled bag that is adapted to be located between the second inflatable bag and the body portion and is filled with incompressible fluid; anda shield plate that is located between the first inflatable bag and the second inflatable ... | Colin Medical Technology Corporation | A61B005/02
US06829496 | B2 | 2004-12-07 | Blood component measurement apparatus | 2002-11-19 | In a pulse oximeter (blood component measurement apparatus), a subject body is irradiated periodically with red light and infrared light. Then, carried out sequentially in a time sharing manner are the measurement of the transmitted light intensity through the subject body, the measurement of the pulse wave component of the transmitted light intensity, and the measurement of the dark level in the state that the subject body is not irradiated with the light. On the basis of these measurement values, oxygen saturation of the arterial blood is measured. In the present embodiments, each measurement is carried out with a time interval equal to the period corresponding to the line frequency. In this approach, periodic noise of the line frequency or other noise are eliminated in dark level correction. This permits precise measurement of the blood component. | What is claimed is: 1. A blood component measurement apparatus for measuring a blood component in the arterial blood of a subject body comprising:an illuminating device for illuminating said subject body with predetermined light periodically at first timings; a light intensity detector for detecting light intensity measurement values of light transmitted through said subject body; a dark level detector for detecting dark level measurement values periodically at second timings without illumination from said illuminating device; a pulse wave detector for extracting a pulse wave component from said light intensity measurement values, and thereby detecting pulse wave measurement values; and a blood component measurer for measuring the blood component of said arterial blood on the basis of said light intensity measurement values, said dark level measurement values, and said pulse wave measurement values; wherein each time interval between said first timings and said second timings is an integer multiple of the period corresponding to a line frequency. 2. The blood component measurement apparatus according to claim 1, further comprising an actuator for executing a plurality of measurement operations each shifted by a predetermined phase difference of the line frequency, in the measurement in which said first timings and said second timings are repeated alternately. 3. The blood component measurement apparatus according to claim 2, further comprising a first corrector for correcting said light intensity measurement values detected at said first timings, and a second corrector for correcting said pulse wave measurement values, on the basis of said dark level measurement values detected at said second timings each shifted from each of said first timings by the integer multiple of the period corresponding to the line frequency. 4. The blood component measurement apparatus according to claim 3, further comprises a processor for applying a digital filtering process onto a time difference values of said dark-level corrected light intensity measurement values and said dark-level corrected pulse wave measurement values. 5. The blood component measurement apparatus according to claim 2, further comprising a first corrector for correcting said light intensity measurement values detected at said first timings, and a second corrector for correcting said pulse wave measurement values, on the basis of said dark level measurement values detected at said second timings each in the vicinity of each of said first timings. 6. The blood component measurement apparatus according to claim 2, wherein each of said plurality of measurement operations is the combination of: the measurement of light intensity measurement values; the measurement of dark level measurement values used for the correction of said light intensity measurement values; the measurement of pulse wave measurement values; and the measurement of dark level measurement values used for the correction of ... | Minolta Co., Ltd. | A61B005/00
US07190988 | B2 | 2007-03-13 | Analyte monitoring device and methods of use | 2003-11-24 | An analyte monitor includes a sensor, a sensor control unit, and a display unit. The sensor has, for example, a substrate, a recessed channel formed in the substrate, and conductive material disposed in the recessed channel to form a working electrode. The sensor control unit typically has a housing adapted for placement on skin and is adapted to receive a portion of an electrochemical sensor. The sensor control unit also includes two or more conductive contacts disposed on the housing and configured for coupling to two or more contact pads on the sensor. A transmitter is disposed in the housing and coupled to the plurality of conductive contacts for transmitting data obtained using the sensor. The display unit has a receiver for receiving data transmitted by the transmitter of the sensor control unit and a display coupled to the receiver for displaying an indication of a level of an analyte. The analyte monitor may also be part of a drug delivery system to alter the level of the analyte based on the data obtained using the sensor. | 1. A method of detecting failures in an implanted analyte-responsive sensor, the method comprising: implanting an analyte-responsive sensor into a patient, the analyte-responsive sensor comprising N working electrodes, where N is an integer and is two or greater, and a common counter electrode;obtaining a signal generated at one of the N working electrodes and a signal generated at the common counter electrode; anddetermining failure of the analyte-responsive sensor if the signal from the common counter electrode is not N times the signal from the one of the N working electrodes. 2. The method of claim 1 wherein the determining step includes the step of comparing the signal generated at the one of the N working electrodes with the signal generated at the common counter electrode. 3. The method of claim 2 wherein the comparing step is initiated by the patient. 4. The method of claim 1 wherein the analyte-responsive sensor includes a glucose sensor. 5. The method of claim 1 further including the step of alerting the patient if the failure of the analyte-responsive sensor is determined. 6. The method of claim 5 wherein the step of alerting the patient includes the step of outputting one or more of an audio alert, a visual alert or a vibratory alert. 7. The method of claim 1 further including the steps of: replacing the analyte-responsive sensor implanted in the patient with another analyte-responsive sensor when failure of the sensor is determined. 8. The method of claim 7 further including the step of calibrating the another analyte-responsive sensor. 9. The method of claim 7 further including the step of alerting the patient to calibrate the another analyte-responsive sensor when a predetermined time interval has passed after the implantation of the another analyte-responsive sensor and calibration has not been performed. 10. The method of claim 9 wherein the step of alerting the patient includes the step of outputting one or more of an audio alert, a visual alert, or a vibratory alert. 11. The method of claim 1 further including the steps of: generating a respective signal at each of the N working electrodes; andcomparing the respective generated signals to determine whether the generated respective signals are substantially within a predetermined level of tolerance. 12. The method of claim 11, further including the step of alerting the patient to replace the analyte-responsive sensor when the generated respective signals are not substantially within the predetermined level of tolerance. 13. The method of claim 11, further including the step of alerting the patient to replace the analyte-responsive sensor when the generated respective signals are not substantially in agreement for a predetermined period of time. 14. The method of claim 11 wherein the comparing step is performed at a predetermined time interval. 15. The method of claim 11 wherein the comparing step is initiated by the patient. 16. The method of claim 1 wherein the a... | Abbott Diabetes Care, Inc. | A61B005/05 A61B005/00 G01N027/26
US07559890 | B2 | 2009-07-14 | Endoscopic imaging of an organ system | 2004-02-24 | Certain embodiments include an endoscope and methods for imaging using the endoscope. The endoscope may include an imaging channel and a tip positioned at one end of the imaging channel, the tip adapted to collect light from a field of view that extends 360° around at least a portion of the endoscope and to transmit the light to the imaging channel. Certain embodiments may also utilize various sensors, controllers and processing mechanisms to record and process images into a representation, move the endoscope in and out of the endometrial cavity, and to biopsy a portion of the endometrium. | 1. A method of investigating uterine pathologies using a map of the endometrial lining of an uninsufflated uterus of a patient, comprising: attaching an image sensor to an imaging channel contained within a body portion of an endoscope, where the imaging channel connects to an omni-directional tip located at the end of the body portion of the endoscope and possessing optics that enable the image sensor to image endometrial lining coapted around the circumference of the omni-directional tip;inserting the body portion of the endoscope into the collapsed cavity formed by the uninsufflated uterus of the patient;moving a portion of the endoscope that is outside the patient's body to move the omni-directional tip of the endoscope around the collapsed cavity formed by the uninsufflated uterus of the patient;obtaining a series of images of the portions of the endometrial lining that coapt around the circumference of the omni-directional tip of the endoscope as the omni-directional tip moves around the collapsed cavity formed by the uninsufflated uterus of the patient;processing the series of images to remove at least a portion of the distortion in the images introduced by the omni-directional tip and the endoscope; andcombining at least a portion of the processed images into at least one map of the endometrial lining of the uterus of the patient. 2. A method as in claim 1, wherein: processing the series of images comprises selecting a ring-like segment from one of the images and applying a transformation to convert the ring-like segment into a first rectangular segment, and selecting a ring like segment from a second of the images and applying a transformation to convert the ring-like segment into a second rectangular segment; andcombining at least a portion of the processed images comprises combining the first rectangular segment and the second rectangular segment. 3. A method as in claim 1, wherein the field of view of the endoscope extends 360 degrees around at least a portion of the endoscope. 4. A method as in claim 1, wherein the endoscope includes at least one of a reflective element and a refractive element. 5. A method as in claim 1, further comprising obtaining images using a specific wavelength or a specific bandwidth of light. 6. A method as in claim 1, further comprising obtaining images using at least one of visible, ultra-violet and infrared wavelength light. 7. A method as in claim 1, further comprising obtaining images using at least one of reflected imaging, scattered light imaging and florescence imaging of the organ system. 8. A method as in claim 1, further comprising a control system adapted to move the endoscope in the organ system, the control system also adapted to measure the change in position of the endoscope as it moves. 9. A method as in claim 1, further comprising illuminating the organ system with broadband light and recording the images with an image sensor positioned outside of the organ system. 10. A method as ... | Ikona Medical Corporation | A61B001/00 A61B001/04 A61B001/06
US07138582 | B2 | 2006-11-21 | Medical electrical lead conductor formed from modified MP35N alloy | 2003-06-24 | A medical electrical lead having an elongated conductor including one or more wires made of a modified MP35N alloy. The modified MP35N alloy is formed from a melt composition modified to reduce an amount of titanium-based inclusion forming elements. | 1. A medical electrical lead comprising an elongated conductor including one or more wires made of a modified MP35N alloy; wherein the alloy being formed from a melt composition modified to reduce an amount of titanium-based inclusion forming elements;wherein the inclusion forming elements include titanium and the modification of the melt composition includes eliminating the titanium as an additive to the melt composition; andwherein the alloy comprises less than approximately 0.001% titanium by weight. 2. The medical electrical lead of claim 1, wherein the conductor being a coiled conductor. 3. The medical electrical lead of claim 1, wherein the conductor being a cabled conductor. 4. The medical electrical lead of claim 1, wherein a minimum diameter of the one or more wires being between approximately 0.0005 inch and approximately 0.01 inch. 5. The medical electrical lead of claim 4, wherein a minimum diameter of the one or more wires being between approximately 0.0005 inch and approximately 0.003 inch. 6. A medical electrical lead comprising an elongated conductor including one or more wires made of a modified MP35N alloy; wherein the alloy being formed from a melt composition modified to reduce an amount of titanium-based inclusion forming elements; andwherein the inclusion forming elements include a gaseous oxygen and nitrogen and the modification of the melt composition includes eliminating the gaseous oxygen and nitrogen under high vacuum conditions. 7. A medical electrical lead comprising an elongated conductor including one or more wires made of a modified MP35N alloy; wherein the alloy comprises less than approximately 0.001% titanium by weight. 8. The medical electrical lead of claim 7, wherein the conductor being a coiled conductor. 9. The medical electrical lead of claim 7, wherein the conductor being a cabled conductor. 10. The medical electrical lead of claim 7, wherein a minimum diameter of the one or more wires being between approximately 0.0005 inch and approximately 0.01 inch. 11. The medical electrical lead of claim 10, wherein a minimum diameter of the one or more wires being between approximately 0.0005 inch and approximately 0.003 inch. 12. A medical electrical lead comprising a conductor including one or more wires made of an MP35N alloy; wherein the one or more wires comprise titanium-based inclusions, an average number of which being less than 100,000 per square inch. 13. The medical electrical lead of claim 12, wherein the average number of titanium-based inclusions have a maximum diameter not exceeding approximately one micron. 14. The medical electrical lead of claim 12, wherein the conductor being a coiled conductor. 15. The medical electrical lead of claim 12, wherein the conductor being a cabled conductor. 16. The medical electrical lead of claim 12, wherein a minimum diameter of the one or more wires being between approximately 0.0005 inch and approximately 0.01 inch. 17. The medical electrical lead... | Medtronic, Inc. | H01B005/00
US07258673 | B2 | 2007-08-21 | Devices, systems and methods for extracting bodily fluid and monitoring an analyte therein | 2003-08-28 | An interstitial fluid (ISF) extraction device includes a penetration member configured for penetrating a target site of a user's skin layer and, subsequently, residing in the user's skin layer and extracting an ISF sample therefrom and at least three concentrically-arranged pressure rings, each adapted for applying pressure to the user's skin layer in the vicinity of the target site while the penetration member is residing in the user's skin layer. In addition, the ISF extraction device is configured such that (i) the pressure rings apply pressure in an oscillating manner with asymmetric deployment and retraction cycles and (ii) only one of the at least three concentrically-arranged pressure rings is deployed at a time, thereby mitigating an ISF glucose lag of the ISF sample extracted by the penetration member. | 1. An interstitial fluid (ISF) extraction device comprising: a penetration member configured for penetrating a target site of a user's skin layer and, subsequently, residing in the user's skin layer and extracting an ISF sample therefrom; andat least three concentrically-arranged pressure rings, each of the at least three concentrically-arranged pressure rings adapted for applying pressure to the user's skin layer in the vicinity of the target site while the penetration member is residing in the user's skin layer,wherein the ISF extraction device is configured such that the at least three concentrically-arranged pressure rings apply pressure in an oscillating manner with asymmetric deployment and retraction cycle timing, andwherein only one of the at least three concentrically-arranged pressure rings is deployed at a time, whereby an ISF glucose lag of the ISF sample extracted by the penetration member is mitigated. 2. The ISF extraction device of claim 1, wherein the ISF extraction device is configured such that the at least three concentrically-arranged pressure rings are capable of applying the pressure in an oscillating manner wherein the pressure is applied for a time period in the range of three seconds to three hours, the pressure is subsequently removed for a time period in the range of three seconds to three hours and then the pressure is re-applied for a period in the range three seconds to three hours. 3. The ISF extraction device of claim 1, wherein the penetration member is configured to reside in the user's skin layer for a period of at least 1 hour. 4. The ISF extraction device of claim 1, wherein the at least three concentrically-arranged pressure rings are configured to apply a pressure in the range of 0.1 to 150 pounds per square inch to a user's skin layer. 5. A method for extracting interstitial fluid (ISF), the method comprising: providing an ISF fluid extraction device that includes a penetration member and at least three concentrically-arranged pressure rings;contacting the pressure ring with a user's skin layer;penetrating the user's skin layer with the penetration member; andextracting an ISF sample from the user's skin layer with the penetration member while applying pressure to the user's skin layer in an oscillating manner using the at least three concentrically-arranged pressure rings with asymmetric deployment and retraction cycle timing, andwherein only one of the at least three concentrically-arranged pressure rings is deployed at a time and such that an ISF glucose lag of the ISF sample extracted by the penetration member is mitigated. 6. The method of claim 5, wherein the extracting step includes applying pressure in an oscillating manner wherein the pressure is applied for a time period in the range of three seconds to three hours, the pressure is subsequently removed for a time period in the range of three seconds to three hours and then the pressure is re-applied for a period in the range three seconds to... | Lifescan, Inc | A61B005/00 A61B017/14 A61B017/32
US07305263 | B2 | 2007-12-04 | Magnetic navigation system and magnet system therefor | 2004-03-15 | A magnetic navigation system for orienting a magnetically responsive medical device in a selected direction within an operating region in a subject's body. The system includes a support for supporting the subject, a magnet system a magnetic field to the operating region, and an imaging system. The magnet system includes at least two magnets disposed on opposite sides of the operating region for applying a magnetic field of at least 0.08 Tesla in any selected direction in the operating region by a change of the position and/or orientation of the magnets within an exclusion zone volume. The imaging system includes an imaging beam source and an imaging beam detector disposed on opposite sides of the operating region. The source and the detector being carried on a C-arm which can pivot about an axis generally parallel to the longitudinal axis of the subject to change the imaging angle. The magnets of the magnet system being configured and positioned so that the C-arm can pivot through at least about 60° without impinging upon the exclusion zone of the magnets. | 1. A magnetic navigation system for orienting a magnetically responsive medical device in a selected direction within an operating region in a subject's body, the system comprising: a support for supporting the subject;a magnet system for applying a magnetic field to the operating region, the magnet system comprising at least two magnets disposed on opposite sides of the operating region for applying a magnetic field of at least 0.08 Tesla in any selected direction in the operating region by a change of the position and/or orientation of the magnets within an exclusion zone volume;an imaging system for imaging the operating region, the imaging system comprising a imaging beam source and an imaging beam detector disposed on opposite sides of the operating region, the source and the detector being carried on a C-arm which can pivot about an axis generally parallel to the longitudinal axis of the subject to change the imaging angle; the magnets of the magnet system being configured and positioned so that the C-arm can pivot through at least about 60° without impinging upon the exclusion zone of the magnets. 2. The magnetic navigation system according to claim 1 wherein the C-arm can pivot at least about 30° in either direction from the midsagittal plane of the subject. 3. The magnetic navigation system according to claim 1 wherein the C-arm can pivot through at least about 75° without impinging upon the exclusion zone of the magnets. 4. The magnetic navigation system according to claim 3 wherein the C-arm can pivot at least about 37.5° in either direction from the midsagittal plane of the subject. 5. The magnetic navigation system according to claim 1 wherein the C-arm can pivot through at least about 80° without impinging upon the exclusion zone of the magnets. 6. The magnetic navigation system according to claim 5 wherein the C-arm can pivot at least about 40° in either direction from the midsagittal plane of the subject. 7. The magnetic navigation system according to claim 1 wherein the C-arm can pivot through at least about 120° without impinging upon the exclusion zone of the magnets. 8. The magnetic navigation system according to claim 7 wherein the C-arm can pivot at least about 60° in either direction from the midsagittal plane of the subject. 9. The magnetic navigation system according to claim 1 wherein each of the at least two magnets is translatable along a first axis that extends radially outwardly from the center of the operating region, is pivotable about a second axis, generally perpendicular to the first axis, that extends through the center of mass of the magnet, and is rotatable about the first axis. 10. The magnetic navigation system according to claim 9 wherein the first axes of each of the at least two magnets are collinear. 11. The magnetic navigation system according to claim 9 wherein the first axes of each of the at least two magnets form an angle of between about 163° and 178°. 12. The magnet navigation system a... | Stereotaxis, Inc. | A61B005/05
US07258689 | B2 | 2007-08-21 | Silver alloys for use in medical, surgical and microsurgical instruments and process for producing the alloys | 2003-12-02 | Alloys for medical, surgical and microsurgical instruments are proposed which comprise 0.01% to 20% by weight of germanium, from 0-25% of shallow hydrogenic and/or non-hydrogenic acceptor dopants in terms of weight ratio in relation to germanium, from 0% up to 20% by weight of one or more of the following compounds such as platinum, gold, palladium, iridium, ruthenium, osmium, rhodium, niobium, tantalum, tungsten, aluminium, silicon, hafnium, yttrium, lanthanum, zirconium with the remainder, up to 100% by weight, constituted by silver and inevitable impurities, wherein instruments from these alloys possess properties such as no capacitive impedance in relation to the electrode-tissue interface; a Far Infrared Radiation (FIR) emitting capacity when energized by any form of energy; sulfurization, corrosion and oxidation resistant and have suitable hardness for their intended use; emit anions and may possess fractal surfaces. | 1. A medical instrument for use in surgical procedures made from an a silver alloy comprising from 0.9% to 3.75% by weight of germanium; from 5% to 15% by weight relative to the germanium of at least one of a non-hydrogenic and shallow hydrogenic acceptor dopant; up to 1% by weight of a compound selected from the group consisting of copper and silicon, and as a remainder up to 100% by total weight constituted by silver, and wherein the instrument is coated partially or completely with one or more of a material selected from the group consisting of biocompatible, insulating, semi-insulating compounds and ceramic materials. 2. The instrument of claim 1, wherein the said one or more material is laminated over a core material of the instrument. 3. The instrument of claim 1, wherein the instrument is produced by conventional fusion methods. 4. The instrument of claim 1, wherein medical instruments include devices selected from the group of prostheses and implants of suitable shape and size. 5. The instrument of claim 1, capable of emitting far infrared radiation upon contact with a biological tissue and which is capable of entering into molecular resonance vibration with bio structures and physical structures of so irradiated biological tissue. 6. The instrument of claim 1, capable of creating an ohmic contact in an electrode-tissue interface during electrosurgical operative modes. 7. The instrument of claim 1, wherein the alloy has a hardness in the range from 80 to 100 HVN. 8. The instrument of claim 1, wherein a p-type germanium is dispersed in the form of micro crystals in a matrix of the silver. 9. The instrument of claim 1, wherein the non-hydrogenic and the hydrogenic acceptor dopants are selected from the group consisting at least one of gold, platinum, copper, gallium, indium, zinc, boron and their alloys. 10. The instrument of claim 9, wherein the non-hydrogenic acceptor dopant is at least one of gold and copper. 11. The instrument of claim 1, wherein the weight ratio of the acceptor dopant relative to the germanium is less than 15%. 12. The instrument of claim 11, wherein the weight ratio of the acceptor dopant relative to germanium is at least 5%. 13. The instrument of claim 1, wherein the germanium is present in the form of p-type germanium microcrystal dispersed in a matrix of the alloy and capable of emitting far infrared radiation in the electromagnetic spectrum with a frequency range from 0.1 to 4 THz. 14. The instrument alloy of claim 13, wherein the p-type germanium micro crystals dispersed in the alloy matrix are capable of stimulation to an emission of far infrared radiation from a source of energy. 15. The instrument alloy of claim 14, wherein the energy is selected from the group consisting of sources of thermal energy, electro-thermal radiofrequency, body heat, ultrasound, microwave energy, laser energy, solar energy, DC current, AC current, biological energy, chemical energy. 16. The instrument alloy of claim 1,... | Matteo Tutino | A61B018/18
US07134999 | B2 | 2006-11-14 | Optimized sensor geometry for an implantable glucose sensor | 2003-08-22 | An implantable sensor for use in measuring a concentration of an analyte such as glucose in a bodily fluid, including a body with a sensing region adapted for transport of analytes between the sensor and the bodily fluid, wherein the sensing region is located on a curved portion of the body such that when a foreign body capsule forms around the sensor, a contractile force is exerted by the foreign body capsule toward the sensing region. The body is partially or entirely curved, partially or entirely covered with an anchoring material for supporting tissue ingrowth, and designed for subcutaneous tissue implantation. The geometric design, including curvature, shape, and other factors minimize chronic inflammatory response at the sensing region and contribute to improved performance of the sensor in vivo. | 1. An implantable sensor for use in measuring a concentration of an analyte in a bodily fluid, the sensor comprising: a sensor body comprising a sensing region adapted for transport of an analyte thereto, and a porous biointerface material that covers at least a portion of the sensing region, wherein the porous biointerface material covering the portion of the sensing region supports tissue ingrowth, wherein the sensing region is located on a curved portion of the body such that when a foreign body capsule forms around the sensor, a contractile force is exerted by the foreign body capsule toward the sensing region, wherein the body comprises a first surface on which the sensing region is located and a second surface, and wherein said first surface comprises an anchoring material thereon for supporting tissue ingrowth and wherein said second surface is located opposite said first surface, and wherein said second surface is substantially smooth and comprises a biocompatible material that is non-adhesive to tissues. 2. The sensor of claim 1, wherein said second surface is curved. 3. The sensor of claim 1, wherein the sensor is a subcutaneous sensor. 4. The sensor of claim 1, wherein the sensor is configured for implantation in a soft tissue of a body. 5. The sensor of claim 1, wherein the sensor is a glucose sensor. 6. The sensor of claim 1, comprising a mechanical anchoring mechanism formed on the body. 7. The sensor of claim 6, wherein the mechanical anchoring mechanism is selected from the group consisting of prongs, spines, barbs, wings, hooks, a helical surface topography, and a gradually changing diameter. 8. The sensor of claim 1, wherein the biointerface material comprises interconnected cavities dimensioned and arranged to create contractile forces that counteract a generally uniform downward fibrous tissue contracture caused by the foreign body capsule in vivo and thereby interfere with formation of occlusive cells. 9. The sensor of claim 1, wherein said first surface, when viewed from a direction perpendicular to a center of said first surface, has a substantially rectangular profile with rounded corners. 10. The sensor of claim 1, wherein the anchoring material is selected from the group consisting of polyester, polypropylene cloth, polytetrafluoroethylene felts, expanded polytetrafluoroethylene, and porous silicone. 11. The sensor of claim 1, wherein the body comprises at least one of metal, ceramic, plastic, and glass. 12. The sensor of claim 11, wherein the body comprises a plastic. 13. The sensor of claim 12, wherein the plastic is selected from the group consisting of thermoplastic and thermoset plastic. 14. The sensor of claim 13, wherein the thermoset plastic is an epoxy. 15. The sensor of claim 1, wherein the sensing region is situated approximately at an apex of a surface of the body. 16. The sensor of claim 1, wherein the body is substantially cylindrical. 17. The sensor of claim 16, wherein a radius of curvatur... | DexCom, Inc. | A61B005/00
US07499741 | B2 | 2009-03-03 | Signal processing apparatus and method | 2004-05-04 | A method and an apparatus to analyze two measured signals that are modeled as containing desired and undesired portions such as noise, FM and AM modulation. Coefficients relate the two signals according to a model defined in accordance with the present invention. In one embodiment, a transformation is used to evaluate a ratio of the two measured signals in order to find appropriate coefficients. The measured signals are then fed into a signal scrubber which uses the coefficients to remove the unwanted portions. The signal scrubbing is performed in either the time domain or in the frequency domain. The method and apparatus are particularly advantageous to blood oximetry and pulserate measurements. In another embodiment, an estimate of the pulserate is obtained by applying a set of rules to a spectral transform of the scrubbed signal. In another embodiment, an estimate of the pulserate is obtained by transforming the scrubbed signal from a first spectral domain into a second spectral domain. The pulserate is found by identifying the largest spectral peak in the second spectral domain. | 1. In a signal processor, a method of analyzing a measurement condition of a blood parameter of pulsing blood, the method comprising: receiving first and second intensity signals from a light-sensitive detector which detects light of at least first and second wavelengths attenuated by body tissue carrying pulsing blood;electronically transforming the first and second intensity signals into the frequency domain;electronically representing the first and second intensity signals mathematically in a manner which corresponds to graphically representing values of the first intensity signal with values of the second intensity signal on axes of a graph, wherein the mathematical representation comprises a plurality of ratios of values of the transformed first intensity signal to values of the transformed second intensity signal;electronically determining, based at least in part upon the plurality of ratios, one or more values of the transformed first and second intensity signals at nonzero frequencies that correspond to patient motion-induced noise and one or more values that correspond to physiological information;electronically calculating a blood parameter estimate using the one or more values that correspond to physiological information; andelectronically determining, using one or more physiologically-based rules, a confidence level representing a degree of confidence in the accuracy of the blood parameter estimate. 2. The method of claim 1, further comprising storing the blood parameter estimate to an electronic memory. 3. The method of claim 1, further comprising outputting the blood parameter estimate to a display. 4. The method of claim 1, further comprising displaying on the display information indicative of the blood parameter estimate. 5. In a signal processor, a method of analyzing a measurement condition of a blood parameter of pulsing blood, the method comprising: receiving first and second intensity signals from a light-sensitive detector which detects light of at least first and second wavelengths attenuated by body tissue carrying pulsing blood;electronically transforming the first and second intensity signals into the frequency domain;electronically calculating a plurality of ratios of values of the transformed first intensity signal to values of the transformed second intensity signal;electronically determining, based at least in part upon the plurality of ratios, one or more values of the transformed first and second intensity signals at nonzero frequencies that correspond to patient motion-induced noise and one or more values that correspond to physiological information;electronically calculating a blood parameter estimate using the one or more values that correspond to physiological information; andelectronically determining, using one or more physiologically-based rules, a confidence level representing a degree of confidence in the accuracy of the blood parameter estimate. 6. The method of claim 5, wherein the blood parameter c... | Masimo Corporation | A61B005/1455 A61B005/024
US20040254454 | A1 | 2004-12-16 | Guide system and a probe therefor | 2004-07-21 | A probe to be held by a surgeon who performs an operation within a defined region is proposed. The surgeon employs an image-based guide system having a head-mounted semi-transparent display for displaying computer-generated images of the patient overlying real images of the patient. The position of the probe is tracked by the system and is visible to the surgeon. The computer-generated image includes a line extending from the probe along its longitudinal axis. The surgeon can control the extension of the line, to signal to the system a distance into the patient. The images seen by the user are modified accordingly, to facilitate navigation or simulate an operation. | 1. A guide system for use by a user who performs an operation in a defined three-dimensional region, the system including a data processing apparatus for generating an image of the subject of the operation, a display for displaying the image to the user in co-registration with the subject, a probe having a longitudinal axis and having a position which is visible to the user, and a tracking unit for tracking the location of the probe by the system and transmitting that location to the data processing apparatus, the data processing apparatus being arranged to generate the image according to a line extending parallel to the longitudinal axis of the probe, the line having an extension which is controlled according to the output of an extension control device controlled by the user, and and the data processing apparatus further being controlled to modify the image of the subject of the operation according to the controlled extension of the line. 2. A system according to claim 1 wherein the display is arranged to generate images of the subject of the operation overlaid on the subject. 3. A system according to claim 1 in which the data processing apparatus is arranged to display a section of the subject in a plane within the subject selected by controlling the extension of the line. 4. A system according to claim 1 in which the data processing apparatus is arranged to modify the computer-generated image to simulate an operation performed on the subject user, the simulated operation being controlled by controlling the extension of the line. 5. A system according to claim 4 in which the simulated operation includes removal of portions of the computer-generated image to a depth within the patient indicated by the extension of the line. 6. A guide system for use by a user who performs an operation in a defined three-dimensional region, the system including: a data processing apparatus for generating an image of the subject of the operation in co-registration with the subject, a display for displaying the image to the user, a probe having a position which is visible to the user, and a tracking unit for tracking the location of the probe by the system and transmitting that location to the data processing apparatus, the data processing apparatus being arranged to modify the image to represent a change in the physical shape of the subject of the operation, the modification depending upon the tracked location of the probe. 7. A system according to claim 6 wherein the data processing apparatus is arranged to generate images of the subject of the operation overlaid on the subject. 8. A system according to claim 6 in which the modification of the image simulates a removal of a part of the subject of the operation, the part being determined by the location of the probe. 9. A system according to any preceding claim in which the display is adapted to be mounted on the head of a user, the user being able to view the subject of the operation through th... |  | A61B005/05
US20040210117 | A1 | 2004-10-21 | Behavior control support apparatus and method | 2004-03-25 | An integrated behavior database generation unit generates an integrated behavior database. The integrated behavior database correspondingly stores biomedical information and behavior relational information of a user. The biomedical information is detected by a sensor associated with the user's body. A behavior rule generation unit generates a behavior rule of the user by referring to the integrated behavior database. A message generation unit generates a message to urge the user to do an exercise by referring to the behavior rule. A message notice unit notifies the user of the message. | What is claimed is: 1. An apparatus for supporting a user's behavior, comprising: an integrated behavior database generation unit configured to generate an integrated behavior database correspondingly storing a biomedical information and a behavior relational information of the user, the biomedical information being detected by a sensor associated with the user's body; a behavior rule generation unit configured to generate a behavior rule of the user by referring to the integrated behavior database; a message generation unit configured to generate a message to urge the user to do an exercise by referring to the behavior rule; and a message notice unit configured to notify the user of the message. 2. The apparatus according to claim 1, wherein the behavior relational information comprises a behavior database, a feeling database, and a behavior schedule database. 3. The apparatus according to claim 2, wherein the behavior database correspondingly includes a date, a start time, an end time, a start point, an end point, a user name, a behavior label, and a route. 4. The apparatus according to claim 3, wherein the feeling database correspondingly includes a date, a start time, an end time, a user name, a feeling, and a feeling description. 5. The apparatus according to claim 4, wherein the behavior schedule database correspondingly includes a date, a start time, an end time, a start point, an end point, a user name, a behavior label, and a route schedule. 6. The apparatus according to claim 5, wherein the biomedical information comprises a sensor database, and wherein the sensor database correspondingly includes a date, a start time, an end time, a measurement value of the sensor at the start time, and a measurement value of the sensor at the end time. 7. The apparatus according to claim 6, wherein said integrated behavior data generation unit merges information of the behavior data set, the feeling data set and the behavior schedule data set for the same user, the same date, the same start time and the same end time, and generates the merged information as the integrated behavior database. 8. The apparatus according to claim 1, wherein said behavior rule generation unit extracts a tendency of the user's behavior from information of the integrated behavior database, modifies the extracted information as a condition-result rule, and generates the condition-result rule as a behavior rule database. 9. The apparatus according to claim 1, further comprising a relational database configured to store a conception dictionary data set, a behavior label set, a calendar weather data set, a route data set, a seat data set, a map data set, and a map relational data set, and wherein said integrated behavior data generation unit adds information to the integrated behavior database by referring to each set of the relational database. 10. The apparatus according to claim 8, further comprising a behavior schedule reorganization unit config... | KABUSHIKI KAISHA TOSHIBA | A61B005/00
US20040215105 | A1 | 2004-10-28 | Urine deflector shield | 2003-04-28 | A urine deflector shield suitable for removably attaching to a male infant, child or adult to cover part of the male genitalia for deflecting a stream of urine downward to prevent or reduce the likelihood of spraying urine on the person or nearby healthcare workers, equipment and facilities and to facilitate the collection of urine for analysis. The deflector shield has a cover that can be made out of transparent plastic material to facilitate phototherapy. The cover has sides that form an outwardly projecting portion into a tent-like configuration sufficient for deflecting the flow of urine downward and prevent spraying of urine. Extending from the sides are wing members having securing mechanisms, such as adhesive, tape or a belt member, thereon for removably securing the deflector shield to the patient's body generally above the genitalia. | What is claimed is: 1. A urine deflector shield, comprising: a shaped cover having one or more sides forming an outwardly projecting portion into a tent-like configuration when said one or more sides are spaced apart, each of said one or more sides having a bottom edge thereon; one or more wing members extending from at least one of said one or more sides; and a securing means on at least one of said wing members for removably securing said cover to a human body to deflect a stream of urine therefrom. 2. The urine deflector shield according to claim 1, wherein said cover is made out of a transparent plastic material. 3. The urine deflector shield according to claim 1, wherein said cover is foldable. 4. The urine deflector shield according to claim 1, wherein said cover is rigid. 5. The urine deflector shield according to claim 1 further comprising a base portion at said bottom edge. 6. The urine deflector shield according to claim 5, wherein said base portion is rigid. 7. The urine deflector shield according to claim 1, wherein said bottom edge is shaped and configured to be smooth. 8. The urine deflector shield according to claim 1, wherein said securing means comprises an adhesive. 9. The urine deflector shield according to claim 8, wherein said adhesive is covered by a removable tab member. 10. The urine deflector shield according to claim 1, wherein said securing means comprises one or more pieces of tape. 11. The urine deflector shield according to claim 1, wherein said securing means comprises a belt member. 12. A urine deflector shield, comprising: a shaped transparent plastic cover having one or more sides forming an outwardly projecting portion into a tent-like configuration when said one or more sides are spaced apart, each of said one or more sides having a bottom edge thereon, said cover being foldable; one or more wing members extending from at least one of said one or more sides; and a securing means on at least one of said wing members for removably securing said cover to a human body to deflect a stream of urine therefrom. 13. The urine deflector shield according to claim 12 further comprising a base portion at said bottom edge. 14. The urine deflector shield according to claim 12, wherein said securing means comprises an adhesive. 15. The urine deflector shield according to claim 14, wherein said adhesive is covered by a removable tab member. 16. The urine deflector shield according to claim 12, wherein said securing means comprises one or more pieces of tape. 17. The urine deflector shield according to claim 12, wherein said securing means comprises a belt member. |  | A61B005/00
US20040204646 | A1 | 2004-10-14 | Intracorporeal-imaging head | 2004-05-03 | An intracorporeal-imaging head, is provided, which combines at least optical and radioactive-emission imaging, possibly also with high-resolution position tracking. The radioactive-emission-imaging probe has a wide-aperture, or coarse collimator, for high count-rate efficiency; nevertheless, the high-resolution position tracking ensures high resolution of the radioactive-emission image. Specifically, wide-aperture collimation-deconvolution algorithms are provided, for obtaining a high-efficiency, high resolution image of a radioactive-emission source, by scanning the radioactive-emission source with a probe of a wide-aperture collimator, and at the same time, monitoring the position of the radioactive-emission probe, at very fine time intervals, to obtain the equivalence of fine-aperture collimation. The blurring effect of the wide aperture is then corrected mathematically. The intracorporeal-imaging head may further include ultrasound and MRI imagers, as well as a surgical instrument, such as a biopsy needle, a knife, a cryosurgery device, a resection wire, a laser ablation device, an ultrasound ablation device, other devices for localized radiation ablations, devices for implanting brachytherapy seeds, and other minimally invasive devices. According to another embodiment, an intracorporeal-detecting head is provided, which combines at least optical and radioactive-emission detectors, for a “Yes or No” type detection, by the at least two modalities. | What is claimed is: 1. An intracorporeal-imaging head, comprising: a housing, which comprises: a first optical imaging system, mounted on said housing, adapted to optically image a portion of a tissue; and at least one radioactive-emission probe, mounted on said housing, adapted to image radioactive-emission from said portion. 2. The intracorporeal-imaging head of claim 1, comprising a position-tracking device, mounted on said housing, in a fixed positional relation with said radioactive-emission probe, for providing positional information for said radioactive-emission probe. 3. The intracorporeal-imaging head of claim 2, wherein said position-tracking device has six degrees of freedom. 4. The intracorporeal-imaging head of claim 2, adapted for obtaining high-resolution, radioactive-emission imaging by collimation-deconvolution algorithms. 5. The intracorporeal-imaging head of claim 1, wherein said first optical imaging system includes: a lighting system, adapted to shine light on intracorporeal objects; an lens, for focusing images of said intracorporeal objects; and a light detecting array, for detecting said images of said intracorporeal objects. 6. The intracorporeal-imaging head of claim 1, comprising a second optical imaging system, adapted for zooming in on suspected pathologies, identified by said first optical imaging system. 7. The intracorporeal-imaging head of claim 6, wherein said second optical imaging system is a video camera. 8. The intracorporeal-imaging head of claim 6, wherein said second optical imaging system is a still camera. 9. The intracorporeal-imaging head of claim 1, wherein said radioactive-emission probe is a single-pixel probe. 10. The intracorporeal-imaging head of claim 1, wherein said radioactive-emission probe is a single-pixel, collimated probe. 11. The intracorporeal-imaging head of claim 10, wherein said single-pixel, collimated probe has a tube collimator. 12. The intracorporeal-imaging head of claim 10, wherein said single-pixel, collimated probe has a wide-angle collimator. 13. The intracorporeal-imaging head of claim 1, wherein said radioactive-emission probe is a multi-pixel probe. 14. The intracorporeal-imaging head of claim 1, wherein said radioactive-emission probe is a multi-pixel, collimated probe. 15. The intracorporeal-imaging head of claim 14, wherein said multi-pixel, collimated probe has tube collimators. 16. The intracorporeal-imaging head of claim 14, wherein said multi-pixel, collimated probe has wide-angle collimators. 17. The intracorporeal-imaging head of claim 1, wherein said housing is tubular, and said radioactive-emission probe is a multi-pixel probe, with detector pixels arranged radially about a center, each pixel having a collimator. 18. The intracorporeal-imaging head of claim 17, wherein said collimators are rectangular. 19. The intracorporeal-imaging head of claim 17, wherein said collimators fan out, in a manner similar to flower petals. ... | V-Target Technologies Ltd. | A61B005/05 A61B006/00
US06827688 | B2 | 2004-12-07 | Blood pressure monitor | 2003-01-08 | A blood pressure monitor including a cuff, a pressure sensor which detects a pressure in the cuff, a pressure regulating device which increases the pressure of the cuff, a pulse-amplitude determining device for determining an amplitude of each of pulses of a pulse wave which are produced in the cuff and detected by the pressure sensor while the cuff pressure is increased, a candidate determining device for determining, as a diastolic BP candidate, a pressure of the cuff which is detected by the pressure sensor and which corresponds to an amplitude of a first pulse of the pulses determined by the pulse-amplitude determining device, by judging whether the amplitude of the first pulse is not greater than a reference value which is smaller than an amplitude of at least one second pulse of the pulses, by a predetermined proportion of the amplitude of the second pulse, the amplitude of the second pulse being determined by the pulse-amplitude determining device after the amplitude of the first pulse is determined, and a BP determining device for determining, as a monitor diastolic BP value, the cuff pressure corresponding to the amplitude of the first pulse, when the candidate determining device determines, as the diastolic BP candidate, the cuff pressure corresponding to the amplitude of the first pulse, with respect to a predetermined number of the one or more second pulses. | What is claimed is: 1. A blood pressure monitor comprising:an inflatable cuff which is adapted to be wound around a body portion of a living subject to press said body portion through which an artery of the subject extends; a blood pressure measuring device which measures a blood pressure of the subject by changing a pressure in said cuff; a pressure pulse wave sensor which is adapted to be pressed against a distal section of said artery located on a distal side of said cuff wound around said body portion, so as to detect a pressure pulse wave which is produced from said distal section of the artery and is propagated thereto via a skin tissue above said distal section; relationship determining means for determining a relationship between blood pressure and magnitude of pressure pulse wave, based on the blood pressure measured by said blood pressure measuring device and a magnitude of the pressure pulse wave detected by said pressure pulse wave sensor; blood pressure determining means for determining at least a mean blood pressure of the subject according to the determined relationship based on a mean magnitude of each of successive first heartbeat-synchronous pulses of said pressure pulse wave detected by said pressure pulse wave sensor; cuff-pressure increasing means for increasing said pressure of said cuff at a predetermined rate; pulse-area calculating means for calculating an area defined by each of successive second heartbeat-synchronous pulses of said pressure pulse wave which are detected by said pressure pulse wave sensor when said pressure of said cuff is increased at said predetermined rate by said cuff-pressure increasing means; half-area identifying means for identifying that the pulse area calculated by said pulse-area calculating means has decreased to half an initial pulse area obtained before said cuff-pressure increasing means starts increasing said pressure of said cuff; and judging means for judging whether said determined relationship is accurate, based on at least one mean blood pressure determined by said blood pressure determining means and a pressure of said cuff corresponding to a time when said half-area identifying means identifies that the pulse area calculated by said pulse-area calculating means has decreased to half said initial pulse area. | Colin Medical Technology Corporation | A61B005/00
US06804546 | B1 | 2004-10-12 | Multiple contrast echo-planar imaging for contrast-enhanced imaging | 2001-06-20 | A dose of a contrast agent (;44;) is administered to the patient (;42;). A magnetic resonance is excited by an RF pulse (;200;) in a region of interest of the patient (;42;). An echo-planar imaging (EPI) readout waveform is implemented a preselected duration after the excitation to generate T;2 ;or T;2;* weighted data. During the preselected duration, another echo planar readout waveform is implemented to generate T;1 ;or proton density weighted data. The data is reconstructed (;56;) to generate a T;2 ;or T;2;* weighted image and a T;1 ;weighted image. The T;1 ;and T;2 ;or T;2;* weighted images are combined (;62;) to generate a contrast enhanced image. | Having thus described the preferred embodiments, the invention is now claimed to be: 1. A method of magnetic resonance imaging comprising:(a) administering a magnetic resonance contrast agent to a subject which contrast agent alters T1, T2 and T2* magnetic resonance characteristics; (b) exciting magnetic resonance in a region of interest of the subject which receives the contrast agent; (c) applying a first echo planar readout waveform during the excited resonance and generating a plurality of data lines of first image data; (d) applying a second echo planar readout waveform during the excited resonance after the first echo planar readout waveform and generating a plurality of lines of T2 or T2* weighted image data; (e) reconstructing the image data to generate a first image representation and a T2 or T2* weighted image representation; and (f) correcting the T2 or T2* weighted image representation with the first image representation. 2. The method as set forth in claim 1, further including:applying a third echo planar readout waveform and generating the other of T2 and T2* weighted image data. 3. The method as set forth in claim 2, further including:applying an RF inversion pulse between the second and third echo planar readout waveforms, such that the second echo planar readout waveform generates T2* weighted data and the third echo planar readout waveform generates T2 weighted data. 4. The method as set forth in claim 3, further including:reconstructing the T2 weighted data into a T2 weighted image representation; and modifying the T2 weighted image representation with the first image representation. 5. The method as set forth in claim 1, further including:repeating steps (b)-(f) a plurality of times to generate a series of first image representations and a series of T2 or T2* weighted image representations; and combining the series of first image representations and the series of T2 or T2* weighted image representations to generate a third series depicting a temporal evolution of the contrast agent in the region of interest. 6. The method as set forth in claim 1, further including:(g) combining the first image representation and the T2 or T2* weighted image representation to generate a third image representation; and repeating steps (b)-(g) a plurality of times to generate a series of third image representations depicting a temporal evolution of the contrast agent in the region of interest. 7. The method as set forth in claim 1, wherein the contrast agent includes a gadolinium chelate. 8. The imaging method according to claim 1, wherein:in the step of reconstructing the T2 or T2* weighted image representation, a portion of the encoded and read resonance from the first echo planar readout waveform is reconstructed into the T2 or T2* weighted image representation. 9. The imaging method according to claim 1, wherein:the first echo planar readout waveform phase encoding includes, phase encoding a first portion of the resonance suc... | Koninklijke Philips Electronics, N.V. | A61B005/055 G01V003/00
US06808699 | B2 | 2004-10-26 | Methods for imaging pulmonary and cardiac vasculature and evaluating blood flow using dissolved polarized 129Xe | 2002-12-09 | MR spectroscopy and imaging methods for imaging pulmonary and cardiac vasculature and the cardiac region and evaluating blood flow or circulatory deficits use dissolved phase polarized ;129;Xe gas and large flip angle excitation pulses. Pulmonary and cardiac vasculature MRI images are obtained by delivering gas to a patient via inhalation such as with a breath-hold delivery-procedure, exciting the dissolved phase gas with a large flip angle pulse, and generating a corresponding image. Preferably, the image is obtained using multi-echo imaging techniques. Blood flow is quantified using low field MR spectroscopy and an RF excitation pulse with a frequency which corresponds to the resonance of the dissolved phase ;129;Xe. | That which is claimed is: 1. A method for evaluating the effects of a drug therapy on a patient, comprising the steps of:sequentially delivering via inhalation a plurality of successive doses of gaseous polarized 129Xe to the subject such that a portion of each dose of the gaseous polarized 129Xe enters into pulmonary vasculature and an associated blood flow path of a biological subject; serially obtaining NMR spectroscopic response signals of the plurality of successive doses of the polarized 129Xe as the polarized 129Xe is taken up into the blood flow path; administering a drug therapy to the biological subject; and comparing the serially obtained NMR spectroscopic response signals to evaluate the effect of the drug therapy administered to the patient. 2. A method according to claim 1, wherein the response signals represent the blood-dissolved component of polarized 129Xe, and wherein said method further comprises evaluating the first and second response signals to generate quantitative measures of in vivo perfusion in a subject. 3. A method according to claim 1, further comprising evaluating the response signals to determine the slope of the associated dissolved phase polarized 129Xe signal intensity in the blood over time. 4. A method according to claim 1, wherein said evaluating step determines one of the vasodilator effect and the vasocontractory effect of the drug therapy. 5. A method according to claim 1, wherein the drug therapy is a hypertensive agent. 6. A method for evaluating blood flow, blood flow path and/or vasculature of a patient, comprising the steps of:delivering gaseous polarized 129Xe to the subject such that a portion of the gaseous polarized 129Xe enters into the pulmonary vasculature and into an associated blood flow path of the patient; exciting the polarized 129Xe in the blood flow path with at least one NMR spectroscopy RF excitation pulse; obtaining a first NMR spectroscopy response signal of the polarized 129Xe taken up in the vasculature and/or blood flow path based on said exciting step; obtaining a second NMR response signal of the polarized 129Xe take up in the vasculature and/or blood flow path based on said exciting step temporally spaced apart a selected time interval from said first obtaining step; and evaluating the patient using data from the first and second NMR response spectroscopic signals of said obtaining steps to assess the blood flow, blood flow path, and/or vasculature of the patient. 7. A method according to claim 6, further comprising the step of administering a medication to a subject and evaluating its effect on the blood flow rate, blood flow path, and/or vasculature of a subject. 8. A method according to claim 6, wherein said evaluating step is carried out by monitoring the intensity of the dissolved polarized 129Xe response signal over time to obtain data about the blood flow, blood flow path, or vasculature of the subject. 9. A method for assessing the presence or absence of abn... | Medi-Physics, Inc. | A61B005/055
US06817980 | B2 | 2004-11-16 | Automated diagnostic system and method including disease timeline | 2003-05-27 | Structure-based processing includes a method of diagnosing diseases that works by arranging diseases, symptoms, and questions into a set of related disease, symptom, and question structures, such as objects or lists, in such a way that the structures can be processed to generate a dialogue with a patient. A structure-based processing system organizes medical knowledge into formal structures and then executes those structures on a structure engine to automatically select the next question. Patient responses to the questions lead to more questions and ultimately to a diagnosis. An object-oriented embodiment includes software objects utilized as active, intelligent agents where each object performs its own tasks and calls upon other objects to perform their tasks at the appropriate time to arrive at a diagnosis. Alternative symptoms, synergies, encoding of patient responses, multiple diagnostic modes, disease profiles or timelines, and the reuse of diagnostic objects enhance the processing of the system and method. | What is claimed is: 1. A method of automatically diagnosing a medical condition by use of a predicted timeline of symptoms, the method comprising:accessing a plurality of timelines which are each representative of a typical pattern of a disease; automatically asking one or more questions of a patient so as to elicit a chief complaint; automatically receiving answers from the patient in response to the questions; automatically identifying a disease corresponding to the chief complaint; correlating the chief complaint to a timeline for the disease; automatically asking one or more questions to elicit the onset time of a symptom on the timeline for the disease; adding an incremental weight to a cumulative score for the disease if the symptom is established; and establishing the diagnosis when the cumulative score exceeds a predetermined threshold. 2. The method defined in claim 1, wherein the chief complaint includes a symptom and a severity for the symptom. 3. The method defined in claim 1, wherein each disease is associated with one timeline. 4. The method defined in claim 1, wherein the symptom includes one of a sign, laboratory test result, or interpretation of an imaging modality. 5. The method defined in claim 1, additionally comprising automatically asking one or more questions to elicit the offset time of the symptom on the timeline for the disease. 6. A method of automatically diagnosing a medical condition of a patient by use of a predicted timeline of symptoms, the method comprising:generating a plurality of timelines which are each representative of a typical course of a disease via a characteristic pattern of symptom attributes over time; and automatically selecting a particular disease based on a pattern of symptom attributes associated with a patient being similar to the timeline associated with the particular disease. 7. The method defined in claim 6, wherein each disease is associated with one timeline. 8. The method defined in claim 6, additionally comprising automatically asking questions of the patient. 9. The method defined in claim 8, additionally comprising creating a timeline of symptom attributes indicative of the patient based on answers to the questions. | First Opinion Corporation | A61B005/00
US06827695 | B2 | 2004-12-07 | Method of determining depth of compressions during cardio-pulmonary resuscitation | 2002-10-25 | A method of processing a raw acceleration signal, measured by an accelerometer-based compression monitor, to produce an accurate and precise estimated actual depth of chest compressions. The raw acceleration signal is filtered during integration and then a moving average of past starting points estimates the actual current starting point. An estimated actual peak of the compression is then determined in a similar fashion. The estimated actual starting point is subtracted from the estimated actual peak to calculate the estimated actual depth of chest compressions. In addition, one or more reference sensors (such as an ECG noise sensor) may be used to help establish the starting points of compressions. The reference sensors may be used, either alone or in combination with other signal processing techniques, to enhance the accuracy and precision of the estimated actual depth of compressions. | We claim: 1. A device for estimating an actual ECG signal of a patient while performing chest compressions, said device comprising:a means for performing chest compressions on a patient; a means for sensing the ECG signal of the patient, said means for sensing the ECG signal capable of producing a measured ECG signal corresponding to the measured value of the ECG signal of the patient, wherein the ECG signal comprises an actual component and a noise component; a compression sensor operably connected to the means for performing chest compressions, said compression sensor capable of producing a compression signal corresponding to the presence of a chest compression; a processor operably connected to the compression sensor and to the means for sensing the ECG signal, said processor capable of producing an estimated actual ECG signal corresponding to the estimated actual ECG signal of the patient; wherein the processor further comprises: a system identifier operably connected to the compression sensor, said system identifier capable of producing the estimated noise component of the ECG signal; wherein the system identifier produces the estimated noise component of the ECG signal by processing the measured ECG signal and the compression signal; and a means for combining signals operably connected to the system identifier and to the means for sensing the ECG signal, said means for combining signals capable of combining the measured ECG signal and the estimated noise component of the ECG signal to produce the estimated actual ECG signal. 2. The device of claim 1 wherein the compression sensor comprises a load sensor. 3. The device of claim 2 wherein the load sensor is disposed beneath the patient. 4. The device of claim 1 wherein the compression sensor comprises a means for measuring the displacement of a compression belt. 5. The device of claim 4 wherein the means for measuring the displacement of a compression belt comprises an encoder. 6. The device of claim 5 wherein the encoder comprises a rotary encoder. 7. The device of claim 5 wherein the encoder comprises an optical encoder. 8. The device of claim 1 wherein the compression sensor comprises an accelerometer. 9. The device of claim 1 wherein the system identifier comprises a moving average filter. 10. The device of claim 1 wherein the system identifier comprises an autoregressive moving average filter. 11. The device of claim 1 wherein the system identifier comprises an autoregressive moving average with truncated derivative filter. 12. The device of claim 1 wherein the system identifier comprises a Kalman filter. 13. The device of claim 1 wherein the system identifier comprises a recursive least squares filter. 14. The device of claim 1 wherein the system identifier comprises a recursive instrumental variable filter. 15. The device of claim 1 wherein the system identifier comprises a recursive prediction error filter. 16. The device of claim 1 wherein the system identifier comp... | Revivant Corporation | A61K031/00 A61B005/0402
US07103398 | B2 | 2006-09-05 | Electrical sensing and/or signal application device | 2000-11-01 | The electrical signal sensing and/or signal application device for sensing electrical signals on a surface and/or for applying electrical signals to a surface, particularly of human or animal skin or other organs or tissues, comprises a substrate (12) having first and second major surfaces (14), and a plurality of electrodes (16) arranged on the first major surface (14) of the substrate (12) and projecting therefrom, each of the electrodes (16) comprising a pointed contact end (36) facing away from the substrate (12) for contacting the surface, and a base end (26) facing towards the substrate (12). On the first or second or both major surfaces (14) of the substrate (12) there is arranged a plurality of first contact pads (22) for electrical connection to contact elements of an evaluation and/or driving means for evaluating the sensed electric signals and/or applying signals to the electrodes (16), the first contact pads (22) being electrically connected to the electrodes (16). The first major surface (14) of the substrate (12) comprises, for each electrode (16), a second contact pad (18) the base ends (26) of the electrodes electrically and mechanically connected to the second contact pads (18). Each electrode (18) is generated by bonding an electrically conductive bonding wire to a second contact pad (18) for generating a thickened socket portion (24) of the electrode comprising its base end (26), and by tearing the bonded bonding wire off the socket portion (24) so as to generate a pointed portion (34) of the electrode (16) comprising its pointed contact end (36) and projecting from the socket portion (24) thereof. | 1. An electrical signal sensing and/or signal application device for sensing electrical signals on a surface and/or for applying electrical signals to a surface, of human or animal skin or other biological organs or tissues, comprising a substrate having first and second major surfaces,a plurality of electrodes arranged on the first major surface of said substrate and projecting therefrom, each of said electrodes comprising a pointed contact end facing away from said substrate for contacting the surface, and a base end facing towards said substrate, anda plurality of first contact pads arranged on said first or second or both major surfaces of said substrate for electrical connection to contact elements of an evaluation and/or driving means for evaluating the sensed electric signals and/or applying signals to said electrodes, said first contact pads being electrically connected to said electrodes,wherein said first major surface of said substrate comprises, for each electrode, a second contact pad, said base ends of said electrodes being electrically and mechanically connected to said second contact pads, andwherein each electrode is generated by bonding an electrically conductive bonding wire to a second contact pad for generating a thickened socket portion of said electrode comprising its base end, and by tearing the bonded bonding wire off the socket portion so as to generate a pointed portion of said electrode comprising its pointed contact end and projecting from the socket portion thereof. 2. The electrical signal sensing and/or signal application device according to claim 1, wherein said substrate is flexible. 3. The electrical signal sensing and/or signal application device according to claim 1, wherein said substrate is rigid. 4. The electrical signal sensing and/or signal application device according to claim 1, wherein said second contact pads are electrically connected to the first contact pads of said substrate via electrically conductive traces arranged on said substrate. 5. The electrical signal sensing and/or signal application device according to claim 1, wherein said first contact pads are arranged on said second major surface of said substrate and flush with the second contact pads and are electrically connected to said second contact pads by conductor portions extending though said substrate. 6. The electrical signal sensing and/or signal application device according to claim 1, wherein said socket portions of said electrodes are connected to said second contact pads by thermal bonding or ultrasonic bonding or both. 7. The device according to claim 1 in a biomedical apparatus. 8. The device according to claim 7 wherein the biomedical apparatus is a dermal diagnostic device. 9. The device according to claim 7 wherein the biomedical apparatus does one or both of sensing and stimulating matter selected from the group consisting of biological tissue, organs, and cells. 10. A method for manufacturing an electrical signal s... | 3M Innovative Properties Company | A61B005/04 A61N001/04
US07149570 | B2 | 2006-12-12 | Alarm activated acoustic measuring signals for patient monitoring | 2002-10-17 | A system and a method for monitoring a physiological parameter of a patient providing a measurement-modulated acoustic signal (7) after/when a measurement value of the monitored physiological parameter exceeds an alarm limit. | 1. A patient monitoring system for monitoring at least two physiological parameters of a patient, the system comprising: an electrocardiograph ECG which monitors the patient's cardiac heart rate;a second physiological parameter monitor which monitors values of a second physiological parameter of the patient;an acoustic signal generator which generates acoustic signals;a beep generator connected with the ECG monitor and the second physiological parameter monitor which generates a beep tone at a characteristic point in each cycle of said cyclic heart rate at a tone which varies in accordance with the monitored values of the second physiological parameter, the beep generator being connected with the acoustic signal generator to generate a series of beeps whose rate is indicative of the cyclic heart rate and whose tone is indicative of the monitored values of the second physiological parameter; and,an alarm unit which causes a volume of the acoustic signal to change from switched off or a lower volume to a predefined higher acoustic volume in response to the monitored values of one or both of the second monitored physiological parameters or the monitored heart rate exceeding an alarm limit. 2. The system of claim 1, wherein the pre-defined acoustic volume is independent of previous settings for the volume before the alarm limit has been exceeded. 3. The system according to claim 1, wherein the acoustic signal is only generated as long as one or more alarm limits are exceeded, and is switched off otherwise. 4. The system according to claim 1, wherein the acoustic signal is generated at the pre-defined higher acoustic volume as long as and as soon as the second monitored values or the heart rate are at an alarm condition and the acoustic signal is switched off or is generated at the lower acoustic volume as long as and as soon as the second measurement values and the heart rate do not exceed one or more given alarm limits. 5. A method for monitoring at least two physiological parameters of a patient and providing a measurement-modulated acoustic signal after/when a measurement value of the monitored physiological parameters exceeds an alarm limit, the method comprising: measuring a value of a first cyclic monitored physiological parameter;measuring a value of a second monitored physiological parameter;in response to a measured value of any physiological parameter exceeding an alarm limit, providing the measurement-modulated acoustic signal at a predefined high acoustic volume, the acoustic signal including a series of beeps whose rate varies in accordance with the measurement values of the first cyclic monitored physiological parameter and whose tone varies in accordance with the measurement values of the second monitored physiological parameter; and,in response to no alarm limits being exceeded, reducing the acoustic volume of the measurement modulated acoustic signal to a low volume or switching the measurement-modulated acoustic signal off. 6. ... | Koninklijke Philips Electronics N.V. | A61B005/04 A61B005/00
US07408546 | B2 | 2008-08-05 | System and method for displaying and comparing 3D models (“3D matching”) | 2003-12-01 | A system and method for displaying 3D data are presented. The method involves subdividing a 3D display region into two or more display subregions, and assigning a set of display rules to each display subregion. Visible portions of a 3D data set in each display subregion are displayed according to the rules assigned to that display subregion. In an exemplary embodiment of the present invention the boundaries of the display regions, the display rules for each display subregion, and the 3D data sets assigned to be displayed in each display subregion can be set by a user, and are interactively modifiable by a user during the display. In exemplary embodiments of the invention the same 3D data can be displayed in each display subregion, albeit using different display rules. Alternatively, in other exemplary embodiments of the present invention, a different 3D data set can be displayed in each display subregion. In still other exemplary embodiments of the present invention, the various 3D data sets can comprise scans of the same object or body using different sensing modalities. | 1. A method of displaying 3D data, comprising: displaying at least one 3D data set defined by a 3D coordinate system;setting at least one boundary which divides said displayed at least one 3D data set into subregions, said subregions being bounded in said 3D coordinate system;assigning sets of display rules to each subregion, wherein said assigned sets of display rules are different from each other; anddisplaying said at least one 3D data set including said subregions according to said assigned sets of display rules;wherein said subregions are spatially separated by said at least one boundary and wherein said at least one boundary is interactively modifiable on said display of said at least one 3D data set including said subregions by a user. 2. The method of claim 1, wherein the 3D data set displayed in each subregion is the same. 3. The method of claim 1, wherein the 3D data set displayed in each subregion is unique to that display subregion. 4. The method of claim 3, wherein the 3D data sets displayed in each subregion are 3D scans of a human or animal body or portion thereof using different sensing modalities. 5. The method of claim 4, where said sensing modalities comprise one or more of CT, MR, PET, SPECT and US. 6. The method of claim 3, wherein the 3D data sets displayed in each region are surface renderings of polygonal data sets. 7. The method of claim 1, wherein the subregions comprise volumes, 2D surfaces, and points. 8. The method of claim 1, wherein the boundaries of at least one subregion define a rectangular crop box. 9. The method of claim 8, wherein there are two subregions whose boundaries have a common plane. 10. The method of claim 1, wherein a user can define one or more boundary planes that divide a given region within the 3D co-ordinate system into two or more subregions. 11. The method of claim 10, wherein the boundary planes are parallel to one or more surfaces of a 3D data set. 12. The method of claim 1, wherein the boundaries of the subregions and the set of display rules for each subregion are defined by a user. 13. The method of claim 12, wherein the boundaries of the subregions and the set of display rules for each subregion are defined by system defaults which can be modified by a user. 14. The method of claim 13, where a user defines or modifies said boundaries and/or display rules via an interactive object within the display. 15. The method of claim 13, where a user defines or modifies said boundaries and/or display rules via a mouse, trackball, joystick or other spatial 2D input peripheral. 16. The method of claim 12, where a user defines or modifies said boundaries and/or display rules via an interactive object within the display. 17. The method of claim 12, where a user defines or modifies said boundaries and/or display rules via a mouse, trackball, joystick or other spatial 2D input peripheral. 18. The method of claim 1, wherein when a user modifies the boundaries of a subregion, points in a ... | Volume Interactions Pte Ltd. | G06T015/00
US07534207 | B2 | 2009-05-19 | Implantable device with sensors for differential monitoring of internal condition | 2004-02-26 | The present invention is directed to implantable devices and systems for the differential monitoring the condition of the tissue or fluid emitted from the site in proximity to the implants. The invention may also include modifications of the implantable device to stabilize or immobilize the device in the proximity of the tissue to be monitored. | 1. A method of monitoring the condition of a tissue comprising: receiving information from a first sensing system and a second sensing system, wherein the first and second sensing systems are configured to sense a physiological property of a tissue;processing information from the first and second sensing systems to compute a difference in information sensed by the first and second sensing systems;displaying data on a display regarding the difference between the information received from the first and second sensing systems;positioning an icon representing a device depicted on the display relative to a depiction of the tissue to indicate the position of the device within the body; andmonitoring the information received from the first and second sensing systems to evaluate the condition of the tissue over time. 2. A method of monitoring the condition of a tissue comprising: implanting a device within a body in proximity to a tissue to be monitored, wherein the device includes the first sensing system and a second sensing system, wherein the first and second sensing systems are configured to sense a physiological property of tissue;orienting the device such that the first sensing system senses the physiological property of a first region of a tissue, and the second sensing system senses the same physiological property from a second region of a tissue;displaying the orientation of the device relative to the first and the second region of the tissue on a display; andpositioning an icon representing a device depicted on the display relative to a depiction of the tissue to indicate the position of the device within the body. 3. A method of monitoring the condition of a tissue comprising: implanting a device within a body in proximity to tissue to be monitored, wherein the device includes the first sensing system and a second sensing system, wherein the first and second sensing systems are configured to sense a physiological property of tissue;orienting the device such that the first sensing system senses the physiological property of a first tissue, and the second sensing system senses the same physiological property from a second tissue;displaying the orientation of the device relative to the first and the second tissue on a display; andpositioning an icon representing the device depicted on the display relative to a depiction of the tissue to indicate the position of the device within the body. 4. A system for monitoring tissue condition comprising: a housing configured to be implanted between a first tissue and a different second tissue within a patient's body, the housing including a first surface located on a first outer side of the housing configured to rest against the first tissue, and a second surface located on a second outer side of the housing, opposite from the first outer side, configured to rest against the second tissue;a first sensing system proximate to the first surface configured to sense a physiological property-of the first tiss... | Alfred E. Mann Institute for Biomedical Engineering at the University of Southern California | A61B005/00
US20040267098 | A1 | 2004-12-30 | Computer-assisted method for analyzing consumptions | 2002-05-13 | A computer-assisted system and method for adjudging the effect of consumable intakes on physiological parameters is disclosed wherein a consumer records in a database a plurality of consumable identifiers identifiying consumables consumed, the amounts of each consumable consumed, times of consumption of each consumable, a plurality of physiological measurements and time of physiological measurements, and such information is computationally related to consumption information, such as nutritional information, linked to the consumable identifier in another database. | What is claimed is: 1. A computer-assisted method for analyzing the consumption habits of a consumer comprising: electronically coupling consumption information with respect to a consumable with a consumable identifier; retrieving said consumption information upon input of said consumable identifier; computationally-relating said consumption information from one consumable with said consumption information from a plurality of other consumables. 2. The method of claim 1 wherein the consumable is a foodstuff. 3. The method of claim 1 wherein the consumable is a drug. 4. The method of claim 1 wherein the consumable is a pre-packaged good. 5. The method of claim 1 wherein the consumption information is nutritional information. 6. The method of claim 1 wherein the consumption information is ingredient and ingredient concentration information. 7. A computer-assisted system for analyzing the consumption habits of a consumer comprising: a first database means for storing consumable identifiers correlated with consumption information with respect thereto; a second database means for storing consumable identifiers correlated with the amount of each consumable consumed by a consumer, and the time of consumption of each consumable; a data processing means for receiving information from said first and second database means and correlating said consumption information stored in said first database means with the information stored in said second database means. 8. The computer-assisted system of claim 7 wherein said second database means further stores measurements of physiological parameters correlated with the time of measurement. 9. The computer-assisted system of claim 8 wherein said data processing system is further programmed to computationally manipulate said measurements of physiological parameters with said consumable information. 10. The computer-assisted system of claim 9 wherein said physiological parameters includes blood glucose levels. 11. The computer-assisted system of claim 9 wherein said physiological parameters includes body weight. 12. The method of claim 7 wherein the consumable is a foodstuff. 13. The method of claim 7 wherein the consumable is a drug. 14. The method of claim 2 wherein the consumable is a pre-packaged good. 15. A method for providing a consumer of foodstuffs with means for adjudging nutritional status comprising: marking foodstuffs with foodstuff identifiers; correlating said foodstuff identifiers with the nutritional content of said foodstuff by data processing means; storing said foodstuff identifiers coupled with the nutritional content of said foodstuff in a first data storage unit; inputting said foodstuff identifiers into a second data storage unit upon consumption of said foodstuffs and electronically correlating the same with the amount of foodstuff consumed and the time of consumption; transmitting the information stored in said second data storage unit to a central processing un... |  | A61B005/00
US20040199404 | A1 | 2004-10-07 | Integrated system and method for documenting and billing patient medical treatment and medical office management | 2003-04-02 | A method in a computer system for organizing a medical facility is disclosed. The method comprises: scheduling a visit by a patient; entering and storing medical history of the patient in a database; retrieving the medical history of the patient from the database during the visit by the patient; diagnosing patient based on information entered into the computer system; and billing the patient. | What is claimed is: 1. A method in a computer system for organizing a medical facility, the method comprising: scheduling a visit by a patient; entering and storing medical history of the patient in a database; retrieving medical history of the patient from the database during the visit by the patient; generating a patient chart note by entering a limited set of information; diagnosing patient based on information entered; and billing the patient. 2. The method of claim 1 further comprising maintaining an inventory of office supplies. 3. The method of claim 1 further comprising preparing a prescription form to be given to the patient. 4. The method of claim 3 further comprising transmitting prescription form to a desired pharmacy. 5. The method of claim 1 further comprising retrieving and organizing data entered into the computer system for performing outcome studies. 6. The method of claim 5 further comprising downloading data from different computer systems into the computer system for performing outcome studies. 7. The method of claim 1 wherein scheduling a visit by a patient further comprising inputting information into the computer system by the patient from a location remote from the computer system. 8. The method of claim 1 wherein entering and storing medical history of the patient in a database further comprises inputting information into the computer system by the patient from a location remote from the computer system. 9. The method of claim 1 wherein retrieving medical history of the patient from the database during the visit by the patient further comprises downloading the medical history of the patient from the computer system to a portable electronic device. 10. The method of claim 1 wherein diagnosing patient based on information entered into the computer system further comprises: selecting a location from an anatomy photo; choosing a diagnosis from a list constrained by selected location; and selecting a treatment plan from a list constrained by selected diagnosis. 11. A computer readable medium containing instructions for controlling a computer system for organizing a medical facility by: scheduling a visit by a patient; entering and storing medical history of the patient in a database; retrieving medical history of the patient from the database during the visit by the patient by downloading the medical history of the patient from the computer system to a portable electronic device; diagnosing patient based on information entered into the computer system; billing the patient; maintaining an inventory of office supplies; and preparing a prescription form to be given to the patient. 12. The method of claim 11 further comprising transmitting prescription form to a desired pharmacy. 13. The method of claim 11 further comprising retrieving and organizing data entered into the computer system for performing outcome studies. 14. The method of claim 13 further comprising downloading data from different com... |  | G06F017/60 A61B005/00
US20040242983 | A1 | 2004-12-02 | Method and device for evaluating measured periodic or quasi-periodic signals produced by medical sensor systems | 2004-03-19 | The invention concerns a method for evaluating measured periodic or quasi-periodic signals, produced by medical sensor systems, by digitizing the signals and comparing measured signal segments with signal segments stored in a databank. A medical result has been stored and with the stored signal segments and on the basis of the frequency of medical results belonging to the signal segments showing greatest similarity with the measured signal segment, it is possible to determine at least by deduction a medical result corresponding to the measured signal segment. According to the present invention, weighting values corresponding to the probability that the given medical results are those expected are stored with the signal segment data, and a weighting value for each of the medical results concerned is formed on the basis of the weighting values, belonging to the stored signal segments identified as being similar to a measured signal segment, of each of the medical results. | 1. A method for evaluating periodic or quasi-periodic signals, measured during examination of a patient, from a medical sensor system by digitizing the signals and comparing signal portions of the measured signals with signal portions which are stored in a database, the stored signal portions having a medical finding stored with them, and the frequency of the findings associated with the signal portions which are most similar to the measured signal portion being used to draw a conclusion about at least one finding associated with the measured signal portion, characterized in that signals obtained for a plurality of examinations on the same patient which have been carried out at intervals of time are compared with the same stock of stored signal portions and are evaluated, and in that a time profile for the examinations carried out is produced for the ascertained findings. 2. The method as claimed in claim 1, characterized in that the findings for the stored signal portions and the ascertained findings are determined within a same set of findings groups. 3. The method as claimed in claim 1, characterized in that weighting values corresponding to the probability of findings being present are stored with the data for signal portions, and in that the findings' weighting values associated with a measured signal portion from stored signal portions identified as being similar are used to form a weighting value for the respective finding. 4. The method as claimed in claim 1, characterized in that the signals obtained for the examinations carried out at intervals of time are stored and compared with the same stored signal portions at the same time. 5. The method as claimed in claim 4, characterized in that the signals measured for a patient during the individual examinations are stored with further patient-related data and findings in association with the patient. 6. The method as claimed in claim 4, characterized in that the storage medium used is a storage card. 7. The method as claimed in claim 1, characterized in that the temporal relationship between the ascertained findings is portrayed comparatively for the patient's signals measured at intervals of time. 8. The method as claimed in claim 7, characterized in that the temporal relationship between the ascertained findings is displayed graphically. 9. The method as claimed in claim 9, characterized in that the graphical display takes the form of bar graphs, line diagrams or pie charts. 10. An apparatus for evaluating measured periodic or quasi-periodic signals for medical sensor systems having an analog/digital conversion device for at least signal portions of the measured signals, a comparison device for comparing a measured signal portion with corresponding signal portions stored in a database, which stores corresponding signal portions together with medical findings which have been established, and identifying stored signal portions as being similar to the measured signal portion... |  | A61B005/05
US20040236233 | A1 | 2004-11-25 | Information-gathering device and pulse meter | 2004-03-18 | In a pulse meter, a motion detector detects motion components generated along with changes in the shape of a mounting area on the body, and outputs a motion detection signal to a transmitter. A pulse wave detector detects pulse wave components and outputs a pulse wave detection signal to the transmitter. A pulse rate calculator calculates the pulse rate on the basis of the motion detection signal and the pulse wave detection signal. Motion components can be removed from pulse wave components and the pulse rate can be accurately calculated even when motion components with low acceleration are generated. | What is claimed is: 1. An information-gathering device being configured to gather information relating to a pulse comprising: a sensor module being configured to be mounted to a mounting area on a body; and a supporter being configured to mount said sensor module, said sensor module comprising, a motion detector being configured to detect motion components generated along with changes in the shape of said mounting area, and to output a motion detection signal, and a pulse wave detector being configured to detect pulse wave components corresponding to a pulsating flow in said body, and to output a pulse wave detection signal. 2. The information-gathering device according to claim 1, wherein said motion detector comprises a pressure sensor, a load sensor, or a displacement sensor. 3. The information-gathering device according to claim 1, wherein said pulse wave detector comprises a pulse wave sensor, and said motion detector has a detection position thereof disposed adjacent said pulse wave sensor. 4. The information-gathering device according to claim 2, wherein said pulse wave detector comprises a pulse wave sensor, and said motion detector has a detection position thereof disposed on a reverse side or same side of said mounting area in relation to said pulse wave sensor, said motion detector is positioned such that the same axis that passes through a detection position of said pulse wave sensor and said mounting portion passes through said motion detector 5. The information-gathering device according to claim 1, wherein said sensor module comprises a transmitter being configured to transmit said motion detection signal and said pulse wave detection signal. 6. The information-gathering device according to claim 5, wherein said sensor module further comprises a power generation device connected to said motion detector and said pulse wave detector configured to convert kinetic energy to electric energy and to supply electric energy to said information-gathering device. 7. A pulse meter, comprising: a motion detector being configured to detect motion components and changes in a shape of a mounting area of a body, and to output a motion detection signal; a pulse wave detector being configured to detect pulse wave components corresponding to a pulsating flow in said body, and to output a pulse wave detection signal; a transmitter being configured to transmit said motion detection signal and said pulse wave detection signal; a receiver being configured to receive said motion detection signal and said pulse wave detection signal from said transmitter; and a pulse rate calculator being configured to calculate said pulse rate using said motion detection signal and said pulse wave detection signal received by said receiver. 8. The pulse meter according to claim 7, wherein said pulse rate calculator comprises a removal processor being configured to subtract said motion detection signal from said pulse wave detection signal. 9. The p... | Seiko Epson Corporation | A61B005/02
US20040220469 | A1 | 2004-11-04 | Knee-foot coil with improved homogeneity | 2003-05-02 | A knee-foot coil provides side coils covering both a side of a tubular foot support and a side of an attached toe chamber. Homogeneity in the signals from these loops is provided by a shunt, separating these side coils into portions with different sensitivities. Upper and lower coils provide for vertical sensitivity, the upper coil optionally surrounding the toe chamber. | We claim: 1. An MRI coil suitable for imaging a patient's foot comprising: a tubular form extending along a first axis to receive a portion of the patient's leg there along and patient's foot therein; a toe chamber extending perpendicularly to the first axis and from a top of the tubular form for receiving toes of the patient's foot; a conductive first loop having a first portion extending along a side of the tubular form and a second portion extending along the side of the toe chamber to provide sensitivity along a first axis in the tubular form and toe chamber; and a conductive second loop extending along the top of the tubular form to provide sensitivity along a second axis substantially perpendicular to the first axis in the tubular form and toe chamber. 2. The MRI coil of claim 1 including a shunt conductor in the first loop dividing the first portion from the second portion and wherein the first loop is tuned to a resonant frequency and wherein current flow at the resonant frequency within the first loop divides so that the current flow in the first portion and the current flow in the second portion are unequal. 3. The MRI coil of claim 1 wherein an area circumscribed by the second portion is less than the area circumscribed by the first portion of the first loop and the shunt divides the current so that the current flow in the second portion is less than the current flow in the first portion of the first loop. 4. The MRI coil of claim 1 wherein the second portion is closer to the foot than the first portion of the first loop when the patient's foot is positioned in the MRI coil and the shunt divides the current so that the current flow in the second portion is less than the current flow in the first portion. 5. The MRI coil of claim 1 including a conductive third loop having a first portion extending along a second side of the tubular form and a second portion extending along a second side of the toe chamber, the third loop positioned opposite the first loop. 6. The MRI coil of claim 1 including a shunt conductor in the third loop dividing the first portion from the second portion and wherein the third loop is tuned to a resonant frequency and wherein current flow at the resonant frequency within the third loop divides so that the current flow in the first portion and the current flow in the second portion are unequal. 7. The MRI coil of claim 1 wherein the second loop encircles the toe chamber and further including a conductive fourth loop extending along a bottom surface of the tubular form opposite the second loop. 8. The MRI coil of claim 1 further including a matching network for producing a signal related to the current flow in the first portions of the first and second loop for transmission to an MRI machine. 9. The MRI coil of claim 1 further including: a conductive third loop having a first portion extending along a second side of the tubular form and a second portion extending along a second side of the toe ch... |  | A61B005/055
US20040199083 | A1 | 2004-10-07 | Metabolic calorimeter employing respiratory gas analysis | 2003-11-12 | An indirect calorimeter for measuring the metabolic activity of a subject includes a respiratory connector operative to be supported in contact with the subject so as to pass inhaled and exhaled gases therethrough as the subject breathes, and a flow tube forming a flow pathway for passing inhaled and exhaled gases therethrough, wherein one end of the flow tube is operatively connected to the respiratory connector and the other end of the flow tube is open, and a wall of the flow tube includes an opening. The indirect calorimeter also includes a flow meter adapted to generate a signal as a function of the instantaneous volume of inhaled and exhaled gases in the flow pathway that is in fluid communication with the flow pathway via the opening in the flow tube, and an oxygen sensor operative to generate a signal as a function of the instantaneous fraction of oxygen in the inhaled and exhaled gases in the flow pathway that is in fluid communication with the flow pathway via the opening in the flow tube. The indirect calorimeter further includes a processor for receiving the signals from the flow sensor and the oxygen sensor and using the signals to determine the oxygen consumption of the subject over a period of time. | Claims 1-47 (cancelled) 48. An indirect calorimeter, comprising: a flow tube configured to pass inhaled gases and exhaled gases of a subject; a flow meter coupled to said flow tube, said flow meter being configured to generate an output associated with a volume of said inhaled gases and a volume of said exhaled gases; an oxygen sensor coupled to said flow tube, said oxygen sensor being configured to generate an output associated with a concentration of oxygen in said exhaled gases; and a computation unit coupled to said flow meter and said oxygen sensor, said computation unit being configured to process said output of said flow meter and said output of said oxygen sensor to determine an amount of oxygen consumed by said subject. 49. The indirect calorimeter of claim 48, wherein said flow meter is an ultrasonic flow meter. 50. The indirect calorimeter of claim 48, wherein said oxygen sensor is a fluorescence quench oxygen sensor. 51. The indirect calorimeter of claim 48, wherein said output of said oxygen sensor is further associated with a concentration of oxygen in said inhaled gases. 52. The indirect calorimeter of claim 48, wherein said computation unit is configured to process said output of said flow meter to determine said volume of said inhaled gases and said volume of said exhaled gases, and said computation unit is configured to process said output of said oxygen sensor to determine said concentration of oxygen in said exhaled gases. 53. The indirect calorimeter of claim 52, wherein said computation unit is configured to determine said amount of oxygen consumed based on said volume of said inhaled gases, said volume of said exhaled gases, said concentration of oxygen in said exhaled gases, and a concentration of oxygen in said inhaled gases. 54. The indirect calorimeter of claim 52, wherein said computation unit is configured to determine an amount of carbon dioxide produced by said subject based on said volume of said inhaled gases, said volume of said exhaled gases, said concentration of oxygen in said exhaled gases, and a concentration of oxygen in said inhaled gases. 55. The indirect calorimeter of claim 48, further comprising: a respiratory connector coupled to said flow tube, said respiratory connector being configured to be supported in contact with said subject so as to pass said inhaled gases and said exhaled gases. 56. The indirect calorimeter of claim. 55, wherein said respiratory connector is a mask having an edge configured to form a seal with a portion of said subject's face. 57. The indirect calorimeter of claim 48, further comprising a display unit coupled to said computation unit, said display unit being configured to provide indicia of said amount of oxygen consumed. 58. An indirect calorimeter, comprising: a flow tube configured to pass respiratory gases; a flow meter coupled to said flow tube, said flow meter being configured to generate a first signal associated with said respiratory gases pa... | Cooley Godward LLP | A61B005/08
US20040254456 | A1 | 2004-12-16 | Method and apparatus for realistic two-dimensional imaging | 2004-04-05 | In a method and an apparatus for three-dimensional imaging, measurement data, from which 3D images of the inside of the body of an examination subject can be created, are acquired with a 3D imaging apparatus from a region of interest of the examination subject, and from the measurement data a three-dimensional image of the region of interest is reconstructed and shown in at least one view as a section or projection image. Before or during the acquisition of the measurement data, exposures of the exterior region of interest of the examination subject are acquired and are associated (correctly with regard to position) as a textured image with a surface of the region of interest reconstructed from the measurement data. The surface of the region of interest textured in this manner is perspectively represented in the view such that the position of the slice or projection image can be recognized relative to the region of interest. A better association of the represented image with the real examined subject can be achieved, in particular in medical imaging. | I claim as my invention: 1. A method for three-dimensional imaging comprising the steps of: acquiring measurement data of an interior of a region of interest of an examination subject; generating a 3D image of said interior of said region of interest from said measurement data; before or during acquisition of said measurement data, obtaining an exterior exposure, with a camera, of said region of interest of the examination subject; and displaying said 3D image and said exterior exposure in combination at a single display with said 3D image displayed as a section or projection image and said exterior exposure being shown as a textured image as a surface of said 3D image for allowing recognition of said slice or projection image relative to said region of interest. 2. A method as claimed in claim 1 comprising obtaining said exterior exposure of said region of interest with a color camera, and displaying said textured image in said display in color. 3. A method as claimed in claim 1 comprising acquiring said measurement data with a C-arm x-ray apparatus by moving a C-arm of the C-arm x-ray apparatus relative to said examination subject, and comprising mounting said camera at said C-arm and moving said camera together with said C-arm to obtain said exterior exposure. 4. A method as claimed in claim 3 wherein said C-arm x-ray apparatus has a radiation detector mounted on said C-arm, and comprising attaching said camera to said radiation detector. 5. A method as claimed in claim 4 wherein the step of obtaining said exterior exposure comprises obtaining a parallity of exterior exposure of the region of interest of the examination subject, and wherein said C-arm x-ray apparatus has an x-ray tube mounted to said C-arm, and comprising attaching a further camera to said x-ray tube and obtaining said parality of exterior exposures respectively with said camera attached to said radiation detector and said further camera attached to said x-ray tube. 6. Am apparatus for three-dimensional imaging comprising: a data acquisition system for acquiring measurement data of an interior of a region of interest of an examination subject; a computer for generating a 3D image of said interior of said region of interest from said measurement data; a camera for, before or during acquisition of said measurement data, obtaining an exterior exposure of said region of interest of the examination subject; a display device connected to said computer; and said computer displaying said 3D image and said exterior exposure in combination at said display device with said 3D image displayed as a section or projection image and said exterior exposure being shown as a textured image as a surface of said 3D image for allowing recognition of said slice or projection image relative to said region of interest. 7. An apparatus as claimed in claim 6 wherein said camera is a color camera, and wherein said display device displays said textured image in said display in color. 8. ... |  | A61B005/05
US20040204657 | A1 | 2004-10-14 | Body fat analyzer with integral analog measurement electrodes | 2004-04-26 | A body fat analyzer having integrated measurement electrodes is disclosed. The assembly comprises a substrate; at least two conductive-film electrodes formed from a conductive material integrated on said substrate and capable of contacting a body to be measured; and a measurement circuit electrically connected to said electrodes. There is further disclosed a water-resistant body fat analyzer that comprises a substrate having top and bottom surfaces and an edge therebetween; at least two electrodes in contact with the top surface of the substrate, and capable of contacting an object having a biometric electrical characteristic to be measured; and a body fat measurement circuit mounted below the substrate and electrically connected to the electrodes such that the top surface of the substrate remains intact, whereby water present thereon is prevented from reaching the circuit. The invention is further directed to methods of manufacturing the disclosed body fat analyzers. | 1-11. Cancelled. 12. A method of producing a biometric data acquisition assembly, comprising the steps of: a. forming two or more conductive-film electrodes on a substrate, each having an impedance; b. electrically connecting a biometric data acquisition circuit to the electrodes; c. forming at least one reference conductive film electrode; and d. electrically connecting the biometric data acquisition circuit to the reference electrode to correct for the conductive-film electrode impedance. 13. The method of claim 12, wherein the two or more electrodes are formed by one of adhesion, vapor deposition, cathodic arc deposition, sputtering, photolithography, spin-coating, and screen-printing. 14. The method of claim 12, wherein said step of forming comprises the steps of: a. creating a uniform layer of conductive material on the substrate; and b. selectively removing predetermined portions of the conductive material, such that the two or more electrodes are produced. 15. The method of claim 14, wherein said removing step is performed by one of chemically etching, sand-blasting, laser patterning, and grinding predetermined portions of the conductive material. 16. The method of claim 12, wherein said step of forming comprises the step of: a. applying a mask layer to portions of the substrate; b. applying conductive material to the portions of the substrate not covered by the mask layer; and c. removing the mask layer. 17. The method of claim 12, further comprising the step of additionally integrating, on the substrate, at least one of: a. a thin-panel display, b. a touch-switch keypad, c. a heater element, and d. an electromagnetic shield. 18-20. Cancelled. 21. A method of producing a biometric data acquisition assembly, comprising the steps of: a. affixing at least two electrodes on the top surface of a substrate having top and bottom surfaces and an edge therebetween; and b. electrically connecting to the electrodes a biometric data acquisition circuit mounted below the substrate, while leaving the top surface of the substrate intact, whereby water present thereon is prevented from reaching the circuit. 22. The method of claim 21, wherein said step of connecting comprises the step of providing, for each electrode, a conductive path from the substrate's top surface to its bottom surface via its edge. 23. The method of claim 22, further comprising the step of providing, near the edge of the substrate, a gasket that tends to keep water present on the top surface of said substrate from reaching the bottom surface of said substrate. 24. The method of claim 12, wherein the reference electrode is an internal calibration impedance. |  | A61B005/04
US20040260203 | A1 | 2004-12-23 | Method and implement for opening hole in soft material | 2004-06-08 | An hole-opening implement (5 or 50) for opening a hole in a soft material (2) has a first cutting part and a second cutting part. To pierce the soft material with the hole-opening implement, both cutting parts advances in the soft material while cutting the soft material. Such a state that the second cutting part remains in the soft material just after the first cutting part is passed through the soft material is assured so that a cut piece as bound to the soft material can remain after the opening. The first cutting part is formed at a tip of the hole-opening implement, and the second cutting part is disposed behind the first cutting part in the piercing direction of the hole-opening implement. Otherwise, the hole-opening implement may be constructed so that the first cutting part is sharp in section and the second cutting part is formed so as to have lower cutting force than the first cutting part. | What is claimed is: 1. A method for opening a hole in soft material, comprising: cutting and piercing the soft material with an hole-opening implement so that a cut piece as bound to the soft material remains just after the opening. 2. The method for opening a hole in soft material as set forth in claim 1, the hole-opening implement having a first cutting part and a second cutting part, wherein the first cutting part and the second cutting part cut the soft material while the hole-opening implement is piercing the soft material, and wherein the second cutting part remains in the soft material just after the first cutting part is passed through the soft material so that the cut piece as bound to the soft material remains after the opening. 3. The method for opening a hole in soft material as set forth in claim 2, the soft material to be opened with a hole therein being made into a plug for sealing a sampling tube, wherein a suction nozzle for sucking a sample in the sampling tube is inserted into the hole formed in the plug by the opening. 4. The method for opening a hole in soft material as set forth in claim 2, the hole-opening implement being tubular, wherein the first cutting part is passed through the soft material so as to leave the cut piece in the tubular hole-opening implement, and then, the hole-opening implement is pushed forward so as to pass the second cutting part through the soft material, thereby removing the cut piece out of the hole-opening implement so that the cut piece as bound to the soft material remains out of the hole opened by the hole-opening implement. 5. The method for opening a hole in soft material as set forth in claim 4, the soft material to be opened the hole therein being made into a plug for sealing a sampling tube, wherein the tubular hole-opening implement is left in the plug after the opening so as to have a suction nozzle inserted thereinto for sucking sample in the sampling tube. 6. The method for opening a hole in soft material as set forth in claim 4, the soft material to be opened the hole therein being made into a plug for sealing a sampling tube, wherein the tubular opening pipe is left in the plug after the opening so as to serve as a suction nozzle for sucking a sample in the sampling tube. 7. An implement for opening a hole in soft material, wherein the hole-opening implement cuts and pierces the soft material so as to leave a cut piece as bound to the soft material after the opening. 8. The implement for opening a hole in soft material as set forth in claim 7, comprising: a first cutting part; and a second cutting part, wherein the first cutting part and the second cutting part cut the soft material while the hole-opening implement is piercing the soft material, and the second cutting part remains in the soft material just after the first cutting part is passed through the soft material so that the cut piece as bound to the soft material remains after the opening. 9. The impleme... | ARKRAY Inc. | F16B013/06 A61B017/32 A61B005/00
US20040210152 | A1 | 2004-10-21 | Device at quantitative analysis of respiratory gases | 2004-02-17 | An arrangement for the quantitative analysis respiratory gases to and from a patient connected to a respirator for breathing assistance, includes an adapter (1) having connectors (4) for connection to a respirator or the like, and connectors (3) for connection to a hose (13) leading to the patient. A connection for a measuring head (2) for a gas analyser is provided in the adapter (1) between the respirator connector (4) and the connectors (3) for connecting the hoses to the patient. The measuring head connection includes two windows (7) through which rays of light from the measuring head (2) can pass; and the adapter (1) also includes a connection (16) for a fuel cell (18) for measuring the oxygen gas content of the respiration gases. | 1. An arrangement for the quantitative analysis of respiratory gases to and from a patient connected to a respirator for breathing assistance, wherein the arrangement includes an adapter (1) having connectors (4) for connection to a respirator or the like, and connectors (3) for connection to a hose (13) leading to the patient, characterised in that a connection for a measuring head (2) for a gas analyser is provided in the adapter (1) between the respirator connector (4) and the connectors (3) for connecting said hoses to the patient, wherein the measuring head connection includes two windows (7) through which rays of light from the measuring head (2) can pass; and in that the adapter (1) also includes a connection (16) for a fuel cell (18) for measuring the oxygen gas content of the respiration gases. 2. An arrangement according to claim 1, characterised in that the measuring head connection includes two mutually opposing planar sides (6) in which the windows (7) are located; and in that the measuring head (2) includes a central aperture (8) that has two mutually facing planar surfaces (9) for sealingly mounting the measuring head over the planar sides (6) of said connection. 3. An arrangement according to claim 1 [[or 2]], characterised in that the adapter (1) includes a flow directing means (21) for guiding part of the respiratory gases towards the fuel cell (18). 4. An arrangement according to claim 1 any one of the preceding claims, characterised in that the adapter includes a passive respiratory gas humidifier (14) between the respirator connector (4) and the connectors for connecting the hoses to said patient. 5. An arrangement according to claim 1 any one of the preceding claims, characterised in that the adapter includes a bacteria filter (15; 17) for protecting the fuel cell (18) from bacteria present in the respiratory gases. 6. An arrangement according to claim 5, characterised in that the bacteria filter (15) is located in the adapter (1) between the connectors (3) for connecting said hoses to the patient and the measuring head connection (2). 7. An arrangement according to claim 5, characterised in that the bacteria filter (17) is located at the fuel cell connection (16). 8. An arrangement according to claim 1 any one of the preceding claims, characterised in that the adapter (1) is injection moulded from a plastic material. 9. An arrangement according to claim 2, characterised in that the adapter (1) includes a flow directing means (21) for guiding part of the respiratory gases towards the fuel cell (18). 10. An arrangement according to claim 2, characterised in that the adapter includes a passive respiratory gas humidifier (14) between the respirator connector (4) and the connectors for connecting the hoses to said patient. 11. An arrangement according to claim 3, characterised in that the adapter includes a passive respiratory gas humidifier (14) between the respirator connector (4) and the connectors for con... |  | A61B005/08
US20040260157 | A1 | 2004-12-23 | Method for automated screening of cervical/endocervical malignant and premalignant epithelial lesions using flow cytometry with HPV DNA fluorescent in-situ hybridization ( FISH) technology | 2003-12-09 | Systems and methods for automated screening of cervical and endocervical epithelium for malignant and premalignant lesions comprise collecting the epithelial cell sample in a transport fluid medium. Cells suspended in such medium are analyzed by flow cytometric technology. DNA fluorescent in-situ hybridization technology is also used to identify human papilloma virus (HPV) infected cells by means of flow cytometry. Different cell populations are quantitated as part of a complete cell count (CCC). CCC data is correlated with HPV DNA in-situ hybridization results. CCC data and CCC/HPV DNA in-situ hybridization correlation results are displayed both in three dimensional graphical form as well as two dimensional dot plot graphs depicting specific gated cellular populations. Populations of interest can also be sorted for subsequent visual morphologic inspection as well as for molecular diagnostic studies. | What is claimed is: 1. A system for evaluation and diagnosis of cervical/endocervical scrape specimens, comprising: flow cytometer for presenting specimens for analysis; and an inspection device for inspecting and analyzing the presented specimens. 2. The system according to claim 1, wherein said inspection device comprises optical inspection and classification. 3. The system according to claim 1 wherein said inspection device employs fluorescent in-situ hybridization. 4. The system according to claim 3 wherein said system detects HPV positive cellular populations. 5. The system according to claim 1 wherein said system detects HPV FISH positive cellular populations. 6. The system according to claim 1, wherein said inspection device comprises: a laser; forward angle light detector; side scatter light detector; and at least one side scatter fluorescent detector. 7. The system according to claim 1, further comprising: sorting apparatus for sorting specimen cells according to their analysis. 8. The system according to claim 7, wherein said sorting apparatus comprises electrical charge device for diverting a selected specimen cell to one of plural sorted cell suspension collection vials. 9. A method for evaluation and diagnosis of cervical/endocervical scrape specimens, comprising: presenting specimens cells for analysis substantially discretely; and inspecting and analyzing the presented specimens. 10. The method according to claim 9, wherein said presenting is accomplished by use of flow cytometry 11. The method according to claim 9, wherein said inspection comprises optical inspection 12. The method according to claim 9, further comprising the step of sorting said specimens based on inspection. 13. The method according to claim 9, further comprising generating a 3 dimensional graphical display of inspection analysis results. 14. The method according to claim 13, wherein said graphical display represents one or more of cell volume, nuclear volume, nuclear irregularity and high/low risk HPV status. 15. The method according to claim 9, wherein said presenting comprises employing flow cytometry. 16. The method according to claim 9, wherein said inspecting and analyzing comprises correlation of degree of nuclear fluorescence with HPV probes with viral load. 16. The method according to claim 9, wherein said inspecting and analyzing comprises automated discrimination between episomal and integrated nuclear pattern of fluorescence. 17. The method according to claim 9, wherein said inspecting and analyzing comprises providing assessment of cervical scrap adequacy. 18. The method according to claim 17, wherein said providing assessment comprises providing cell counts of the sample analyzed. 19. The method according to claim 9, wherein said inspecting and analyzing comprises providing relative proportion of basal/parabasal, intermediate and superficial cells. |  | A61B005/00
US20040204653 | A1 | 2004-10-14 | Blood pressure meter cuff | 2004-01-06 | Provide is a blood pressure meter cuff capable of avoiding an influence of an edge effect by pressurizing only a portion of a blood vessel in the downward vicinity of the body surface to thereby measure a correct blood pressure. A blood pressure meter cuff 1 includes: a fluid bag into which a fluid is injected; and a fixing tool fixing the fluid bag on a limb of a human body or the like, wherein a width, in the axial direction of the limb, of the fluid bag is a value suitable for selectively pressurizing only a portion of a blood vessel present in the downward vicinity of the skin. In a case where pressurization is imposed on only a portion of the radial artery present in the downward vicinity of the body surface and adjacent to a radial styloid process of a wrist, a width, in the axial direction of a limb, of the fluid bag is set to 15 mm or more and 25 mm or less. | What is claimed is: 1. A blood pressure meter cuff comprising: a fluid bag into which a fluid is injected; and a fixing tool fixing the fluid bag on a limb of a human body or the like, wherein a width, in the axial direction of the limb, of the fluid bag is a value suitable for selectively pressurizing only a portion of a blood vessel present in the downward vicinity of the skin. 2. The blood pressure meter cuff according to claim 1, wherein a width, in the axial direction of the limb, of the fluid bag is a width suitable for pressurizing a radial artery present in the downward vicinity of the body surface and adjacent to a radial styloid process of a wrist. 3. The blood pressure meter cuff according to claim 1, wherein a width, in the axial direction of the limb, of the fluid bag is a width suitable for pressurizing a radial artery present in the downward vicinity of the body surface and in an intermediate portion between the radial styloid process of a wrist and the first metacarpal bone base thereof. 4. The blood pressure meter cuff according to any one of claims 1 to 3, wherein a width, in the axial direction of a limb, of the fluid bag is 15 mm or more and 25 mm or less. | OMRON HEALTHCARE CO., LTD. | A61B005/02
US20040242993 | A1 | 2004-12-02 | Surgical operation apparatus | 2004-02-02 | In a surgical operation apparatus to be used in a surgical operation within a body cavity, in particular, circulatory organs, respiratory organs, or abdominal cavity, a tip portion of a manipulator is operated, being inserted into a target region within an organ within a living body, while making monitor on imaging diagnostic equipment. This apparatus comprises: an image information detector unit for detecting image information within a body, including the target region therein; a manipulator mechanism unit for operating the tip portion within the target region; and an operation inputting unit for inputting operation information therein. A controller unit, for controlling those, changes a condition of information detection while referring to the image information detected by the image information detector unit, and also controls the manipulator mechanism unit in accordance with the operation information inputted into the operation inputting unit. And wherein, a portion of the manipulator mechanism unit and a portion of the image information detector unit are made use in common with each other. | What is claim d is: 1. A surgical operation apparatus, to be use in a surgical operation within a body cavity, in particular, circulatory organs, respiratory organs, or abdominal cavity, for operating a tip portion of a manipulator inserted into a target region within an organ within a living body while making monitor on imaging diagnostic equipment, comprising: an image information detector unit for detecting image information within a body, including said target region therein; a manipulator mechanism unit for operating the tip portion within said target region; an operation inputting unit for inputting operation information therein; and a controller unit for changing a condition of information detection while referring to the image information detected by said image information detector unit, and also for controlling said manipulator mechanism unit in accordance with the operation information inputted in said operation inputting unit, wherein a portion of said manipulator mechanism unit and a portion of said image information detector unit are made use in common with each other. 2. The surgical operation apparatus, as described in the claim 1, wherein the portion of said manipulator mechanism unit and the portion of said image information detector unit are made use in common with, structurally or functionally. 3. The surgical operation apparatus, as described in the claim 1, wherein the common portion of said manipulator mechanism unit is made of a material of an insulator of non-magnetism. 4. The surgical operation apparatus, as described in the claim 2, wherein the common portion of said manipulator mechanism unit is made of a material of an insulator of non-magnetism. 5. The surgical operation apparatus, as described in the claim 1, wherein a magnetic resonance diagnostic apparatus is used as the imaging diagnostic equipment, and a signal detection portion of said image information detector unit is made use in common with said manipulator mechanism unit. 6. The surgical operation apparatus, as described in the claim 5, wherein a structure portion of a receiver for receiving magnetic resonance signal of said magnetic resonance diagnostic apparatus is made use in common with said manipulator mechanism unit. 7. The surgical operation apparatus, as described in the claim 6, wherein said receiver is constructed with a curved portion, being formed to project upward from a bed entering into an image pick-up region of said magnetic resonance diagnostic apparatus, on which a patient is lying, and a portion provided within an inside of said bed, and both of those are shaped in loop-like. 8. The surgical operation apparatus, as described in the claim 6, wherein said receiver is constructed with a plural number of curved portions, each being formed to project upward from a bed entering into an image pick-up region of said magnetic resonance diagnostic apparatus, on which a patient lies, and said manipulator mechanism unit comprises an ... |  | A61B005/05
US06835572 | B1 | 2004-12-28 | Magnetic resonance spectroscopy of breast biopsy to determine pathology, vascularization and nodal involvement | 2000-10-18 | Robust classification methods analyse magnetic resonance spectroscopy (MRS) data (spectra) of fine needle aspirates taken from breast tumours. The resultant data when compared with the histopathology and clinical criteria provide computerized classification-based diagnosis and prognosis with a very high degree of accuracy and reliability. Diagnostic correlation performed between the spectra and standard synoptic pathology findings contain detail regarding the pathology (malignant versus benign), vascular invasion by the primary cancer and lymph node involvement of the excised axillary lymph nodes. The classification strategy consisted of three stages: pre-processing of MR magnitude spectra to identify optimal spectral regions, cross-validated Linear Discriminant Analysis, and classification aggregation via Computerised Consensus Diagnosis. Malignant tissue was distinguished from benign lesions with an overall accuracy of 93%. From the same spectrum, lymph node involvement was predicted with an accuracy of 95% and tumour vascularisation with an overall accuracy of 92%. | We claim: 1. A method for obtaining a statistical classifier for classifying spectral data from a biopsy of breast tissue to determine the classification of a characteristic of the breast tissue, comprising:(a) locating a plurality of maximally discriminatory subregions in magnetic resonance spectra of biopsies of breast tissue having known classifiers of a characteristic, (b) cross-validating the spectra by selecting a first portion of the spectra comprising about one-half of the spectra leaving the other one-half of the spectra in the remainder of the spectra, developing linear discriminant analysis classifiers from said first portion of spectra, and validating the remainder of the spectra using the classifiers from the first portion of the spectra, to obtain optimized linear discriminant analysis coefficients, (c) repeating step (b) a plurality of times, each time selecting a different portion of the spectra, to obtain a different set of optimized linear discriminant analysis coefficients for each of said plurality of times; and (d) obtaining a weighted average of the linear discriminant analysis coefficients to obtain final classifier spectra indicating the classification of the characteristic based on the spectra; wherein spectra from a biopsy of breast tissue of unknown classification of a characteristic may be compared to the final classifier spectra to determine the classification of the characteristic of the breast tissue. 2. The method of claim 1 wherein the step of cross-validating the spectra comprises cross-validating the spectra by randomly selecting about half of the spectra. 3. The method of claim 1, further including the step of obtaining a biopsy of breast tissue by a fine needle aspiration biopsy. 4. The method of claim 1, wherein the step of repeating step (b) a plurality of times comprises repeating step (b) about 500-1000 times. 5. The method of claim 1, further including the steps of obtaining a plurality of final classifier spectra independently, and aggregating the results of the independent classifiers to obtain a consensus diagnosis. 6. The method according to claim 1, wherein the characteristic is pathology of the breast tissue and the classification indicates whether the pathology is malignant, benign or normal. 7. The method according to claim 1, wherein the characteristic is tumor vascularization, and the classification indicates the extent of tumor vascularization. 8. The method according to claim 1, wherein the characteristic is tumor nodal involvement and the classification indicates the extent of tumor nodal involvement. 9. An apparatus for obtaining a statistical classifier for classifying spectral data from a biopsy of breast tissue to determine the classification of a characteristic of the breast tissue, comprising:(a) a locator for locating a plurality of maximally discriminatory subregions in magnetic resonance spectra of biopsies of breast tissue having known classifiers of a characteristic of b... | Institute for Magnetic Resonance Research National Research Council of Canada | G01N033/48 G06F019/00 A61B005/05
US06801798 | B2 | 2004-10-05 | Body-member-illuminating pressure cuff for use in optical noninvasive measurement of blood parameters | 2002-06-20 | A member-illuminating cuff for measurement of systolic, mean and diastolic pressure, oxygen saturation, pulse and respiratory rate in small body members, comprising a hinged cuff housing, one or more light sources mounted on a first section of the housing, a photodetector mounted on a second section of the housing, and a disposable, inflatable cuff adapted to fit within the cuff housing and around a body member placed therein. | We claim: 1. A member-transilluminating cuff for optical noninvasive measurement of blood parameters, comprising:a hinged cuff housing having first and second semicylindrical sections and a hinge parallel to the longitudinal axes of said semicylindrical housing sections; a light source mounted on said first housing section; a photodetector mounted on said second housing section in a position to receive light transmitted from said light source through a body member placed within said cuff housing; and a transmissive, inflatable cuff adapted to fit within said cuff housing and around said body member. 2. A The member-transilluminating cuff of claim 1, wherein said cuff housing is a one-piece housing including said hinge. 3. The member-transilluminating cuff of claim 1, further comprising a second light source mounted on said first housing section, said light sources being spaced apart circumferentially. 4. A member-transilluminating cuff for optical noninvasive measurement of blood parameters, comprising:a hinged cuff housing having first and second semicylindrical sections and a hinge parallel to the longitudinal axes of said semicylindrical housing sections; a light source mounted on said first housing section; a photodetector mounted on said second housing section in a position to receive light transmitted from said light source through a body member placed within said cuff housing; and an inflatable cuff adapted to fit within said cuff housing and around said body member, wherein said inflatable cuff is a readily replaceable cuff. 5. A member-transilluminating blood parameter measurement system, comprising:a transilluminating cuff for encircling a body member, said cuff including a light source and a light detector and having a transmissive, inflatable portion with a surface thereof separating said light source and light detector from said body member; optical oscillometric circuit means connected to said transilluminating cuff for measuring blood pressure; and means connected to said transilluminating cuff for measuring blood oxygen saturation. 6. The system of claim 5, further comprising means connected to said transilluminating cuff for measuring pulse rate. 7. The system of claim 6, wherein said cuff is a clamshell cuff. 8. The system of claim 6, wherein said cuff is an annular cuff. 9. The system of claim 5, wherein said optical oscillometric circuit means includes means for measuring blood pressure during consecutive upward and downward transitions in cuff pressure and calculating an average of blood pressure values obtained during said consecutive transitions. 10. The system of claim 5, wherein said circuit means for determining blood oxygen saturation includes means for obtaining a substantially bloodless transmission reading, corresponding to substantially 100% transmission, at a point at which cuff pressure is greater than normal systolic pressure. 11. A member-transilluminating cuff for optical noninvasive measurement ... | Purdue Research Foundation | A61B005/00 A61B005/02
US06803030 | B2 | 2004-10-12 | Bile acids conjugates with metal ion chelates and the use thereof | 2002-08-27 | Compounds able to chelate paramagnetic metal ions and the use thereof as contrast agents in the technique known as “Magnetic Resonance Imaging” (M.R.I.). | What is claimed is: 1. A compound of formula (I): wherein:A is a polyfurictional substrate selected from the following; Z is a bile acid residue or a conjugate with taurine and glycine; Y1 and Y2, which can be the same or different, are selected from the following: residue aresidue bresidue cresidue dresidue eresidue fL1, L2 and L3, which can be the same or different, are a single bond between the functional groups of Y1 and A, Y2 and A and/or Z and A, or a spacer chain with at most 20 carbon atoms; as well as a complex chelate thereof with the ions of metal elements having atomic numbers ranging between 20 and 31, 39, 42, 43, 44, 49, and between 57 and 83, and a salt thereof with an organic base selected from primary, secondary, tertiary amines or basic amino acids, or with an inorganic base the cations of which are sodium, potassium, magnesium, calciuiin or mixtures thereof, or with anions of physiologically acceptable organic or inorganic acids; wherein linking between A and Y1 and Y2 is between a functionalized amino group present on Y1 and Y2 and a carboxylic residue present on A or between a carboxylic residue of Y1 and Y2 and an amino residue of A to form an amide and wherein linking between A and the bile acid residue Z is by formation of an amido bond. 2. A compound as claimed in claim 1 wherein L1 and L2, which can be the same or different, are a spacing chain of formula (II) wherein:Q is a C1-C8 alkyl chain optionally substituted with 1 to 3 OH groups; s is an integer of 0 to 5; R1 is an H atom, or a C1-C5 alkyl group; X is L3 is a group of formula (III) in which:X and s have the above defined meanings with the proviso that when s is different from 0 then CO and X are present. 3. A compound as claimed in claim 1 in which L1 and L2, which can be the same or different, are selected from those of formulae (IV), (V), (VI) wherein:R1 is an H atom, or a C1-C5 alkyl group and n is an integer of 1 to 8 and L3 is a single bond between Z and A or a group 4. A compound as claimed in claim 1 in which Z is a bile acid residue selected from one of the following: 5. A compound as claimed in claim 1, in which the bile acid residue Z is a cholic acid residue. 6. A compound as claimed in claim 1 selected from the following:[3α[3(S),4(S)],5β,12α]-3-[[[trans-3,4-bis[[[5-[bis[2-[bis(carboxymethyl)amino]ethyl]amino]-5-carboxypentyl]amino]carbonyl]-1-pyrrolidinyl]carbonyl]oxy]-12-hydroxycholan-24-oic acid; [3α[3(S),4(S)],5β,12α]-3-[[[trans-3,4-bis[[[2-[bis[2-[bis(carboxymethyl)amino]ethyl]amino]-2-carrboxyethyl]amino]carbonyl]-1-pyrrolidinyl]-carbonyl]oxy]-12-hydroxycholan-24-oic acid; (3α,5β,12α)-3-[[[-trans-3,4-bis[[[2-[[[4,7,10-tris(carboxymethyl)-1,4,7,10-tetraazacyclododec-1-yl]acetyl]amino]ethyl]amino]carbonyl]-1-pyrrolidinyl]carbony]oxy]-12-hydroxycholan-24-oic acid; [3α[3(S),4(S)],5β12α]-3-[[[trans-3,4-bis[[[5-[[2-[bis(carboxy-methy)amino]-ethyl](carboxymetyl)amino]-5-carboxypentyl]amino]carbonyl]-1-pyrrolidinyl]carbo-nyl]oxy]-12-hydroxych... | Bracco Imaging S.p.A. | A61B005/055 C07J009/00 A61K031/58
US06872183 | B2 | 2005-03-29 | System and method for detecting perforations in a body cavity | 2004-05-24 | A system and method for detecting perforations in a body cavity. In accordance with the method of the invention, a fluid (liquid or gas) is delivered into a body cavity to slightly pressurize the cavity. A pressure sensing system monitors the pressure within the cavity for a predetermined test period. If cavity pressure is not substantially sustained during the test period, the physician is alerted to further assess the cavity for perforations before initiating treatment within the cavity. In a preferred form of the system, a medical treatment system such as an RF ablation system is provided with perforation detection functionality. The system preferably includes a pre-test and post-test lockout system. The lockout system prevents RF power delivery unless, during a predetermined test period, the pressure sensing system determines that no perforation exists, or unless a previously performed perforation detection procedure determined a perforation was present but the lockout system was subsequently overridden by the physician. | 1. A method of ablating a uterus, comprising the steps of: inserting an ablation device into a uterus; flowing an inflation medium into the uterus; monitoring for the presence of a perforation in the uterus using a pressure sensor; and treating the interior of the uterus using the ablation device. 2. The method of claim 1, wherein the treating step includes delivering electrical energy to the tissue. 3. The method of claim 2, wherein the electrical energy is RF energy. 4. The method of claim 1, wherein the treating step includes delivering thermal energy to the tissue. 5. The method of claim 1, wherein the flowing step includes: passing an inflation medium through the ablation device and into the uterus; and the monitoring step includes monitoring a pressure within the uterus for a predetermined amount of time. 6. The method of claim 1, further including the step of: if a perforation is detected in the monitoring step, providing feedback alerting a user to the presence of a preforation in the uterus. 7. The method of claim 1, further including the step of preventing performance of the treating step until after the monitoring step has been carried out. 8. The method of claim 1, further including the steps of: suspending performance of the treating step if a perforation is detected in the monitoring step; detecting an override signal from a user input device; and permitting treatment of the uterus using the ablation device following detection of the override signal. 9. A method of detecting a perforation in a uterus, comprising the steps of: passing an inflation medium into the uterus; monitoring for the presence of a perforation in the uterus using a pressure sensor; if no perforation is detected during the monitoring step, permitting ablation of the uterus using an ablation device; and if a perforation is detected during the monitoring step, preventing ablation of the uterus. 10. The method of claim 9, further including the step of: if a perforation is detected during the monitoring step, detecting an override signal from a user input device and permitting treatment of the uterus using the ablation device following detection of the override signal. 11. The method of claim 9, further including the step of: if a perforation is detected during the monitoring step, activating a notification signal alerting the user to the presence of a perforation in the uterus. 12. The method of claim 9, wherein the inflation medium is introduced using a medical device separate from the ablation device. 13. The method of claim 9, wherein the inflation medium is introduced using the ablation device. 14. The method of claim 9, wherein the ablation device is an RF ablation device. 15. The method of claim 9, wherein the ablation device is a thermal ablation device. | Cytyc Surgical Product | A61B005/00 A61M031/00
US06805676 | B2 | 2004-10-19 | Manoeuverable guide wire and method of using same | 2001-10-02 | A guide wire (;1;) including an elongate tubular member with a distal end (;3;) and a proximal end (;4;), and at least one core member (;2;) disposed axially movable within the tubular member. A pre-shaped curved portion (;12;) on the core member is flexible. The tubular member has a first segment (;5;) with a rigidity causing a straightening of the curved portion (;12;) when the latter is positioned within the first segment, and a second segment (;9;) which is flexible so as to be bent when the curved portion of the core member is positioned within the second segment. | What is claimed is: 1. A guide wire comprising:an elongate tubular member with a distal end and a proximal end, and at least one core member disposed axially movable within the tubular member, which core member is provided with at least one pre-shaped, curved portion, wherein the pre-shaped curved portion is flexible, and the tubular member has segments of different transversal stiffnesses, of which at least one first segment has a rigidity causing a straightening of said curved portion when the latter is positioned within said first segment, and of which at least one second segment is flexible so as to be bent when said curved portion of the core member is positioned within said second segment, wherein the second segment is a distal segment of the tubular member, the distal segment having a distal portion in which the tubular member is fully compliant to the curvature of the pre-shaped curved portion on the core member, the distal portion having a length of more than 15 cm, the distal segment including a proximal portion having a length of at least 6 cm in which the transversal stiffness is higher than in the distal portion and lower than in the first segment, wherein the tubular member has at least two of the first segments and at least two of the second segments, one of the first segments being interposed between the second segments. 2. A guide wire according to claim 1, wherein the second segment has a gradually reduced stiffness towards its distal end. 3. A guide wire according to claim 1, wherein the tubular member is open in its proximal end and closed in its distal end. 4. A guide wire according to claim 3, wherein the inner member is movable with respect to the tubular member along a longer distance than half the length of the second segment. 5. A guide wire according to claim 4, wherein distalmost second segment of the tubular member has a length of at least 15 cm. 6. A guide wire according to claim 5, wherein the core member has longitudinally separated regions of different stiffnesses. 7. A guide wire according to claim 6, wherein the core member comprises two elements, which can be axially displaced in relation to each other. 8. A guide wire according to claim 7, wherein a straight section of the one element is moveable between positions abreast of and apart from a pre-shaped curved portion on the other element. 9. A guide wire according to claim 8, wherein the tubular member comprises a multifilar helically wound row of wires, and that the row of wires is made of from 2 to 12 helically wound wires, preferably of from 4 to 8 helically wound wires. 10. A guide wire according to claim 9, wherein the wires have a pitch angle in the range of 26°-76°, preferably a pitch angle in the range of 40°-65°. 11. A guide wire according to claim 9, wherein the wires in said row are machined to a lesser outer diameter in the second segment or segments of the tubular member. 12. A guide wire according to claim 11, wherein said distal se... | Cook Incorporated | A61B005/00
US06954661 | B2 | 2005-10-11 | Blood sugar level measuring apparatus | 2003-08-15 | Blood sugar levels are measured non-invasively based on temperature measurement. Measured blood sugar levels are corrected using blood oxygen saturation and blood flow volume. The measurement data is further stabilized by taking into consideration the influences of interfering substances on blood oxygen saturation. | 1. A blood sugar level measuring apparatus comprising: (1) a heat amount measuring unit for measuring a plurality of temperatures derived from a body surface in order to obtain information used for calculating the amount of convective heat transfer and the amount of radiation heat transfer concerning the dissipation of heat from the body surface; (2) a blood flow volume measuring unit for obtaining information concerning the volume of blood flow, the blood flow volume measuring unit comprising a body-surface contact unit, an adjacent-temperature detector disposed adjacent to the body-surface contact unit, an indirect-temperature detector for detecting the temperature at a position distanced away from the body-surface contact unit, and a heat conducting member connecting the body-surface contact unit with the indirect-temperature detector; (3) an optical measuring unit for obtaining the hemoglobin concentration and hemoglobin oxygen saturation in blood, the unit including a light source for generating light of at least three different wavelengths, an optical system for irradiating the body surface with light emitted by the light source, and at least three different photodetectors for detecting the light that has been shone on the body surface; (4) a storage unit for storing relationships between individual parameters corresponding to the plurality of temperatures, blood flow volume, hemoglobin concentration and hemoglobin oxygen saturation in blood, and blood sugar levels; (5) a computing unit for converting measurement values provided by the heat amount measuring unit, the blood flow volume measuring unit, and the optical measuring unit into parameters, and computing a blood sugar level by applying the parameters to the relationships stored in the storage unit; and (6) a display unit for displaying the blood sugar level computed by the computing unit. 2. The blood sugar level measuring apparatus according to claim 1, the photodetectors include a first photodetector for detecting light reflected by the body surface, a second photodetector for detecting light scattered by the body surface, and a third photodetector for detecting light that has penetrated into the skin through the body surface and that has exited from the body surface. 3. The blood sugar level measuring apparatus according to claim 2, wherein the light source comprises a plurality of light-emitting diodes that emit light with different wavelengths, and wherein the optical system includes a first optical fiber for transmitting the light emitted by the light-emitting diodes to an irradiated portion on the body surface, and a second optical fiber for transmitting the light with which the body surface has been irradiated to the first, second and third photodetectors. 4. The blood sugar level measuring apparatus according to claim 3, wherein the tip of the optical fiber transmitting the light to the third photodetector is disposed at a location so as to be in contact with the body su... | Hitachi, Ltd. | A61B005/00
US06961601 | B2 | 2005-11-01 | Sensor system for measuring biopotentials | 2003-06-11 | A system for measuring a biopotential signal produced by a body in free space at a location adjacent to the body, and if desired, through clothing, includes a probe that can be positioned adjacent to the body. The probe includes a conductive electrode to receive the biopotential signal and a conductor that is maintained at a fixed distance from the electrode. The potential of the conductor can be maintained substantially equal to the potential of the electrode to shield the electrode from stray electrical noise. The system further includes a high impedance first stage amplifier that is incorporated into the probe and electrically connected to the electrode using a relatively short connector to minimize connector noise. Functionally, the first stage amplifier compares the electrical potential of the electrode to a second potential (e.g. a local ground) and generates a signal that is indicative of the biopotential. | 1. A system for measuring a biopotential signal produced by a body in free space, said system comprising: an electrode made of a conducting material, said electrode being positionable at a location adjacent the body to place said electrode at a first potential;a conductor located at a fixed distance from said electrode;a means for generating a reference potential; anda high impedance amplifier connected to said reference potential generating means, with said amplifier having an input port electrically connected to said electrode to compare said first electrical potential of said electrode with said reference potential to generate a signal indicative of the biopotential signal, and wherein said conductor is located to shield said electrode from electrical noise wherein said conductor is interposed between said electrode and said amplifier to shield said electrode from electric signals of said amplifier. 2. A system as recited in claim 1 further comprising a means for mounting said electrode on the body. 3. A system as recited in claim 1 wherein said electrode is a first electrode and said means for generating a reference potential comprises a second electrode and said system further comprises a means for coupling said first electrode with said second electrode for movement therewith. 4. A system as recited in claim 1 wherein said electrode is a first electrode and said means for generating a reference potential comprises a second electrode that is placed in electrical contact with the body. 5. A system as recited in claim 1 wherein said means for generating a reference potential comprises a wire that is electrically connected to a local ground. 6. A system as recited in claim 1 further comprising a means for placing said conductor at a predetermined potential to shield said electrode from electrical signals of said amplifier. 7. A system as recited in claim 6 wherein said predetermined potential is substantially equal to said first electrical potential. 8. A system as recited in claim 1 wherein said high impedance amplifier comprises an instrumentation amplifier. 9. A system as recited in claim 1 wherein said high impedance amplifier comprises an operational amplifier. 10. A system as recited in claim 1 wherein said high impedance amplifier comprises at least one transistor. 11. A system as recited in claim 1 wherein said electrode is formed with a surface and at least a portion of said surface is coated with a resistive coating to shield said electrode from stray electrical currents. 12. A system as recited in claim 1 wherein said system further comprises a low-conductivity material interposed between said electrode and said conductor to minimize electrical coupling between said electrode and said conductor. 13. A system as recited in claim 1 wherein said amplifier is positioned to interpose said electrode between said body and said amplifier. 14. A system as recited in claim 1 wherein said electrode is attached to a material that ca... | Quantum Applied Science & Research, Inc. | A61B005/04
US06800059 | B2 | 2004-10-05 | Vital sign box, medium, and information aggregation | 2000-12-20 | An vital sign box has a plurality of vital sensors measuring predetermined biological, chemical, or physical conditions of a living body; an camera taking a picture of a predetermined object; and a housing containing the plurality of vital sensors and the camera. | What is claimed is: 1. A vital sign box comprising: a plurality of vital sensors measuring predetermined biological, chemical, or physical conditions of a living body; a camera for taking a picture of a predetermined object; and a housing containing the plurality of vital sensors and the camera, wherein the camera when the vital sign box is used is rotatable, and can be fixed at a predetermined angle. 2. The vital sign box according to claim 1, further comprising a base that is rotatable, can be fixed at a predetermined angle, and houses the camera at the time of detachment. 3. The vital sign box according to claim 1, wherein the camera is detachable. 4. The vital sign box according to claim 1, wherein the camera has a lighting section emitting light to the object. 5. The vital sign box according to claim 1, further comprising a display displaying an object whose image is taken by the camera. 6. The vital sign box of claim 1 wherein the plurality of vital sensors transmits measurements of the plurality of predetermined biological, chemical, or physical conditions, using an electric wave, the vital sign box further comprising;a reception sensor receiving measurements from the plurality of vital sensors; memory recording measurements received by the reception sensor; and a housing containing the plurality of vital sensors, the reception sensor, and the memory. 7. The vital sign box according to claim 6, wherein the electric wave is an infrared ray having a predetermined wavelength. 8. The vital sign box of claim 1 wherein the housing comprises a lid that contains the plurality of vital sensors and the display. 9. The vital sign box according to claim 8, wherein the display is movable;wherein the housing has a display fixing section to fix the display; and wherein the display lies in a bottom section of the housing at the time of non-use and can be fixed in a status that the display stands to the bottom section of the housing with using the display fixing section at the time of use. 10. The vital sign box of claim 1 further comprising:a speaker outputting measurements, measured by the vital sensors, by sound, the speaker located in the housing. 11. The vital sign box of claim 1 further comprising:a memory recording measurements measured by the vital sensors and/or objects whose images are taken by the camera; and a communication terminal of transmitting all or part of measurements measured by the vital sensors, an object whose image is taken by the camera, measurements recorded in the memory, and objects recorded in the memory; wherein the memory, and the communication terminal are located in the housing. 12. The vital sign box according to claim 11, wherein the communication terminal receives predetermined information from a communication partner, and wherein the vital sign box comprises a display that is contained in the housing, and not only displays all or part of measurements measured by the vital sensors, an object whose image... | Matsushita Electric Industrial Co., Ltd. | A61B005/02
US06805675 | B1 | 2004-10-19 | Method and apparatus for deflecting a screw-in lead | 2000-09-12 | A deflectable stylet system optimized for use in conjunction with a lead of the type having a fixation helix that is screwed into body tissue by rotation of the lead's connector pin is disclosed. The system includes an attachment that is rotatable and longitudinally slidable with respect to the handle of a deflectable stylet. A lead coupled to the attachment may be moved longitudinally with respect to a stylet to account for slight variances in the lead length. In one embodiment, the attachment couples to the lead via a pushbutton mechanism that can be locked to the lead using one hand. The attachment may be rotated to thereby rotate the lead connector. This allows for retraction and extension of a retractable fixation helix, and for further attachment or detachment of a fixation helix to adjacent tissue. In one embodiment, the attachment may be longitudinally rigidly positioned in predetermined locations with respect to the handle. According to another aspect of the system, a deflection device is coupled to the handle to facilitate deflection of the stylet. In one embodiment, this deflection device may be rotatably and/or slidably activated to accomplish the stylet deflection. The system allows a user to adjust lead length with respect to the stylet length, and to further perform stylet deflection and lead rotation all with one hand. | We claim: 1. A deflectable stylet system, comprising:a deflectable stylet having a stylet portion and a handle mounted at a proximal end of the stylet portion; an attachment mounted rotatably around the deflectable stylet portion and slidably longitudinally relative to the handle, the attachment comprising means for coupling the attachment to a proximal end of a lead in which the stylet portion is inserted; and means to allow relative longitudinal movement of the attachment and handle while retaining longitudinal alignment of the handle and attachment. 2. The system of claim 1, and further including a stylet deflection device mounted at a distal end of the handle to cause deflection of a portion of the deflectable stylet. 3. The system of claim 2, wherein the stylet deflection device is a knob mounted rotatably on a distal end of the handle. 4. The system of claim 3, wherein the knob is slidable longitudinally with respect to the handle. 5. The system of claim 1, wherein the means for coupling the attachment to a proximal end of a lead is a pushbutton capable of being in a first unlocked position to receive a proximal end of a lead, and a second locked position to lock the lead into a fixed position relative to the attachment. 6. The system of claim 1, wherein the means for coupling the attachment to a proximal end of a lead is a threaded fastening device. 7. The system of claim 1, wherein the means to allow relative longitudinal movement of the attachment and handle includes a member adapted to rigidly position the attachment in predetermined fixed longitudinal positions relative to the handle. 8. The system of claim 1, wherein the means to allow relative longitudinal movement of the attachment and handle includes a pin member, the attachment being capable of being slidably positioned along at least a predetermined portion of the pin member. | Medtronic, Inc. | A61B005/00
US06802811 | B1 | 2004-10-12 | Sensing, interrogating, storing, telemetering and responding medical implants | 2000-09-15 | Implants and implants, including sensors responsive to pressure, fluid flow, concentration of analytes, pH and other variables, including a feedback loop and means for modifying the implant after placement in a patient in response to measurements made using the sensors, have been developed. These are particularly useful in cardiology, where the implants contain one or more sensors responsive to variables which change over time, for example, pressure which is indicative of changes in fluid flow and diameter of the vessel in which the implant has been placed. Feedback from the sensor(s) either directly, or indirectly via monitoring means external to the patient, signal changes that may be required, such as expansion of the implant in the case where the vessel diameter changes over time or the implant becomes unstable or migrates. In another embodiment, the implant contains a bioactive, prophylactic, diagnostic or pH modifying agent wherein the implant is formed of a temperature or pH responsive material so that the agent is released when the temperature or pH is altered. These systems can also be used to connect a patient to a remote data storage system, such as the internet or a computer accessible through devices such as PDA (Palm Pilot systems), phone system devices (portable phones, answering services, beepers, office fax machines), that the physician or nurse can monitor or use to interact remotely with the implant. | I claim: 1. A system for monitoring and responding to the environment of an implanted device comprising:one or more sensors configured for monitoring data relating to variables selected from the group consisting of electrical, magnetic, mechanical, fluid flow, chemical, and thermal properties in the device or its environment in a patient, at least one actuator configured for implementing a response to the monitored data in the device by causing a configurational change in the device; and means for communication selected from the group consisting of a means for communication to one of a series of nested loops of information exchange, monitoring means configured for positioning external to the patient, an external input connected through loops to effectuate change in the device from the at least one actuator, transmitting and receiving means to the one or more sensors and means for remotely accessing the data; wherein the one or more sensors directly interact with the device through the at least one actuator such that data transmitted from the one or more sensors to the at least one actuator causes a configurational change in the device. 2. The system of claim 1 which includes a data storage means. 3. The system of claim 2 wherein the data storage means is configured to be placeable on the device or contiguous to the device or within or on the body of the patient. 4. The system of claim 1 which includes a telemetry means. 5. The system of claim 4 wherein the telemetry means is an analog or digital electronic device. 6. The system of claim 1 comprising means for communication to one of a series of nested loops of information exchange. 7. The system of claim 1 comprising an external input connected through loops to effectuate change in the device from the at least one actuator. 8. The system of claim 1 additionally comprising monitoring means configured for positioning external to the patient. 9. The system of claim 1 wherein the sensor is configured to detect changes in pH, temperature, ion concentration, or analyte concentration. 10. The system of claim 1 comprising transmitting and receiving means to the one or more sensors. 11. The system of claim 1 comprising means for remotely accessing the data. 12. The system of claim 1 wherein at least one sensor is connected to means for transmitting or receiving data from a computer or phone communication means. 13. A system for monitoring and responding to the environment of an implanted device comprisingone or more sensors configured for monitoring data relating to variables selected from the group consisting of electrical, magnetic, mechanical, fluid flow, chemical, and thermal properties in the device or its environment in a patient, and at least one actuator configured for implementing a response to the monitored data in the device by causing a configurational change in the device; wherein the one or more sensors directly interact with the device through the at least one actuator such t... | Endoluminal Therapeutics, Inc. | A61B005/00 A61K009/22
US07306565 | B2 | 2007-12-11 | Ear temperature monitor and method of temperature measurement | 2004-07-08 | A continuous body core temperature monitor comprises a pliable ear plug that conforms to the shape of an ear canal and incorporates a temperature sensor that is clamped between the plug and the ear canal wall. The external surface of the plug is connected to an external temperature sensor and a heating element that compensate for a heat lost from the ear canal to the environment by maintaining the temperature gradient between the temperature sensor and the heating element close to zero. | 1. A method for continuous monitoring of the internal temperature of a subject, comprising: positioning a first temperature sensor relative to a housing fabricated from metal having high thermal conductivity;thermally attaching a heater to a second temperature sensor and to the housing, the second temperature sensor being positioned within the housing;thermally insulating the first temperature sensor from the housing, the heater and the second temperature sensor;securing the housing on a surface of the subject;measuring the temperature of the surface using the first temperature sensor;generating heat with the heater at a rate that minimizes a temperature gradient between the first and second temperature sensors; andcomputing an internal temperature of the subject using signals from the first and second temperature sensors. 2. A method for continuous monitoring of the internal temperature of a subject, comprising: positioning a first temperature sensor relative to a housing fabricated from metal having high thermal conductivity;attaching a second temperature sensor to the housing;thermally insulating the first temperature sensor from the housing and from the second temperature sensor;securing the housing on a surface of the subject;measuring the temperature of the surface using the first temperature sensor; andcomputing an internal temperature of the subject using signals from the first and second temperature sensors. 3. The method of claim 2, where computing the internal temperature further comprises determining a temperature gradient between the first and second temperature sensors and subsequently multiplying the gradient by an experimental constant. 4. A temperature sensing device for monitoring an internal temperature of a subject, comprising: a housing configured to be in contact with a surface of the subject;a first temperature sensor thermally insulated from said housing and configured to be thermally attached to the subject for detecting a surface temperature of the subject, wherein said housing is fabricated from metal having high thermal conductivity;a second temperature sensor thermally coupled to said housing;a thermal insulator positioned between said first temperature sensor and said second temperature sensor; andan electronic module electronically connected to said first temperature sensor and said second temperature sensor. 5. The device of claim 4, further comprising a heater thermally coupled to said housing and electrically coupled to said electronic module. 6. The device of claim 4, wherein said thermal insulator further comprises an air gap between said first temperature sensor and said second temperature sensor. 7. The device of claim 4, wherein said electronic module further comprises a data transmitter for broadcasting responses of said first temperature sensor and said second temperature sensor. 8. The device of claim 4 further comprising an external monitor coupled to said electronic module and containing a power ... | Advanced Monitors Corporation | A61B005/00
US07167735 | B2 | 2007-01-23 | Concentration measuring instrument, and method of measuring the concentration of a specific component in a subject of measurement | 2003-03-18 | To provide a measuring method which enables a highly accurate measurement of concentrations of specific components in subjects of measurement even when the concentration measuring contact of a concentration measuring instrument is contaminated with drinks or the like.;The concentration measuring instrument includes:;a main body that has a concentration measuring contact, a light source and a photodetector; and;judging means that calculates the difference between a non-contact-measured value, a value, measured by the photodetector while keeping a subject of measurement out of contact with the concentration measuring contact, of the quantity of light that is emitted and entered by the light source into the concentration measuring contact and returned to the concentration measuring contact and a predetermined reference value obtained in advance by making measurement while keeping the concentration measuring contact clean and judges whether the calculation of the concentration of the specific component in the subject of measurement is effective or not by comparing the calculated difference with a predetermined threshold. | 1. A concentration measuring instrument, comprising: a main body that has a concentration measuring contact, a light source that emits light and enters the light into the concentration measuring contact, and a photodetector; andjudging means thatcalculates the difference between (1) a non-contact measured value, a value, measured by the photodetector while keeping a subject of measurement out of contact with the concentration measuring contact, of the quantity of light which is emitted and entered by the light source into the concentration measuring contact, passed through or oozed from the concentration measuring contact to the outside thereof and returned to the concentration measuring contact and (2) a reference value, a value, measured by the photodetector while keeping the concentration measuring contact clean, of the quantity of the light which is emitted and entered by the light source into the concentration measuring contact, passed through or oozed from the concentration measuring contact to the outside thereof and returned to the concentration measuring contact, andjudges whether a calculation of the concentration of a specific component in the subject of measurement is effective or not by comparing the calculated difference with a threshold. 2. The concentration measuring instrument according to claim 1, further comprising calculating means, wherein the photodetector measures, while keeping the subject of measurement in contact with the concentration measuring contact, the quantity of light which is emitted and entered by the light source into the concentration measuring contact, passed through the concentration measuring contact into a subject of measurement, transmitted in the subject of measurement, and returned to the concentration measurement contact, when the judging means judges the calculation of the concentration of a specific component in the subject of measurement to be effective, andthe calculating means calculates the concentration of a specific component in the subject of measurement based on a contact measured value, a value obtained by making measurements while keeping the subject of measurement in contact with the concentration measuring contact. 3. The concentration measuring instrument according to claim 1, further comprising indicating means, wherein the indicating means gives a message that indicates the surface of the concentration measuring contact should be cleaned, when the judging means judges the calculation of the concentration of a specific component in the subject of measurement to be ineffective. 4. A concentration measuring instrument, including: a main body that has a concentration measuring contact, a light source that emits light and enters the light into the concentration measuring contact, and a photodetector; andjudging means thatcalculates the difference between (1) a non-contact measured value, a value, measured by the photodetector, of the quantity of light which is emitted and entered by the... | Matsushita Electric Industrial Co., Ltd. | A61B005/00
US06991608 | B2 | 2006-01-31 | Medical assembly | 2003-04-03 | A medical needle device includes a needle assembly, a hollow needle assembly holder, and a one-way rotational collar. The needle assembly includes a needle hub supporting a needle. The needle hub has a proximal end and a distal end. The hollow needle assembly holder has a proximal end and a distal end. The distal end of the holder defines an opening communicating with the interior of the holder. The one-way rotational collar is rotatably received in the opening in the holder for connecting the needle assembly to the holder. The collar defines a needle assembly receiving socket. The proximal end of the needle hub is received in the socket. The collar is configured to co-act with the interior of the holder such that the collar and needle assembly can rotate in only one direction relative to the holder. | 1. A holder for supporting a needle assembly for use in a blood collection procedure comprising: a hollow holder body having a generally open proximal end and a partially enclosed distal end, with the distal end of the holder body defining an opening communicating with the interior of the holder body; anda one-way rotatable collar in rotational communication with the opening in the holder body and including a needle assembly receiving socket for receiving a needle assembly for connection with the holder body;wherein the collar is configured to co-act with the interior of the holder body such that the collar can rotate in only one direction relative to the holder body when a needle assembly is received in the socket. 2. The holder of claim 1, wherein the collar includes a first disc portion rotatably received in the opening in the holder body and a second disc portion extending into the interior of the holder body, and wherein the second disc portion includes at least one locking pawl configured to engage at least one ratchet tooth formed on an inner wall of the holder body for permitting the one-way rotational movement of the collar relative to the holder body. 3. The holder of claim 2, wherein the first disc portion includes a lip in engagement with the distal end of the holder body for rotatably connecting the collar to the holder body. 4. The holder of claim 2, wherein the socket includes internal threads for threaded engagement with the needle assembly. 5. The holder of claim 4, wherein the locking pawl and the ratchet tooth are configured to engage when the needle assembly is being threaded into the socket to prevent rotation of the collar, with the locking pawl and ratchet tooth further configured to allow the locking pawl to slip over the ratchet tooth to rotate the collar when the needle assembly is threaded with the socket and an attempt is made to unthread the needle assembly from the socket. 6. The holder of claim 1, wherein the proximal end of the holder body is open-ended and includes a circumferentially extending flange. 7. The holder of claim 6, wherein the flange includes two projections. 8. The holder of claim 1, wherein the collar includes a first disc portion rotatably received in the opening in the holder body and a second disc portion extending into the interior of the holder body, and wherein the second disc portion includes at least one locking tooth configured to engage at least one ratchet pawl formed on an inner wall of the holder body for permitting the one-way rotational movement of the collar relative to the holder body. 9. The holder of claim 8, wherein the first disc portion includes a lip in engagement with the distal end of the holder body for rotatably connecting the collar to the holder body. 10. The holder of claim 8, wherein the socket includes internal threads for threaded engagement with the needle assembly. 11. The holder of claim 10, wherein the locking pawl and the ratchet tooth are configured t... | Becton, Dickinson and Company | A61D005/00
US07031750 | B2 | 2006-04-18 | Management method of fat mass and management device of fat mass using mobile phone | 2003-07-02 | The present invention relates generally to an apparatus for managing the body fat of a human body and, more particularly, to a mobile communication terminal in which a body fat managing function is embedded, and an apparatus in which a body fat managing device is connected to a mobile communication terminal. The mobile communication terminal, in which a body fat managing function is embedded, includes a signal amplifying and converting unit for converting the measured value of body fat, a low frequency generating unit for generating low frequency waves, an input unit for receiving the body fat-related items, a display unit for displaying the measured value of the body fat, a memory unit for storing the measured value of the body fat, an adaptor unit connected to outside electrode lines, and a control unit for controlling the respective function units. Additionally, a body fat managing device, which is used while being connected to a mobile communication terminal, includes a signal amplifying and converting unit, a low frequency generating unit, an electrode unit and a conduction unit. | 1. A mobile communication terminal in which a body fat managing function is embedded, comprising: an input unit for receiving an input to switch the mobile communication terminal between a communication mode, a body fat measurement mode and a body fat removal mode;a display unit for displaying a measured value of the body fat;a memory unit for storing the measured value of the body fat after the body fat has been measured;a wireless unit for transmitting the measured value of the body fat to a body fat measuring server on a wireless network after the body fat has been measured;an adaptor unit for connecting an electrode line for measuring the body fat and a low frequency transmission line for removing the body fat to the mobile communication terminal;a signal amplifying and converting unit for amplifying measured impedance and converting the amplified impedance into a digital signal in the body fat measurement mode;a low frequency generating unit for generating low frequency signals in the body fat removal mode; anda control unit for controlling the function units and calculating the measured value of the body fat from the measured impedance. 2. An apparatus for managing body fat, comprising: a body fat managing device including an electrode unit for measuring bodily impedance of an examinee, a signal amplifying and converting unit for amplifying the impedance measured by the electrode unit and converting the amplified impedance into a digital signal, a low frequency generating unit for generating low frequency signals, and a conduction unit provided with electrode pads for conducting low frequency waves to a body of an examinee; anda mobile communication terminal equipped with the body fat measuring device, the mobile communication terminal including an input unit for receiving bodily information of the examinee and for switching the mobile communication terminal between a communication mode, a body fat measurement mode and a body fat removal mode, a display unit for displaying a measured value of the body fat, a memory unit for storing the measured value of the body fat, a wireless unit for transmitting the measured value of the body fat to a body fat measuring server on a wireless network, an adaptor unit connected to the body fat managing device, and a control unit for controlling the units and calculating the measured value of the body fat from the measured impedance. 3. A method of managing body fat using a mobile communication terminal, comprising the steps of: downloading a body fat management program onto the mobile communication terminal from a body fat managing server on an Internet;switching the mobile communication terminal from a communication mode to a body fat measurement mode;measuring body fat of an examinee;uploading data of the body fat from the mobile communication terminal to the body fat managing server;downloading a prescription for management of the body fat from the body fat managing server to the mobile communication ... | HealthPia America, Co. Ltd | A61B005/05 A61N001/08 G06F017/60 H04M001/00
US07077813 | B2 | 2006-07-18 | System and method for implementing postural realignment programs | 2003-06-04 | A computerized system and method for establishing a posture correction exercise program requires observing the patient relative to a predetermined framework. This is done to identify postural mal-alignments for the patient that can be respectively referenced to a predetermined view plane (frontal; sagittal; and transverse planes) and graded according to their severity. Additionally, the patient's weight bearing sensations are obtained for use with the mal-alignment data. This data is then input to a computer where each mal-alignment is matched with an exercise to create the corrective exercise program. The corrective exercise program can then be edited to customize the program for the patient. | 1. A method for electronically evaluating the posture of a patient to establish a corrective exercise program, the method comprising the steps of: positioning the patient in a framework;identifying postural deviations relative to the framework;generating data for each postural deviation, wherein the data is characteristic of the postural deviation referenced to a predetermined view plane;inputting the data to a computer for comparing the input data with a plurality of physical exercises corresponding to the respective view plane;selecting exercises for inclusion in a corrective exercise program; andimplementing the corrective exercise program to correct the posture of the patient. 2. A method as recited in claim 1 wherein the generating step further comprises the step of obtaining data from the patient pertaining to their weight bearing sensations and from the performance of an active test. 3. A method as recited in claim 1 wherein the predetermined view plane is one of a plurality of view planes which comprise: a frontal plane;a sagittal plane; anda transverse plane. 4. A method as recited in claim 3 further comprising the step of sequencing exercises in the corrective exercise program to, in order, reduce postural deviations in the frontal plane, reduce postural deviations in the sagittal plane and, reduce postural deviations in the transverse plane. 5. A method as recited in claim 3 wherein the framework comprises: a vertically oriented backdrop, the backdrop including grid lines for a plurality of horizontally oriented rows and grid lines from a plurality of vertically oriented columns; anda vertically oriented plumb line lying substantially in the sagittal plane and distanced from the backdrop to allow positioning of the patient between the backdrop and the plumb line. 6. A method as recited in claim 3 wherein postural deviations referenced to the frontal plane include anterior/posterior pelvic tilts, forward/backward head, knee recurvatum, glenohumeral anterior/posterior translation, exaggerated/decreased anteroposterior spinal curves, and trunk rotations. 7. A method as recited in claim 3 wherein postural deviations referenced to the sagittal plane include left/right head side bend, high/low shoulder, high/low iliac crest, knee valgus and varus, tibial rotation, foot hyperpronation/supination, calcaneal valgus and varus. 8. A method as recited in claim 3 wherein postural deviations referenced to the transverse plane include head rotations, trunk rotations, shoulder internal rotation, scapulae abduction, medial/lateral patella position, and internal/external hip rotations. 9. A method for manipulating mal-alignment data for use in establishing a corrective exercise program for a patient which comprises the steps of: observing the patient relative to a predetermined framework to generate mal-alignment data for the patient corresponding to mal-alignments exhibited by the patient;inputting the observed mal-alignment data into a compute... | - | A61B005/117 A61B005/103
US07215982 | B2 | 2007-05-08 | Method and device for measuring concentration of specific component | 2004-04-02 | The present invention provides easy and stable measurement of the concentration of a specific component contained in a living body, even when a fluid such as water, saliva or sweat is present between an optical element and the living body or when the measurement is taken at a plurality of measuring parts of a living body. In the measurement of the present invention, a calibration line to be used to correct the influence of a change of a fluid layer present between a living body and an optical element is determined, a measured value is corrected based on the calibration line and the concentration is obtained from the corrected value. | 1. A method for measuring the concentration of a specific component contained in a living body comprising the steps of: (1) introducing light into an optical element, which is absorbed and reflected by a living body in contact with said optical element and then emitted from said optical element:(2) detecting the light emitted from said optical element and obtaining a wavenumber signal from the detected light:(3) correcting said wavenumber signal with the use of a calibration line for correcting the influence of a change in the state of an interface between said living body and said optical element on said wavenumber signal,(4) obtaining the concentration of the specific component contained in said living body from the corrected wavenumber signal; and(5) outputting the concentration of the specific component,wherein said calibration line is prepared by the steps of: (3a) obtaining “i” different spectrums corresponding to “i” different states of said interface, where said “i” is an integer from 2 to n; and(3b) plotting “i” different points in a coordinate system and connecting said points to obtain a calibration line, each of said “i” different points being determined from “j” different wavenumber signals corresponding to “j” different wavenumbers in each of said “i” different spectrums, where said “j” is an integer from 2 to n. 2. The method for measuring the concentration of the specific component in accordance with claim 1, wherein said step (3a) is a step of obtaining a first spectrum corresponding to a first state of said interface and a second spectrum corresponding to a second state of said interface, andsaid step (3b) is a step of plotting two points (x1, y1) and (x2, y2) in a coordinate system and connecting said two points to obtain a calibration line, one of said two points (x1, y1) being determined in said first spectrum by a first wavenumber signal x1 at a first wavenumber whose signal varies depending on a state of said interface and a second wavenumber signal y1 at a second wavenumber whose signal varies depending on a concentration of said specific component and the other of said two points (x2, y2) being determined in said second spectrum by a third wavenumber signal x2 at said first wavenumber and a fourth wavenumber signal y2 at said second wavenumber. 3. The method for measuring the concentration of the specific component in accordance with claim 2, wherein said step (3) further comprises steps of: preparing a second calibration line having the same inclination as said calibration line and passing through a third point (x3, y3), which is determined by a fifth wavenumber x3 obtained from said detected light at said first wavenumber and a sixth wavenumber signal y3 obtained from said detected light at said second wavenumber; andconverting a seventh wavenumber signal at said first wavenumber obtained when the state of said interface is assumed to be in a temporary condition into an eighth wavenumber signal at said second wavenumb... | Matsushita Electric Industrial Co., Ltd. | A61B005/00
US07468041 | B2 | 2008-12-23 | Modular surgical instrument with reciprocable implement | 2003-06-26 | Surgical instruments for use in minimally invasive surgery are described. The instruments have parts that are easily separable and easily assembled. A reciprocal slide member is operable by a cam portion of a lever received in a slot in the slide member. There is no mechanical connection between the lever and the slide member. The slide member is connected to elongate surgical implement components that extend through an elongate support member. The elongate surgical implement components are capable of reciprocal movement in the proximal-distal direction. In some embodiments, the elongate surgical implements can be used for measuring distances arthroscopically; these surgical implements can have beveled ends for more precise measurement of distances. The surgical instrument can be modular, with separate tool and actuator modules. The surgical instrument can be used with any implement that can be operated by reciprocal motion. | 1. A surgical instrument having a proximal end and a distal end, the surgical instrument comprising: a handle at the proximal end, the handle including a grip portion;a hollow elongate support member extending distally from the handle and having a distal end at the distal end of the surgical instrument;a slide member having a proximal end, a distal end, a drive surface and a through-slot at the drive surface between the two ends, the through-slot extending in a proximal-distal direction and being spaced from distal end of the hollow elongate support member;a lever connected to the handle at a pivotal connection, the lever including a lever grip portion on one side of the pivotal connection and an integral drive portion on the other side of the pivotal connection, at least part of the drive portion comprising an integral cam received in the through-slot in the slide member adjacent to the drive surface;a surgical implement having a proximal end connected to the distal end of the slide member, an elongate portion extending through the hollow elongate support, and a distal end;a spring to urge the slide member toward the proximal end of the surgical instrument;wherein the slide member and elongate portion of the surgical implement are capable of being moved in a linear distal direction by pivoting the lever so that the integral cam of the lever pushes against the drive surface of the slide member;wherein the surgical instrument is free of any mechanical connection between the lever and the slide member;the surgical instrument further comprising a housing around at least a portion of the slide member, wherein the elongate support member and surgical implement extend outward from the housing, and wherein the housing, slide member, elongate support member and surgical implement comprise a cartridge removable from the handle and lever. 2. The surgical instrument of claim 1 wherein the housing has a proximal opening aligned with the slide member, a channel extending distally from the proximal opening, and an entry slot in communication with the channel, wherein the elongate portion of the surgical implement and slide member can be assembled into a subassembly by connecting the elongate portion of the surgical implement to the slide member, and wherein the cartridge can be assembled by inserting the subassembly through the proximal opening in the housing, inserting the drive portion of the lever through the entry slot in the housing and into the through-slot in the slide member, and pushing the elongate portion of the surgical implement through the elongate support member. 3. A modular surgical instrument comprising an actuator module and a discrete tool module, the actuator module comprising: a handle comprising a grip portion and an integral support portion, the support portion having proximal and distal ends and a support surface between the proximal and distal ends, the handle being substantially open above the support surface; anda lever pivotally ... | DePuy Products, Inc. | A61B010/00
US07134998 | B2 | 2006-11-14 | Tear secretion quantity examination system | 2004-02-04 | A tear secretion quantity examination system for evaluating simply and non-invasively the tear secretion quantity has: a moisture evaporation quantity detection unit for detecting the moisture evaporation quantity from a subject's eye with a humidity sensor; and an operation unit for computing evaluation parameters of the tear secretion quantity based on a detection signal of the moisture evaporation quantity detection unit. The operation means approximates an attenuation portion of saw-tooth responses appearing for each blink in a tear evaporation profile in which the detection value obtained with the humidity sensor is plotted against the time. | 1. A tear secretion quantity examination system comprising: a moisture evaporation quantity detection unit for detecting the moisture evaporation quantity from a subject's eye with a humidity sensor; and operation means for computing evaluation parameters of the tear secretion quantity based on a detection signal of said moisture evaporation quantity detection unit, wherein the operation means approximates the attenuation portion of saw-tooth responses appearing for each blink in a tear evaporation profile in which the detection value f(t) obtained with the humidity sensor is plotted against the time t, by the exponential function (1) f(t)=Ae−kt+B (1)where A is an initial variation value, k is an attenuation ratio, and A, k, and B are respectively constants, and computes the initial variation value A and the attenuation ratio k as said evaluation parameters. 2. The tear secretion quantity examination system according to claim 1, wherein a plurality of healthy people with a normal tear secretion quantity and a plurality of dry-eye patients with a small tear secretion quantity are selected as subjects, the accumulated data establishing the correspondence between the initial variation value A calculated and the attenuation ratio k calculated for each subject and the dry-eye degree of each subject are referred to by the operation means, and the dry-eye degree of the subjects is calculated from the initial variation value A and the attenuation ratio k of said subjects, based on said accumulated data. 3. A tear secretion quantity evaluation method comprising the steps of: obtaining a tear evaporation profile by plotting against the time t the detection values f(t) obtained while subjects blink with the prescribed intervals, by using the humidity sensor of the tear secretion quantity examination system according to claim 1,computing the initial variation value A and the attenuation ratio k by approximating the attenuation portion of saw-tooth responses appearing for each blink in said tear evaporation profile by the exponential function (1) f(t)=Ae−kt+B (1)where A is an initial variation value, k is an attenuation ratio, and A, k, and B are respectively constants; and evaluating the tear secretion quantity based on the calculated initial variation value A and the calculated attenuation ratio k. 4. The tear secretion quantity evaluation method according to claim 3, wherein the initial variation value A and the attenuation ratio k are calculated for a plurality of healthy people with a normal tear secretion quantity and a plurality of dry-eye patients with a small tear secretion quantity as subjects, data establishing the correspondence between the initial variation value A calculated and the attenuation ratio k calculated for each subject and the dry-eye degree of each subject are accumulated, while the initial variation value A and the attenuation ratio k of the subjects are calculated, and the dry-eye degree of the subjects is calculated from the ... | Kao Corporation | A61B005/00
US07206631 | B2 | 2007-04-17 | Sleepiness level detection device | 2004-05-25 | A sleepiness level detection device detects a heartbeat signal when a time equal to or longer than T1 and equal to or shorter than T2 has elapsed since the start of driving. The heartbeat signal is subjected to FFT processing to obtain a spectrum signal. By use of a peak frequency of the spectrum signal, a driver conscious-state peak frequency is estimated. A consciousness level index band α is set with respect to the conscious-state peak frequency. A sleepiness level index band β is set with respect to a frequency, which is calculated by multiplying the conscious-state peak frequency by a predetermined ratio (65 to 90%). A sleepiness level evaluation parameter Sp (=βp/(αp+βp)) for indicating the sleepiness level of the driver is calculated with the use of the strength αp and βp of spectrum signals. | 1. A sleepiness level detection device comprising: means for detecting a heartbeat signal of a test subject;calculation means for performing frequency analysis on the heartbeat signal and calculating a spectrum signal that indicates the distribution of frequency components included in the heartbeat signal; andevaluation means for settling a band having a lower frequency than a conscious-state peak frequency as a sleepiness level index band for indicating a sleepiness level, in the spectrum signal, with respect to the conscious-state peak frequency in a conscious state of the test subject, and evaluating the sleepiness level of the test subject, on basis of strength of the spectrum signal in the sleepiness level index band; whereinthe evaluation means evaluates the sleepiness level of the test subject when the test subject operates predetermined equipment, and the peak frequency of the spectrum signal, at a time after a predetermined time has elapsed since the fully awake test subject began operating the predetermined equipment, is set as the conscious-state peak frequency. 2. The sleepiness level detection device according to claim 1, wherein the calculation means converts the heartbeat signal into a signal that has peaks only at largest peak positions of the heartbeat signal, and performs frequency analysis on the converted signal. 3. The sleepiness level detection device according to claim 1, wherein the evaluation means selects the predetermined time in a range from 100 seconds to 500 seconds. 4. The sleepiness level detection device according to claim 1, wherein the evaluation means calculates the conscious-state peak frequency every time the test subject starts operating the equipment, and the evaluation means determines a final conscious-state peak frequency based on a latest conscious-state peak frequency and a past conscious-state peak frequency. 5. A sleepiness level detection device comprising: means for detecting a heartbeat signal of a test subject;calculation means for performing frequency analysis on the heartbeat signal and calculating a spectrum signal that indicates the distribution of frequency components included in the heartbeat signal; andevaluation means for settling a band having a lower frequency than a conscious-state peak frequency as a sleepiness level index band for indicating a sleepiness level, in the spectrum signal, with respect to the conscious-state peak frequency in a conscious state of the test subject, and evaluating the sleepiness level of the test subject, on basis of strength of the spectrum signal in the sleepiness level index band; whereinthe evaluation means calculates the conscious-state peak frequency is by averaging peak frequencies of a plurality of spectrum signals that are calculated for a predetermined detection time, from a point in time after a predetermined time has elapsed since the test subject began operating predetermined equipment. 6. A sleepiness level detection device comprising: me... | Denso Corporation | A61B005/04
US07469157 | B2 | 2008-12-23 | Signal processing apparatus | 2004-02-13 | A signal processor which acquires a first signal, including a first primary signal portion and a first secondary signal portion, and a second signal, including a second primary signal portion and a second secondary signal portion, wherein the first and second primary signal portions are correlated. The signals may be acquired by propagating energy through a medium and measuring an attenuated signal after transmission or reflection. Alternatively, the signals may be acquired by measuring energy generated by the medium. A processor of the present invention generates a primary or secondary reference signal which is a combination, respectively, of only the primary or secondary signal portions. The secondary reference signal is then used to remove the secondary portion of each of the first and second measured signals via a correlation canceler, such as an adaptive noise canceler, preferably of the joint process estimator type. The primary reference signal is used to remove the primary portion of each of the first and second measured signals via a correlation canceler. The processor of the present invention may be employed in conjunction with a correlation canceler in physiological monitors wherein the known properties of energy attenuation through a medium are used to determine physiological characteristics of the medium. Many physiological conditions, such as the pulse, or blood pressure of a patient or the concentration of a constituent in a medium, can be determined from the primary or secondary portions of the signal after other signal portion is removed. | 1. An apparatus for computing arterial signals in living tissue, said apparatus comprising: a detector configured to receive a first signal which travels along a first propagation path and a second signal which travels along a second propagation path, at least a portion of said first and second propagation paths being located in a propagation medium, wherein said first signal has an arterial signal portion that is indicative of arterial blood and another signal portion that is indicative of motion induced noise, and said second signal has an arterial signal portion that is indicative of arterial blood and another signal portion that is indicative of motion induced noise, said detector also configured to output a detector signal responsive to said first and second signals; anda signal processor responsive to representations of the detector signal and configured to generate therefrom a signal which is primarily a function of said arterial portions of said first and said second signals without significant interference from said motion induced noise. 2. The apparatus recited in claim 1, wherein the other signal portion of each of said first and second signals includes an indication of human respiration. 3. A method of determining blood oxygen saturation, the method comprising: receiving in a patient monitor a plurality of intensity signals representative of light of at least three wavelengths attenuated by body tissue carrying pulsing blood wherein the signals include a portion that is indicative of motion induced noise;processing with a processor of the patient monitor ratiometric data related to the plurality of intensity signals to significantly reduce an effect of motion induced noise in the at least one of the plurality of intensity signals; and,determining with the processor a value of oxygen saturation from the at least one of the plurality of intensity signals with the effect of motion induced noise significantly reduced. 4. The method of claim 3, wherein at least two of the at least three wavelengths corresponds to substantially red light. 5. The method of claim 3, wherein at least one of the at least three wavelengths corresponds to substantially infrared light. | Masimo Corporation | A61B005/1455
US07896851 | B2 | 2011-03-01 | Catheter with puncture sensor | 2004-03-25 | Disclosed is a catheter to be percutaneously inserted into a living body lumen, which includes a sheath portion having a lumen extending therein, an insertion member slidably disposed in the lumen of the sheath portion and having a distal end portion capable of protruding from a distal end portion of the sheath portion, an injection needle disposed at the distal end portion of the insertion member for injecting a therapeutic composition into a target tissue, and an electrode disposed at a distal end portion of the catheter for measuring a cardiac action potential. | 1. A catheter to be percutaneously inserted into a living body lumen, said catheter comprising: a sheath portion having a lumen extending therein,an insertion member slidably disposed in said lumen of said sheath portion and having a distal end portion capable of protruding from a distal end portion of said sheath portion, an injection needle defining a distalmost end of said insertion member for injecting a therapeutic composition into a target tissue in a living body, andan electrode, separate and distinct from both said insertion member and said injection needle, said electrode being fixedly secured to an external surface of said distal end portion of said insertion member and spaced a predetermined distance from a bevel of said injection needle for measuring a cardiac action potential. 2. The catheter as set forth in claim 1, wherein said target tissue is a cardiac tissue. 3. The catheter as set forth in claim 1, wherein said therapeutic composition contains a nucleic acid, a protein, or cells. 4. The catheter as set forth in claim 1, wherein said distal end portion of said sheath portion is provided with a through-hole communicated with said lumen. 5. The catheter as set forth in claim 4, wherein said through-hole is spaced by not less than 1 mm from an end face of said distal end portion of said sheath portion along the longitudinal direction of said sheath portion. 6. The catheter as set forth in claim 1, wherein a plurality of said electrodes are provided. 7. The catheter as set forth in claim 1, further comprising a second electrode disposed at said distal end portion of said sheath portion for measuring a cardiac action potential. 8. The catheter as set forth in claim 1, wherein said electrode is located at an outer circumferential surface of said distal end portion of said insertion member. 9. The catheter as set forth in claim 6, wherein said electrodes are disposed at said distal end portion of said insertion member in the state of being spaced from each other along the longitudinal direction of said insertion member. 10. The catheter as set forth in claim 1, wherein said electrode disposed at said distal end portion of said insertion member is spaced by not less than 1 mm from the bevel of said injection needle along the longitudinal direction of said insertion member. 11. The catheter as set forth in claim 1, wherein said injection needle defining the distalmost end of said insertion member is formed as part of said insertion member. 12. The catheter as set forth in claim 1, wherein said injection needle defining the distalmost end of said insertion member is a separate component. 13. A catheter system comprising: a catheter to be percutaneously inserted into a living body lumen, said catheter comprising a sheath portion having a lumen extending therein, an insertion member slidably disposed in said lumen of said sheath portion and having a distal end portion capable of protruding from a distal end portion of said sheat... | Terumo Kabushiki Kaisha | A61M005/00 A61B005/04
US08849379 | B2 | 2014-09-30 | Apparatus and method for measuring biologic parameters | 2004-02-26 | Support structures for positioning sensors on a physiologic tunnel for measuring physical, chemical and biological parameters of the body and to produce an action according to the measured value of the parameters. The support structure includes a sensor fitted on the support structures using a special geometry for acquiring continuous and undisturbed data on the physiology of the body. Signals are transmitted to a remote station by wireless transmission such as by electromagnetic waves, radio waves, infrared, sound and the like or by being reported locally by audio or visual transmission. The physical and chemical parameters include brain function, metabolic function, hydrodynamic function, hydration status, levels of chemical compounds in the blood, and the like. The support structure includes patches, clips, eyeglasses, head mounted gear and the like, containing passive or active sensors positioned at the end of the tunnel with sensing systems positioned on and accessing a physiologic tunnel. | 1. A contactless detector comprising: a brain tunnel radiation energy probe sized to fit between an eyebrow and an eye of an individual for remotely receiving radiation energy from the skin at a brain tunnel, said brain tunnel being located between the eyebrow and the eye of the individual, said probe including a column for receiving radiation energy, said column including a distal end and a proximal end,a brain tunnel temperature sensor located at said proximal end of said column,said distal end of said column being a window directly receiving all of the radiation energy from the brain tunnel at the distal end of said column and transferring the radiation energy from the brain tunnel to the brain tunnel temperature sensor located at the proximal end of the column, along an unobstructed path,said radiation energy being transmitted to said brain tunnel temperature sensor located at the opposite end of the column in the absence of obstructions to avoid reducing an intensity of the radiation energy,said column having a constant cross section with a largest cross section of less than 3.0 mm,a ratio of a length of said column to the constant cross section of said column being at least 10:1, andan ambient temperature sensor mounted on an exterior of the brain tunnel radiation probe, said ambient temperature sensor measuring ambient temperature to adjust temperature measured by said brain tunnel temperature sensor. 2. The contactless detector as claimed in claim 1, wherein the length of said column is about 3 cm. 3. The contactless detector as claimed in claim 1, further comprising a separation distance detecting arrangement included with the probe for maintaining a separation distance between the radiation energy probe and the skin at the brain tunnel. | Geelux Holdings, Ltd. | A61B006/00 A61B005/01 G01K007/00 A61B005/00
US20040230167 | A1 | 2004-11-18 | Pad for cleaning and hydrating skin | 2004-04-22 | A two-sided pad, where the first side contains a cleansing formulation and the second side contains a hydrating formulation, containing a stable impervious backing material has been developed. The two-sided pad enhances performance of transdermal sensing, delivery or monitoring devices. | We claim: 1. A two-sided pad comprising a first side of the pad comprising a cleansing formulation, a second side of the pad comprises a hydrating formulation, and an inert, liquid impervious backing separating the first and second sides. 2. The two-sided pad of claim 1, wherein the first side comprises a mildly abrasive material. 3. The two-sided pad of claim 2, wherein the second side comprises the same material as the first side. 4. The two-sided pad of claim 1, wherein the cleansing formulation is a solution or suspension comprising an alcohol, water, a preservative, or a fragrance, or a combination thereof. 5. The two-sided pad of claim 1, wherein the hydrating formulation is a solution, emulsion or suspension, comprising a hydrogel, lotion, oil, moisturizer, urea or combination thereof. 6. A method for monitoring a patient comprising (a) applying a two-sided pad comprising a first side of the pad comprising a cleansing formulation, a second side of the pad comprises a hydrating formulation, and an inert, liquid impervious backing separating the first and second sides, to an area on the surface of the patient's skin, and (b) applying a delivery, sensing or monitoring device to the area. 7. The method of claim 6 wherein the device is a monitor selected from the group consisting of blood glucose monitors, cardiac function monitors, electro-myograph monitors, and wrist watches. 8. The method of claim 6, wherein the two-sided pad reduces the electrical impedance of the skin to less than 10,000 ohms/cm2. 9. The method of claim 7, wherein the two-sided pad reduces the electrical impedance of the skin to less than 5,000 ohms/cm2. 10. The method of claim 6, wherein the two-sided pad hydrates the skin for the period of time that the second device is in contact with the skin. | Steiner Ventures LLC | A61M035/00 A61B005/04
US20040215098 | A1 | 2004-10-28 | Skin patch including a temperature sensor | 2004-05-18 | A skin patch includes first and second layers of material and a telesensor sandwiched between the first and second layers. The first layer has a coating of skin-compatible adhesive material on its face that is remote from the second layer. | 1-13. (canceled) 14. A device for acquiring physiological data comprising: a support layer having first and second opposite main faces and the first main face having a coating of skin-compatible adhesive material, a sensor element for sensing a physiological parameter and generating a signal representative of the physiological parameter, the sensor element being attached to the support layer at the second main face thereof, a data storage element for measuring the signal generated by the sensor element and storing values representing the signal measurements, and an output means for retrieving the stored values. 15. A device according to claim 14, wherein the signal generated by the sensor element represents evolution of the physiological parameter as a function of time during a measurement period and the data storage element measures the signal generated by the sensor element during a measurement period. 16. A device according to claim 14, wherein the signal generated by the sensor element represents evolution of temperature as a function of time during a measurement period and the data storage element measures the signal generated by the sensor element during a measurement period. 17. A device according to claim 14, wherein the support layer is a flexible circuit substrate of electrically insulating material. 18. A device according to claim 17, wherein the flexible circuit substrate is formed with through holes spaced from the sensor element. 19. A device according to claim 18, wherein the sensor element includes at least one electrical component attached to the flexible substrate, and the holes are spaced from said electrical component. 20. A device according to claim 14, wherein the physiological parameter is temperature and the signal generated by the sensor element is a temperature signal. 21. A device according to claim 20, wherein the sensor element includes an astable multivibrator incorporating a thermistor, the astable multivibrator generating a square wave output signal having a duty cycle that depends on the temperature of the thermistor, and the temperature sensor further comprises a microcontroller that receives the output signal of the multivibrator and generates said temperature signal. 22. A device according to claim 14, wherein the support layer comprises an attachment layer having first and second opposite main faces, the first main face of the attachment layer being the first main face of the support layer, and a flexible circuit substrate having first and second opposite main faces, the first main face of the flexible circuit substrate being in confronting relationship with the second main face of said attachment layer and the second main face of the flexible circuit substrate being the second main face of the support layer. 23. A device according to claim 14, further comprising a second layer having first and second main faces, wherein the first main face of the second layer is in confronting relationshi... | MINI-MITTER COMPANY, INC. | A61B005/00
US20040260171 | A1 | 2004-12-23 | Combined tomography and radiographic projection system | 2004-04-14 | A combined apparatus has an apparatus to acquire tomographic image datasets and an apparatus to acquire radiographic projection images. A first examination region in which radiographic projection images are acquired includes at least a part of a second examination region in which the tomographic image datasets are acquired. A number of radiographic projection images can be acquired from which a three-dimensional reconstruction of the first examination region is possible. | I claim as my invention: 1. A combined apparatus comprising: an apparatus for acquiring radiographic projection images in a first examination region; an apparatus for acquiring tomographic image datasets in a second examination region; said first examination region of said apparatus for acquiring radiographic projection images including at least a part of said second examination region of said apparatus for acquiring tomographic image datasets, giving said first and second examination regions a fixed spatial relation to each other; and said apparatus for acquiring radiographic projection images being operable to acquire a plurality of radiographic projection images in said first examination region and for generating, from said plurality of radiographic projection images, a three-dimensional reconstruction of said first examination region correlatable with said second examination region based on said fixed spatial relation. 2. A combined apparatus as claimed in claim 1 wherein said apparatus for acquiring tomographic image datasets is a particle emission tomographic acquisition system. 3. A combined apparatus as claimed in claim 2 wherein said particle emission-tomographic acquisition system is a single photon emission computed tomography system. 4. A combined apparatus as claimed in claim 2 wherein said particle emission-tomographic acquisition system is a positron emission tomography system. 5. A combined apparatus as claimed in claim 1 wherein said apparatus for acquiring tomographic image datasets is a functional magnetic resonance apparatus. 6. A combined apparatus as claimed in claim 1 wherein said apparatus for acquiring radiographic projection images is a 3D C-arm x-ray apparatus. 7. A combined apparatus as claimed in claim 1 wherein said apparatus for acquiring tomographic image datasets has a housing, and wherein said apparatus for acquiring radiographic projection images is disposed outside of said housing and in a fixed spatial relation to said housing. 8. A combined apparatus as claimed in claim 7 comprising a common housing containing both said apparatus for acquiring radiographic projection images and said apparatus for acquiring radiographic projection images. |  | G21K001/12 A61B006/00 G01T001/166 A61B005/05
US20040236250 | A1 | 2004-11-25 | Method and device for sampling and analyzing interstitial fluid and whole blood samples | 2003-02-13 | The invention disclosed in this application is a method and device for combining the sampling and analyzing of sub-dermal fluid samples, e.g., interstitial fluid or whole blood, in a device suitable for hospital bedside and home use. It is applicable to any analyte that exists in a usefully representative concentration in the fluid, and is especially suited to the monitoring of glucose. | What is claimed is: 1. A fluid sampling device, the device comprising a body, the body comprising: a dermal layer penetration probe having a penetrating end and a communicating end, the penetration probe having a volume; and an analysis chamber having a proximal end and a distal end, the analysis chamber having a volume, wherein the volume of the penetration probe is greater than the volume of the analysis chamber, and wherein the penetration probe is in fluid communication with the analysis chamber such that fluid can flow from the penetration probe to the analysis chamber. 2. The device of claim 1, wherein the penetration probe is capable of exerting a first capillary force and the analysis chamber is capable of exerting a second capillary force, and wherein a differential in capillary force exists between the first capillary force and the second capillary force. 3. The device of claim 2, wherein the second capillary force is greater than the first capillary force. 4. The device of claim 3, wherein an interior surface of the penetration probe comprises a first penetration probe wall and a second penetration probe wall, wherein the first penetration probe wall and the second penetration probe wall are spaced apart at a first distance to define a penetration probe height, and wherein an interior surface of the analysis chamber comprises a first analysis chamber wall and a second analysis chamber wall, wherein the first analysis chamber wall and the second analysis chamber wall are spaced apart at a second distance to define an analysis chamber height, wherein the analysis chamber height is less than the penetration probe height, and wherein the differential in capillary force derives at least in part from a difference between the penetration probe height and the analysis chamber height. 5. The device of claim 3, wherein at least one of the penetration probe and the analysis chamber comprises a substance capable of enhancing or diminishing a capillary force. 6. The device of claim 5, wherein the substance is selected from the group consisting of a polymer, a resin, a powder, a mesh, a fibrous material, a crystalline material, a porous material, and a combination thereof. 7. The device of claim 6, wherein the substance is selected from the group consisting of polyethylene glycol, polyvinylpyrrolidone, a surfactant, a hydrophilic block copolymer, and polyvinylacetate. 8. The device of claim 1, wherein the penetration probe comprises a first penetration probe wall and a second penetration probe wall and wherein the analysis chamber comprises a first analysis chamber wall and a second analysis chamber wall, and wherein the distance between the first penetration probe wall and the second penetration probe wall is greater than the distance between the first analysis chamber wall and the second analysis chamber wall. 9. The device of claim 1, wherein the penetration probe comprises a component selected from the group consisting of a ne... |  | A61B005/00
US20040230136 | A1 | 2004-11-18 | GUIDEWIRE HAVING AXIALLY EXTENDING FLOW THROUGH PASSAGEWAYS | 2003-05-14 | A guidewire insertable into a body lumen and presenting a plurality of longitudinally extending ridges. | 1. A guidewire insertable into a body lumen, said guidewire comprising: a monolithic wire core presenting a plurality of longitudinally extending ridges, each of said ridges having a generally smooth outer surface. 2. A guidewire according to claim 1, said wire core being solid. 3. A guidewire according to claim 1, each of said ridges presenting an outer surface having a generally arcuate cross-section. 4. A guidewire according to claim 1, said wire core defining a longitudinal axis extending longitudinally along the geometric center of the wire core, said ridges extending substantially parallel to the longitudinal axis. 5. A guidewire according to claim 4, said ridges being generally symmetrically spaced around the longitudinal axis. 6. A guidewire according to claim 5, said wire core presenting a plurality of longitudinally extending grooves, each of said grooves positioned between a respective pair of ridges. 7. A guidewire according to claim 6, each of said ridges including a crest representing the portion of the ridge spaced farthest from the longitudinal axis, each of said grooves including a trough representing the portion of the groove spaced closest to the longitudinal axis, the average radial distance from the longitudinal axis to the crests, being from about 2 percent to about 80 percent greater than the average radial distance from the longitudinal axis to the troughs. 8. A guidewire according to claim 7, said wire core comprising from 3 to 16 ridges. 9. A guidewire according to claim 7, said wire core comprising from 4 to 12 ridges. 10. A guidewire according to claim 8, said wire core having a maximum diameter of from about 0.005 inches to about 0.1 inches. 11. A guidewire according to claim 10, the average radial distance from the longitudinal axis to the crests, being from about 5 to about 50 percent greater than the average radial distance from the longitudinal axis to the troughs. 12. A guidewire according to claim 5, said wire core being integrally formed. 13. A guidewire insertable into a body lumen, said guidewire comprising: a solid, wire core having an outer surface which presents a plurality of primarily longitudinally extending grooves. 14. A guidewire according to claim 13, said grooves being substantially symmetrically spaced around the outer surface of the wire. 15. A guidewire according to claim 14, said wire core defining a longitudinal axis extending longitudinally along the geometric center of the wire, said grooves extending substantially parallel to the longitudinal axis. 16. A guidewire according to claim 15, said wire core presenting a plurality of longitudinally extending ridges, each of said ridges positioned between a respective pair of grooves, each of said ridges presenting a generally smooth outer surface. 17. A guidewire according to claim 16, each of said ridges having a generally arcuate cross-section. 18. A guidewire according to claim 16, said wire c... |  | A61B005/00
US20040243019 | A1 | 2004-12-02 | Weighted gradient method and system for diagnosing disease | 2004-03-23 | A method for detecting and diagnosing disease states in a body part is described. The method starts with a preparatory step of modeling the body part as a grid of many finite elements, then calculating the effect of the electrical property of each finite element at any one of a plurality of electrodes on the periphery of the body part as a function of the position of the finite element within the grid. This is termed the weight (influence) of the element. With this baseline information, electrical impedance measurements made at the plurality of electrodes on the periphery of the body part can be used in a diagnostic module to calculate a Weighted Element Value (WEVal) for each element. In a preferred embodiment of invention, the difference in WEVal magnitude between corresponding elements of homologous body parts serves as an indicator of the presence of disease. | What is claimed is: 1. A method for diagnosing the possibility of disease in a body part, the method comprising representing the body part with a grid having a plurality of finite elements; obtaining a set of weights associated with a particular one of the plurality of finite elements using a model of the body part; computing a diagnostic at the particular finite element, the diagnostic being a function of the set of weights, and a measured electrical property obtained with an electrode array; and utilizing the diagnostic to diagnose the possibility of disease in the body part. 2. The method of claim 1, further comprising obtaining a baseline electrical property associated with the body part using the model thereof, wherein the diagnostic is a function of the baseline electrical property, the set of weights, and the measured electrical property obtained with the electrode array. 3. The system of claim 1, wherein the measured electrical property is conditioned to compute the diagnostic. 4. The method of claim 1, wherein the measured electrical property is an impedance. 5. The method of claim 1, wherein, in the step of representing, the grid is a two dimensional grid. 6. The method of claim 1, wherein, in the step of representing, the grid is a three dimensional grid. 7. The method of claim 2, wherein the baseline electrical property is obtained using a physical model of the body part. 8. The method of claim 2, wherein the baseline electrical property is obtained using a control subject. 9. The method of claim 2, wherein the baseline electrical property is obtained using a finite element method. 10. The method of claim 9, wherein the baseline electrical property is obtained by obtaining a baseline voltage; and using the baseline voltage to compute a baseline impedance. 11. The method of claim 10, wherein, in the step of obtaining a baseline electrical property, the model of the body part assumes a non-uniform resistivity. 12. The method of claim 1, further comprising applying a plurality of electrodes to the body part; and obtaining a measured electrical property of the body part with the plurality of electrodes. 13. The method of claim 12, wherein the step of applying includes applying nCI current injection electrode pairs on the body part, where nCI is an integer greater than zero; and applying nCI voltage measurement electrode pairs on the body part, each of the current injection electrode pairs associated with one of the nCI voltage measurement electrode pairs. 14. The method of claim 13, wherein the step of obtaining a measured electrical property includes injecting a first current between a first pair of the nCI current injection electrode pairs; measuring the resultant voltage difference V1M between the voltage measurement electrode pair associated with the first current injection electrode pair; repeating the preceding two steps of injecting and measuring with the other electrode pairs until all nCI voltage ... | Z-Tech (Canada) Inc. | A61B005/05
US20040225232 | A1 | 2004-11-11 | Sensor guide wire | 2003-05-09 | Core wire for a sensor guide wire assembly for intravascular measurements of physiological variables in a living body, the core wire (20, 30) is provided with different longitudinal sections each having a section diameter (φA-φG), and comprises an enlarged portion, where a sensor is adapted to be arranged, including a predetermined number of sections (C, D, E), one or many distal sections (F, G) positioned distally said enlarged portion and one or many proximal sections (A, B) positioned proximally said enlarged portion, wherein at least one of the sections of said enlarged portion has a larger diameter compared to the diameters of the distal and proximal sections. The ratio between the diameters (φF, φC) adjacent the enlarged portion is close to 1. | What is claimed is: 1. A part for a guide wire assembly, the part comprising: a core wire having a distal end and a proximal end, the core wire including a rigid portion for supporting a sensor for intravascular measurement of at least one physiological variable, wherein a first portion of the core wire distally from and adjacent to the rigid portion and a second portion of the core wire proximally from and adjacent to the rigid portion have substantially equal bending resistances. 2. A part as set forth in claim 1, wherein the first portion and the second portion are made of different materials. 3. A part as set forth in claim 1, wherein a bending resistance of the first portion is within 5% of a bending resistance of the second portion. 4. A part for a guide wire assembly, the part comprising: a core wire having a distal end and a proximal end, the core wire including a rigid portion for supporting a sensor for intravascular measurement of at least one physiological variable, wherein a first portion of the core wire distally from and adjacent to the rigid portion and a second portion of the core wire proximally from and adjacent to the rigid portion have bending resistances within 16% of each other. 5. A part for a guide wire assembly, the part comprising: a core wire having a distal end and a proximal end, the core wire including a rigid portion for supporting a sensor for intravascular measurement of at least one physiological variable, wherein a first portion of the core wire distally from and adjacent to the rigid portion and a second portion of the core wire proximally from and adjacent to the rigid portion have bending resistances within 5% of each other. 6. A part for a guide wire assembly, the part comprising: a core wire having a distal end and a proximal end, the core wire including a rigid portion for supporting a sensor for intravascular measurement of at least one physiological variable, wherein a first portion of the core wire distally from and adjacent to the rigid portion and a second portion of the core wire proximally from and adjacent to the rigid portion have bending resistances within 10% of each other. 7. A core wire for a sensor guide wire assembly for intravascular measurements of at least one physiological variable in a living body, the core wire provided with different longitudinal sections each having a section diameter, and comprises an enlarged portion, where a sensor is to be arranged, including a predetermined number of sections, at least one distal section positioned distally said enlarged portion and at least one proximal section positioned proximally said enlarged portion, wherein the sections of said enlarged portion have larger diameters compared to the diameters of the distal and proximal sections, wherein the ratio between the diameters adjacent the enlarged portion is close to 1. 8. A core wire according to claim 7, wherein said ratio is between 0.95 and 1.05. 9. A core wire according... | RADI MEDICAL SYSTEMS AB | A61B005/00
US20040254444 | A1 | 2004-12-16 | Use of MRI to screen normal risk, asymptomatic individuals for breast cancer | 2003-06-13 | Methods for screening normal risk, asymptomatic individuals for breast cancer are provided, which may enable early diagnosis of breast cancer. The methods may involve the use of a contrast agent while screening normal risk, asymptomatic individuals using MRI technology. The methods may involve use of MRI spectroscopy while screening individuals using MRI technology. Also provided are methods of detecting breast cancer in normal risk, asymptomatic individuals, which include screening such individuals using MRI technology. | 1. A method for screening normal risk, asymptomatic individuals for breast cancer, comprising performing MRI on one or more normal risk individuals who are asymptomatic for breast cancer; and determining from the MRI whether the one or more individuals has indications of breast cancer. 2. The method of claim 1, wherein said method further comprises introducing one or more contrast agents into the one or more individuals before performing MRI. 3. The method of claim 2, wherein the one or more contrast agents comprises paramagnetic metal ions selected from the group consisting of manganese, gadolinium and iron. 4. The method of claim 2, wherein said contrast agent is introduced into a individual by injection. 5. The method of claim 2, wherein said contrast agent is introduced into a individual in an amount of approximately 10-30 mL. 6. The method of claim 2, wherein said contrast agent is introduced into a individual in an amount of approximately 15-25 mL. 7. The method of claim 2, wherein said contrast agent is introduced into a individual in an amount of approximately 15 mL. 8. The method of claim 2, further comprising introducing a physiological saline solution into the individual after introducing the contrast agent, in approximately the same volume as the contrast agent. 9. A method of detecting breast cancer in normal risk, asymptomatic individuals, comprising screening normal risk individuals who are asymptomatic for breast cancer, wherein said screening comprises performing MRI on one or more individuals; and determining from the MRI whether the one or more individuals has indications of breast cancer. 10. The method of claim 9, wherein said method further comprises introducing one or more contrast agents into the one or more individuals before performing MRI. 11. The method of claim 10, wherein the one or more contrast agents comprises paramagnetic metal ions selected from the group consisting of manganese, gadolinium and iron. 12. The method of claim 10, wherein said contrast agent is introduced into a individual by injection. 13. The method of claim 10, wherein said contrast agent is introduced into a individual in an amount of approximately 10-30 mL. 14. The method of claim 10, wherein said contrast agent is introduced into a individual in an amount of approximately 15-25 mL. 15. The method of claim 10, wherein said contrast agent is introduced into a individual in an amount of approximately 15 mL. 16. The method of claim 10, further comprising introducing a physiological saline solution into the individual after introducing the contrast agent, in approximately the same volume as the contrast agent. 17. A method of screening a normal risk, asymptomatic individual for breast cancer comprising obtaining a baseline pre-contrast MRI of an entire breast of a individual; administering one or more contrast agents to the individual in an amount of approximately 0.07-0.13 mmol/kg body weight of the individual; ... |  | A61B005/05
US20040234933 | A1 | 2004-11-25 | Medical procedure training system | 2004-03-02 | A medical procedure training system includes a mannequin having internal and external anatomical characteristics, such as body contour and organs, derived from medical imaging of an actual patient. The system can includes an instrument tracking system for monitoring the position of an instrument in relation to the mannequin anatomical components, which can be registered in relation to a reference point. | What is claimed is: 1-3. (Cancelled). 4. A portal comprising: a support structure; a plurality of members corresponding to ribs secured to the support structure, the plurality of members defining an exterior side and an interior side; a first material secured to the plurality of members, the first material corresponding to intercostal muscle; a first layer adjacent to the first material and disposed on the interior side of the plurality of members, the first layer corresponding to pleura layer; a second layer adjacent the first material and disposed on the exterior side of the plurality of members, the second layer corresponding to subcutaneous fat; and a third layer adjacent the second layer, the third layer corresponding to skin. 5. The portal according to claim 4, wherein the plurality of members are embedded in the first material. 6. The portal according to claim 4, wherein the portal is adapted to provide haptic feedback during insertion of a tubular instrument into the portal that emulates insertion of the tube into a human. 7. The portal according to claim 6, wherein the tubular instrument corresponds to about a 36 French chest tube. 8. The portal according to claim 4, further including a torso shell to which the portal can be secured. 9. The portal according to claim 8, further including an outer layer disposed over the torso shell for providing a realistic appearance. 10. The portal according to claim 8, wherein the torso shell includes an aperture corresponding to the portal. 11. The portal according to claim 10, further including an engagement mechanism for removably securing the portal to the torso shell. 12. The portal according to claim 4, wherein the portal is derived from medical imaging of a human. 13. A surgical training system, comprising: a torso shell having a first aperture in a location corresponding to a lateral chest wall; a lateral chest portal that is removably insertable into the first aperture in the torso shell, the lateral chest portal including a support structure; a plurality of members corresponding to ribs secured to the support structure, the plurality of members defining an exterior side and an interior side; a first material secured to the plurality of members, the first material corresponding to intercostal muscle; a first layer adjacent to the first material and disposed on the interior side of the plurality of members, the first layer corresponding to pleura layer; a second layer adjacent the first material and disposed on the exterior side of the plurality of members, the second layer corresponding to subcutaneous fat; and a third layer adjacent the second layer, the third layer corresponding to skin. 14. The system according to claim 13, wherein the plurality of members are embedded in the first material. 15. The system according to claim 13, wherein the lateral chest portal is adapted to provide realistic haptic feedback during insertion of an elongate instrument into/throug... |  | G09B023/28 A61B005/05
US06802814 | B2 | 2004-10-12 | Pressure-pulse-wave detecting apparatus | 2002-10-07 | An apparatus for detecting a pressure pulse wave from a living subject, including a pressure-pulse-wave sensor which is adapted to be pressed against a portion of the subject to detect the pressure pulse wave from the subject, a pressing device which presses the pressure-pulse-wave sensor against the portion of the subject, a blood-pressure measuring device which measures at least one blood pressure value of the subject, and a comparison-value determining device for determining a comparison value based on the at least one blood pressure value measured by the blood-pressure measuring device and at least one pressure value corresponding to the pressure pulse wave detected by the pressure-pulse-wave sensor. | What is claimed is: 1. An apparatus for detecting a pressure pulse wave from a living subject, comprising:a pressure-pulse-wave sensor which is adapted to be pressed against a portion of the subject to detect the pressure pulse wave from the subject; a pressing device which presses the pressure-pulse-wave sensor against the portion of the subject; a blood-pressure measuring device which measures at least one blood pressure value of the subject; and a comparison-value determining means for determining a comparison value based on said at least one blood pressure value measured by the blood-pressure measuring device and at least one pressure value corresponding to the pressure pulse wave detected by the pressure-pulse-wave sensor, wherein the blood-pressure measuring device measures a systolic blood pressure value and a diastolic blood pressure value of the subject, and wherein the comparison-value determining means determines the comparison value based on a difference between the systolic and diastolic blood pressure values measured by the blood-pressure measuring device and a pulse pressure corresponding to the pressure pulse wave detected by the pressure-pulse-wave sensor. 2. An apparatus according to claim 1, further comprising a judging means for judging, based on the comparison value determined by the comparison-value determining means, whether a state in which the pressure-pulse-wave sensor is worn on the portion of the subject is appropriate. 3. An apparatus according to claim 2, wherein the judging means judges whether the comparison value determined by the comparison-value determining means falls within a prescribed normal range, and judges, if a positive judgment is made, that the state in which the pressure-pulse-wave sensor is worn is appropriate and, judges if a negative judgment is made, that the state is not appropriate. 4. An apparatus according to claim 1, wherein the comparison-value determining means comprises a blood-pressure-difference determining means for determining the difference between the systolic and diastolic blood pressure values measured by the blood-pressure measuring device, and a pulse-pressure determining means for determining the pulse pressure as a difference between a highest pressure and a lowest pressure of pressure values corresponding to one heartbeat-synchronous pulse of the pressure pulse wave detected by the pressure-pulse-wave sensor. 5. An apparatus according to claim 4, wherein the pressure-pulse-wave sensor produces an electric signal representing the pressure pulse wave detected thereby, and wherein the comparison-value determining means further comprises a converting means for converting respective voltages of respective points of the electric signal produced by the pressure-pulse-wave sensor, into respective pressure values, according to a prescribed relationship between voltage and pressure. 6. An apparatus according to claim 5, wherein the comparison-value determining means further comp... | Colin Medical Technology Corporation | A61B005/02
US06801035 | B2 | 2004-10-05 | Method for generating images by means of magnetic resonance | 2002-06-12 | In a method for image generation by means of magnetic resonance, employing a number of independent reception antennas having sensitivity profiles differing from one another, radio-frequency excitation pulses and gradient pulses are emitted into an imaging region, the imaging region which is divided into partial imaging regions, for generating location-coded magnetic resonance signals, the gradient pulses including phase-coding gradients for the location coding in a phase-coding direction, with the location coding in the phase-coding direction being incomplete. The magnetic resonance signals are simultaneously received with the reception antennas, and respective k-space datasets are formed from the reception signals of the reception antenna. An intermediate image is reconstructed from each k-space dataset, the intermediate images including fold-over artifacts due to the incomplete location coding in the phase-coding direction. A fold-over artifact-free, overall image is formed by a weighted combination of the intermediate images with weighting matrices allocated to the antennas. The weighting matrices are determined by taking into account the fold-over artifacts and noise. | I claim as my invention: 1. A method for generating a magnetic resonance image of a subject, comprising:emitting radio-frequency excitation pulses and gradient pulses, including phase-coding gradients, into an imaging region in which a subject is disposed, said imaging region being divided into a plurality of partial imaging regions, for generating location-coded magnetic resonance signals in said subject, said phase-coding gradients incompletely location coding said magnetic resonance signals in a phase-coding direction; simultaneously receiving said magnetic resonance signals with a plurality of reception antennas, as respective reception signals, and for each of said reception signals forming a k-space dataset; reconstructing an intermediate image from each of said k-space datasets, each intermediate image containing fold-over artifacts due to the incomplete location coding in the phase-coding direction; for each of said antennas, acquiring an intermediate weighting image of said subject and determining from said intermediate weighting images a weighting matrix, which is simultaneously minimized to noise and fold-over artifacts with respect to a reconstructed overall weighting image formed by said intermediate weighting images; combining said intermediate images using said weighting matrix to form, exclusively from said intermediate image and said weighting matrix, a noise-minimized, fold-over artifact-free overall image of said subject. 2. A method as claimed in claim 1 comprising taking the fold-over artifacts into account in said weighting matrix by a sum of squares of magnitudes of individual fold-over artifacts in the respective sub-regions. 3. A method as claimed in claim 1 comprising taking the fold-over artifacts into account in said weighting matrix by a square of the sums of magnitudes of individual fold-over artifacts in the respective sub-regions. 4. A method as claimed in claim 1 comprising defining said weighting matrix asW=(W1 . . . WkFov . . . WnFov), wherein WkFov=P^kFovT*·P^kFovW^kFov·P^kFov·W^kFovwherein W^kFov∝(I·N+PT*P^)-1·PkFovT*whereinI is a unit matrix, N is the noise power of the individual antennas, {circumflex over (P)} is the intermediate weighting image, and {circumflex over (P)}T+ is the transposed, conjugated complex of said intermediate weighting image. 5. A method as claimed in claim 1 comprising normalizing each of said weighting matrices making the intermediate weighing image multiplied by said weighting matrix equal to the square root of the sum of the squares of the intermediate weighting image. 6. A method as claimed in claim 1 comprising acquiring said fold-over artifact-free intermediate weighting images from magnetic resonance signals generated in said subject that are completely phase-coded in a low-frequency region. 7. A method as claimed in claim 1 comprising acquiring said fold-over artifact-free intermediate weighting images and said magnetic resonance signals with respective image seque... | Siemens Aktiengesellschaft | G01V003/00 A61B005/05
US06805667 | B2 | 2004-10-19 | Information remote monitor (IRM) medical device | 2001-02-02 | An information remote monitor (IRM) is implemented to collect medical device data locally in a patient's home for transmission to a remote location. Specifically, the IRM integrates data from an external pressure reference (EPR) and an implanted medical device (IMD), preferably the Chronicle™, for remote transmission to a server or a clinical center for follow-up, monitoring and evaluation. The IRM utilizes wireless telemetry to downlink to the IMO and directly engages the EPR to download barometric pressure data to correct cardiac pressure readings from the Chronicle™ or IMO. The IRM may be connected serially to a PC and the PC may control the functions of the IRM. In the alternate, the PC may be used to transfer data from the IRM, through a Web-enabled network system, to a server or a remote location. The IRM utilizes an integral modem to dial a server and transfer patient data via FTP, PPP and TC/PIP protocols. The IRM includes ergonomic shapes and features adapted for home use including a highly simplified and illustrative user interface that enables the patient to easily operate the device to successfully transfer medical data as needed. | What is claimed is: 1. A medical data transfer system comprising:a remote center; an implantable medical device having a hemodynamic monitor providing cardiac pressure data to the remote center; an information remote monitor operable to establish wireless communication with the implantable medical device to obtain cardiac pressure readings for a patient; an external pressure reference device operable to obtain external barometric pressure data correlated with patient cardiac pressure data obtained by said information remote monitor and adapted to be coupled to said information remote monitor to enable correction of cardiac pressure data; said information remote monitor, upon confirming that the external pressure reference device is coupled thereto operating to obtain implantable medical device cardiac pressure data, download external barometric pressure data from the external pressure reference device, initiate transmission over a communication link of cardiac pressure data and downloaded external barometric pressure data; and a communication link between the information remote monitor and the remote center. 2. The system of claim 1 further comprising a personal computer interfaced between the information remote monitor and the remote center. 3. The system of claim 1 wherein the communication link comprises a modem and a transmission medium. 4. The system of claim 1 wherein the implantable medical device executes high resolution data collection upon occurrence of a trigger event selected from a group consisting of a bradycardia trigger, a tachycardia trigger, and a patient activated trigger. 5. The system of claim 1 wherein wireless communication between the information remote monitor and the implantable medical device is bi-directional. 6. The system of claim 1 wherein the information remote monitor comprises a housing. 7. The system of claim 6 wherein the housing includes a slot for installation of the external pressure reference device during download of barometric pressure data. 8. The system of claim 6 wherein the housing comprises a detached antenna, a back panel having cradles to support the antenna in a stowed position, and a top structure having the installation slot for the external pressure reference device. 9. The system of claim 6 wherein the housing comprises a back panel having a power panel comprising a power cord attachment, a serial data port, and a telephone jack. 10. The system of claim 9 further comprising a dialing sequence switch. 11. The system of claim 6 wherein the housing comprises a front panel having a user interface panel comprising a power indicator, a first indicator of data download from the external pressure reference, and a second indicator of data transfer to the remote center. 12. The system of claim 1 wherein the information remote monitor simultaneously downloads data from the external pressure reference unit and data from the implantable medical device. 13. The system of claim 1 further compr... | Medtronic, Inc. | A61B005/00 A61N001/18
US06808499 | B1 | 2004-10-26 | Therapeutic and diagnostic needling device and method | 2002-07-02 | The invention relates to a needling device for mechanically effecting needling procedures according to predetermined parameters and/or measuring the physical and/or electrical characteristics of such needling procedures. The invention also relates to methods of using the invention for mechanically effecting needling procedures according to predetermined parameters and/or measuring the physical and/or electrical characteristics of such needling procedures. | What is claimed is: 1. A needling device comprising:(a) an elongated encasement; (b) a needle mount slidingly mounted within said elongated encasement and adapted to receive and hold a needle; and (c) at least one mounted rotary actuator mounted within said encasement and adapted to impart rotational motion to said needle mount. 2. A needling device as in claim 1, wherein said at least one rotary actuator includes a motor. 3. A needling device as in claim 1, wherein said needle mount includes a collet clamp. 4. A needling device as in claim 1, wherein said needle mount includes a collet clamp adapted to receive and hold the blunt end of an acupuncture needle. 5. A needling device as in claim 1, wherein said needle mount is adapted to establish electrical continuity with a needle held by said needle mount such that EMG signals may be detected using the needle as an EMG probe. 6. A needling device as in claim 5, further comprising a switch configured to establish and break the electrical continuity. 7. A needling device as in claim 5, further comprising an EMG amplifier further configured to amplify EMG signals and to transmit the signals to an analog power meter. 8. A needling device as in claim 1, further comprising a contacting extension at an end of said encasement for resting against a subject to stabilize the device during needle insertion. 9. A needling device as in claim 8, wherein said extension includes a loadsensor for detecting and generating an output indicative of the amount of force with which the needling device is being held against the subject. 10. A needling device as in claim 1, further comprising at least one linear actuator. 11. A needling device as in claim 1, further comprising at least one activation switch configured to provide power to said at least one rotary actuator. 12. A needling device as in claim 10, wherein said at least one linear actuator includes a miniature DC servomotor. 13. A needling device as in claim 10, wherein said at least one linear actuator is coupled to said needle mount by a lead screw device. 14. A needling device as in claim 1, wherein said at least one rotary actuator includes a miniature DC servomotor. 15. A needling device as in claim 10, wherein at least one of said at least one linear actuator and said at least one rotary actuator is configured as a stepper motor. 16. A needling device as in claim 1, further comprising a linear variable displacement transducer mounted in said elongated encasement for providing a measure of axial needle position with respect to a needle held by said needle mount. 17. A needling device as in claim 1, further comprising a uniaxial strain gauge loadcell positioned to measure the axial load applied to said at least one rotary actuator during at least one of needle insertion and needle retraction. 18. A needling device as in claim 1, further comprising a computerized control system in communication with said device to control said at least one ... | University of Vermont | A61B005/103 A61B005/117
US06805670 | B2 | 2004-10-19 | Electronic blood pressure monitor | 2003-02-10 | Provided is an electronic blood pressure monitor capable of realizing functions of blood pressure measurement in a shorter time and blood pressure measurement with more of correctness in the same and one construction thereof. The electronic blood pressure monitor includes: an oscillometric measuring section capable of calculating a blood pressure with a high precision using much of biogenic information though a time is required since a blood pressure is calculated during a period in which the cuff pressure is gradually changed; and an SPD measuring section completing measurement in a short time though a fluctuation in precision of measurement arises according to an with less of biogenic information since individual difference a blood pressure is calculated using only one or several pulse waves. Since the oscillometric measuring portion performs a calibration processing for the SPD measuring section simultaneously during measurement thereof, calibrating operation a complicated can be practically excluded. | What is claimed is: 1. An electronic blood pressure monitor comprising:a cuff configured to be mounted on a predetermined portion of a subject for pressurizing an artery of the subject; a cuff pressure controller for controlling a cuff pressure inside the cuff; a pressure detector for detecting the cuff pressure; a pulse wave detector for detecting a pulse wave of the artery that is pressurized by the cuff; and a first blood pressure measuring portion and a second blood pressure measuring portion, the electronic blood pressure monitor selectively using the first or second blood pressure measuring portion at a time, wherein the first blood pressure measuring portion comprises a first calculating unit that calculates a blood pressure of the subject based on a set of the cuff pressures chronologically detected by the pressure detector during a period in which the cuff pressure is gradually changed by the cuff pressure controller and on amplitudes of the pulse waves detected by the pulse wave detector at the timings of the corresponding cuff pressure detection by the pressure detector, and a calibration unit that calibrates the second blood pressure measuring portion based on a result of the blood pressure calculation by the first calculating unit, and the second blood pressure measuring portion comprises a parameter measuring unit that provides a measured value of a pulse wave parameter based on at least one of the pulse waves detected by the pulse wave detector, the pulse wave parameter being indicative of a waveform of the pulse wave that represents a relative cuff pressure corresponding to a pressure difference between the detected cuff pressure and the blood pressure of the subject, a function memory that stores a function of the relative cuff pressure comprising a set of sub-functions, a function selection unit that selects one of the sub-functions that corresponds to a level of the measured value of the pulse wave parameter, and a second calculating unit that identifies the relative cuff pressure based on the selected sub-function and calculates the blood pressure of the subject by subtracting the identified relative cuff pressure from the cuff pressure detected by the pressure detector at the time of the pulse wave detection, wherein the calibration unit comprises a data gathering unit that gathers, for each of the pulse waves detected during an operation of the first blood pressure measuring portion at the timings of the corresponding cuff pressure detection, the corresponding relative cuff pressure and the corresponding measured value of the pulse wave parameter, and a data updating unit that modifies the function based on the relative cuff pressures and the corresponding measured values of the pulse wave parameter that are gathered by data gathering unit. 2. The electronic blood pressure monitor of claim 1, wherein during the operation of the second blood pressure measuring portion the parameter measuring unit provides a measured value... | Omron Corporation | A61B005/02
US06819949 | B2 | 2004-11-16 | Method and apparatus for measuring blood oxygen saturation in a retinal vessel by separately detecting single pass optical signals | 2002-04-29 | A method and apparatus are provided for accurately measuring the blood oxygen saturation with a retinal vessel. The apparatus includes an optical source for illuminating the retinal vessel with optical signals. The apparatus also includes a filter, such as an aperture, disposed within the path of the optical signals returning from the eye. The filter preferentially passes single pass optical signals that have diffused through the retinal layer and/or the choroidal layer of the eye while traversing the retinal vessel only once, while blocking or otherwise redirecting the other optical signals. The apparatus also includes a detector for separately detecting at least the single pass optical signals and, in some instances, the other optical signals as well. The apparatus can also include a processing element for determining the blood oxygen saturation in the retinal vessel based upon the optical signals that have been detected. | That which is claimed: 1. An apparatus for separately detecting single pass optical signals that return from an eye in order to measure blood oxygen saturation in a retinal vessel, the apparatus comprising:an optical source for illuminating a retinal vessel within the eye with optical signals; a filter disposed within the path of the optical signals returning from the eye, said filter capable of separating single pass optical signals that return from the eye after only traversing the retinal vessel once from other optical signals that return from the eye, wherein said filter is disposed within a focal plane of the optical signals returning from the eye; and a detector for detecting at least the single pass optical signals that have been separated by said filter; and a processing element for determining the blood oxygen saturation within the retinal vessel based at least partially upon the single pass optical signals detected by said detector. 2. An apparatus according to claim 1 wherein said filter comprises an aperture having a central stop and a transmissive portion at least partially surrounding the stop to preferentially pass the single pass optical signals. 3. An apparatus according to claim 2 wherein said aperture is selected from the group consisting of an annulus, an anti-pinhole, a slit-annulus and an anti-slit. 4. An apparatus according to claim 1 wherein said filter is graded from one region that rejects a greater percentage of incident signals to another region that rejects a lesser percentage of the incident optical signals. 5. An apparatus according to claim 1 wherein said detector separately detects the other optical signals that have been separated from the single pass optical signals by said filter. 6. An apparatus according to claim 5 wherein said filter comprises an aperture having a central stop and a transmissive portion at least partially surrounding the stop to preferentially pass the single pass optical signals, wherein the central stop is at least partially reflective to reflect the other optical signals that have been separated from the single pass optical signals. 7. An apparatus for measuring blood oxygen saturation in a retinal vessel within an eye, the apparatus comprising:a filter disposed within the path of optical signals returning from the eye, said filter capable of separating single pass optical signals that return from the eye after only traversing the retinal vessel once from other optical signals that return from the eye, wherein said filter comprises an aperture having a central stop and a transmissive portion at least partially surrounding the stop to preferentially pass the single pass optical signals; a detector for detecting at least the single pass optical signals that have been separated by said filter; and a processing element for determining the blood oxygen saturation within the retinal vessel based at least partially upon the single pass optical signals detected by said detector. 8. An ... | University of Alabama in Huntsville | A61B005/00
US06824513 | B2 | 2004-11-30 | Device, method and use of an odor detection unit for examining and/or recording | 2002-10-02 | The invention relates to a device and method for examining and/or recording medical disorders, physical conditions and/or physiological processes of a test person or patient. The inventive device comprises a sensor unit and a display unit for indicating a sensor signal that is generated and/or processed by the sensor unit, whereby the sensor unit can be placed in the vicinity of test persons or patients. This is particularly advantageous in the field of nursing care in order to be able to monitor the quantity and quality of treatment. To this end, an odor detection unit is provided for measuring odors. By virtue of the fact that examination is carried out in a non-contact manner, measurements can be continuously taken without causing harm to the test person. | What is claimed is: 1. Device for examining and/or recording medical disorders in humans, in particular inflammations in the cutaneous and/or subcutaneous region, physical conditions and/or physiological processes of a test person or patient, said device comprising a sensor unit and a display unit for indicating a sensor signal that is generated and/or processed by the sensor unit, it being possible to place the sensor unit in the region of the test person or patient characterized in that the sensor unit is a odor sensor unit which does not influence or otherwise interfere with the person involved and by a recording unit for the continuous recording of sensor signals. 2. Device according to claim 1 characterized by an evaluation unit for evaluating a current or recorded sensor signal, in particular for comparing the value of a sensor signal with other previously recorded values, and for the output of a result, in particular a result indicating improvement, deterioration or a condition that remains the same. 3. Device according to claim 2, characterized in that the evaluation unit has a comparison unit for comparing samples of the sensor signals of a sensor array with previously stored samples. 4. Device according to claim 1, characterized in that one or more sensors are positioned on or in the region of a bed, in particular a mattress or bed frame, and are distributed over a significant surface area of same. 5. Application of an odor sensor unit according to claim 1 for examining and/or recording medical disorders in humans for the prophylactics and/or early detection of human illnesses. 6. Application of an odor sensor unit according to claim 1 for examining and/or recording inflammations in the cutaneous and/or subcutaneous region of the in particular human body. 7. Application of an odor sensor unit according to claim 1 for determining the immune status and/or activity of the immune system and/or viral disorders and/or bacterial disorders of the human body. 8. Device for examining and/or recording medical disorders in humans, in particular inflammations in the cutaneous and/or subcutaneous region, physical conditions and/or physiological processes of a test person or patient, said device comprising a sensor unit and a display unit for indicating a sensor signal that is generated and/or processed by the sensor unit, it being possible to place the sensor unit in the region of the test person or patient characterized in that the sensor unit is a odor sensor unit which does not influence or otherwise interfere with the person involved and the sensor unit has a sensor array with in particular a plurality of gas sensors. 9. Device according to claim 8, characterized in that some or all gas sensors react differently to odorants, in particular by altering their electric resistance. 10. Device according to claim 8, characterized in that the gas sensors of a sensor unit exhibit different semiconductors, dopant concentrations and/or operating ... | Thomas Hilfen Hilbeg GmbH & Co. KG | A61B005/00
US06826426 | B2 | 2004-11-30 | Objective pain signal acquisition system and processed signal | 2001-10-15 | Methods, apparatuses and systems relating to the objective measurement of the subjective perception of pain in a subject are disclosed. In one aspect, a system for objectively measuring a subjective perception of pain by a subject comprises a plurality of electrodes, including a left channel electrode and a right channel electrode. The plurality of electrodes measures electrical activity at a respective plurality of sites on the subject to generate at least two sets of electrical activity measurements. The system further comprises a processor for processing the at least two sets of electrical activity measurements into at least two normalized signals, and comparing the at least two normalized signals to each other to identify the presence of pain in the subject. | What is claimed is: 1. A system for acquiring a signal representative of a subjective perception of pain by a subject comprising:(a) a sensor array for measuring an electrical signal at a site on the subject; (b) an amplifier for amplifying the signal; (c) a band-pass filter connected to the amplifier for at least partially removing components of the signal below about 0.1 Hertz and above about 5 Hertz; and (d) an analog-to-digital converter for converting the signal into a set of discrete values. 2. The system of claim 1, wherein the sensor array is connected to the band-pass filter, and the analog-to-digital converter is connected to the amplifier. 3. The system of claim 1, wherein the sensor array is connected to the amplifier, and the analog-to-digital converter is connected to the band-pass filter. 4. The system of claim 3, further comprising an optical isolator connecting the sensor array and the amplifier. 5. The system of claim 4, further comprising a memory connected to the analog-to-digital converter for storing the set of discrete values. 6. The system of claim 1, further comprising a memory for storing the set of discrete values. 7. A method of acquiring an electrical signal representative of a subjective perception of pain by a subject comprising the steps of:(a) detecting an electrical signal at a site on the subject; (b) amplifying the signal; and (c) filtering the signal to at least partially remove components of the signal below about 0.1 Hertz and above about 5 Hertz. 8. The method of claim 7 further comprising a step of converting the signal into a set of discrete values. 9. The method of claim 6 further comprising the step of storing the set of discrete values. 10. The method of claim 7 further comprising the step of recording the signal. 11. An electrical signal containing information objectively describing an intensity of a subjective experience of pain in a subject obtained by a process comprising the steps of:(a) selecting a site on the subject for sensing electrical activity; (b) detecting electrical activity from the site; and (c) filtering the electrical activity within a frequency range of about 0.1 Hertz to about 5 Hertz. 12. The electrical signal of claim 11, wherein the site on the subject is the forehead. | Algodyne, Ltd. | A61B005/04
US06811533 | B2 | 2004-11-02 | Ambulatory medical apparatus and method using a robust communication protocol | 2001-01-22 | An implanted medical device (e.g. infusion pump) and external device communicate with one another via telemetry wherein messages are transmitted under a robust communication protocol. The communication protocol gives enhanced assurance concerning the integrity of messages that impact medical operations of the implantable device. Messages are transmitted using a multipart format that includes a preamble, a frame sync, a telemetry ID, data, and a validation code. The data portion of the message includes an op-code that dictates various other elements that form part of the message. The data portion may also include additional elements such as sequence numbers, bolus numbers, and duplicate data elements. A telemetry ID for the transmitting device may be implicitly embedded in the message as part of the validation code that is sent with the message and that must be pre-known by the receiver to confirm the integrity of the received message. | We claim: 1. A medical system, comprising:a) an ambulatory medical device (MD) comprising MD electronic control circuitry that further comprises at least one MD telemetry system and at least one MD processor that controls, at least in part, operation of the MD telemetry system and operation of the medical device, wherein the medical device is configured to provide a treatment to a body of a patient or to monitor a selected state of the body; and b) a communication device (CD) comprising CD electronic control circuitry that further comprises at least one CD telemetry system and at least one CD processor that controls, at least in part, operation of the CD telemetry system and operation of the communication device, wherein the CD telemetry system sends messages to or receives messages from the MD telemetry system, wherein a portion of the messages sent between the communication device and the medical device are directed to specific medical device, or a specific communication device, by inclusion of an MD identifier that identifies the medical device or a CD identifier that identifies the communication device and wherein a further portion of the messages sent between the communication device and the medical device are universal messages, by inclusion of a universal identifier. 2. The system of claim 1 wherein a first portion of the MD telemetry system is incorporated into the MD processor and a second portion of the MD telemetry system is external to the MD processor, or wherein a first portion of the CD telemetry system is incorporated into the CD processor and a second portion of the CD telemetry system is external to the CD processor. 3. The system of claim 2 wherein (1) the MD electronic control circuitry comprises at least one external MD functional module, other than the second portion of the MD telemetry system, that is external to the MD processor, (2) the CD electronic control circuitry comprises at least one external CD functional module, other than the second portion of the CD telemetry system, that is external to the CD processor, (3) the MD processor comprises an internal MD CPU and at least one other internal MD functional module, or (4) the CD processor comprises an internal CD CPU and at least one other internal CD functional module. 4. The system of claim 1 wherein the identifier is for the medical device and wherein the communication device sends the message and the medical device receives the message. 5. A medical system, comprising:a) an ambulatory medical device (MD) comprising MD electronic control circuitry that further comprises at least one MD telemetry system and at least one MD processor that controls, at least in part, operation of the MD telemetry system and operation of the medical device, wherein the medical device is configured to provide a treatment to a body of a patient or to monitor a selected state of the body; and b) a communication device (CD) comprising CD electronic control circuitry that further compr... | Medtronic Minimed, Inc. | A61B005/00 G08B023/00
US07278975 | B2 | 2007-10-09 | Method and apparatus for detecting a tremor induced in a subject | 2003-06-16 | A method and apparatus are provided for detecting tremors induced in a subject that are indicative of stress, emotion, fatigue, deception or other similar psychological states. The apparatus includes a signal source for directly applying an excitation signal having a predefined amplitude and frequency to the subject so as to induce the tremor. The apparatus also includes a Doppler system for irradiating the subject with electromagnetic radiation and for detecting the electromagnetic radiation returning from the subject following modulation by the induced tremor. The Doppler system also analyzes the returning electromagnetic radiation to determine at least one of an amplitude of the induced tremor and a phase shift of the induced tremor relative to the excitation signal provided by the signal source. The amplitude and/or phase shift of the modulated electromagnetic radiation provide information regarding the stress, emotion, fatigue, deception or other similar psychological states of the subject. | 1. A method of detecting a tremor induced in a subject comprising: applying electrical stimulus of a predefined frequency to the subject to thereby induce the tremor, wherein applying the electrical stimulus comprises selecting the predefined frequency based upon a frequency of tremors that otherwise occur naturally within a muscle group of the subject in response to stress or another psychological state and sweeping the predefined frequency of the electrical stimulus through a range of said predefined frequencies;repeatedly irradiating the subject with electromagnetic radiation while the predefined frequency of the electrical stimulus that is applied to the subject is swept through the range of said predefined frequencies;detecting the electromagnetic radiation returning from the subject following modulation by the induced tremor; andanalyzing the returning electromagnetic radiation to thereby monitor the induced tremor. 2. A method according to claim 1 wherein analyzing the returning electromagnetic radiation comprises determining a phase shift of the induced tremor relative to the electrical stimulus applied to the subject. 3. A method according to claim 1 wherein detecting the returning electromagnetic radiation comprises detecting an amplitude of the returning electromagnetic radiation. 4. A method according to claim 1 wherein applying the electrical stimulus comprises applying an electrical stimulus having a predefined amplitude and frequency. 5. A method according to claim 4 wherein applying the electrical stimulus further comprises applying an electrical stimulus having a frequency of no more than 100 Hz. 6. A method according to claim 1 wherein analyzing the returning electromagnetic radiation comprises comparing the returning electromagnetic radiation to a preestablished baseline. 7. A method according to claim 1 further comprising determining a galvanic skin response of the subject. | The Boeing Company | A61B005/103 A61B005/117
US07134997 | B2 | 2006-11-14 | Biological information detection apparatus | 2004-05-11 | While detecting a missing section from a biological signal acquired from a human body and while storing the biological signal values obtained at n (where n is a natural number) consecutive points in time, weighted addition is conducted on the biological signal values obtained at n points in time. In outputting its result as a final biological signal, the biological signal value at each of points in time included in the missing section is changed to an average value of the biological signal values at points in time which are not in the missing section. | 1. A biological information detection apparatus which detects biological information of a human body, the biological information detection apparatus comprising: a sensor which detects an electric signal corresponding to the biological information from the human body as a biological signal;a missing detection device which detects a missing section of the biological signal;a storage device which stores the biological signal at each of n (where n is a natural number) consecutive points in time;an average calculation device which calculates an average value of the biological signal at points in time which are included in the n points in time and which are not included in the missing section;a weighted addition device which outputs a result obtained by conducting weighted addition on the biological signal at the n points in time, as a final biological signal; anda missing interpolation device which, in conducting the weighted addition, changes the biological signal at each of the points in time included in the missing section to the average value. 2. The biological information detection apparatus according to claim 1, wherein the storage device changes the biological signal at each of the points in time included in the missing section to a predetermined value and stores the predetermined value. 3. The biological information detection apparatus according to claim 1, wherein the weighted addition device comprises a device which stops outputting the biological signal when a total number of points in time which are included in the n points in time and which are not included in the missing section is less than a first predetermined number. 4. The biological information detection apparatus according to claim 3, further comprising an alarm device which gives an alarm when the total number of points in time which are included in the n points in time and which are not included in the missing section is less than a second predetermined number which is greater than the first predetermined number. | Pioneer Corporation | A61B005/04 A61B005/02 G08B023/00
US07149573 | B2 | 2006-12-12 | Method and apparatus for impedance signal localizations from implanted devices | 2003-04-25 | A patient monitoring system including an implantable medical device for monitoring a plurality of physiological factors contributing to physiological conditions of a patient's heart by measuring a first impedance affected by the plurality of physiological factors, across one of a plurality of vectors, and a second impedance affected by the plurality of physiological factors, across a second one of the plurality of vectors subsequent to determining the first impedance. A change in impedance is determined based upon the first impedance and the second impedance measurements. Using an equation ΔZVX=αAVX*QA+αBVX*QB, where QA is a fractional resistivity change of a first contributing physiological impedance factor, QB is a fractional resistivity change of a second physiological impedance factor, αAVX is an impedance sensitivity factor for physiological impedance factor QA, and αBVX is an impedance sensitivity factor for physiological impedance factor QB, the value of one of the contributing physiological impedance factors is determined. The contributing physiological impedance factors may include lung resistivity, blood resistivity, heart muscle resistivity, skeletal muscle resistivity, heart volume and lung volume. | 1. A patient monitoring system comprising: an implantable medical device comprising: a housing and a connector block configured to couple to a cardiac lead system having a plurality of electrodes;means for selecting electrodes of a cardiac lead system to establish an impedance vector in tissue proximate a patient's heart;means coupled to the electrodes selecting means for measuring impedance of tissue proximate a patient's heart based on an impedance vector formed between electrodes of a cardiac lead system; andmeans for determining a quantifying value for a contributing physiological impedance factor among a plurality of physiological impedance factors associated with a physiological condition of a patient's heart, wherein the means for determining a quantifying value for a contributing physiological impedance factor among a plurality of physiological impedance factors associated with a first physiological condition of a patient's heart among a plurality of physiological conditions of a patient's heart comprises:a microprocessor operating to(1) cause the means for measuring impedance of tissue proximate a patient's heart based upon an impedance vector formed between electrodes of a cardiac lead system to make first and second impedance measurements spaced apart in time along a first impedance vector and to make first and second impedance measurements spaced apart in time along a second impedance vector;(2) calculate a value for a change in measured tissue impedance over time along each of the first and second impedance vectors as ΔZV1 and ΔZV2, respectively;(3) insert each of the calculated values ΔZV1 and ΔZV2 into an equation ΔZ=αL*QL+αB*QBαHM*QHM+αSM*QSM+αHV*KHV+αLV*KLV,where QL is lung tissue fractional resistivity change, QB is blood fractional resistivity change,QHM is heart muscle fractional resistivity change,QSM is skeletal muscle fractional resistivity change,KHV is heart volume fractional change,KLV is lung volume fractional change, andeach of QL, QB, QHM, QSM, KHV, and KLV is a physiological impedance factor,αL is lung tissue impedance sensitivity factor,αB is blood impedance sensitivity factor,αHM is heart muscle impedance sensitivity factor,αSM is skeletal muscle impedance sensitivity factor,αHV is heart volume impedance sensitivity factor,αLV is lung volume impedance sensitivity factor;(4) subtract ΔZV2 from ΔZV1 to form the equation ΔZV1−ΔZV2=(αLV1−αLV2)*QL+(αBV1−αBV2)*QB+(αHMV1−αHMV2)*QHM+(αSMV1−αSMV2)*QSM+(αHVV1−αHVV2)*KHV+(αLVV1−αLVV2)*KLV; and(5) solve for one of the physiological impedance factors QL, QB, QHM, QSM, KHV, and KLV using the equation. 2. The system of claim 1, wherein the plurality of physiological impedance factors includes lung resistivity, blood resistivity, heart muscle resistivity, skeletal muscle resistivity, heart volume and lung volume, and wherein the contributing physiological impedance factor is blood resistivity. 3. The system of claim 1, wherein the plurality of impedance vectors includes a first ... | Medtronic, Inc. | A61B005/05
US07465274 | B2 | 2008-12-16 | Diagnostic apparatus for analyzing arterial pulse waves | 2004-06-16 | A pulse waveform of a living body is detected and is analyzed using peak point data or timing data to perform a diagnosis of a condition of the body. | 1. A pulse wave analyzing apparatus comprising: p1 pulse wave detecting means for detecting a pulse waveform from a living body; and analyzing means for outputting at least one of peak point data or timing data of the pulse waveform detected by said pulse wave detecting means; andwherein the analyzing means comprises: differential means for differentiating the pulse waveform detected by the pulse wave detecting means; inflection detecting means for detecting a timing when an output from said differential means is “0”;count means for counting a sampling clock; andmeans for outputting peak point data or timing data for waveform parameters on the basis of the count value counted by the count means and the amplitude of pulse waveform detected by the detecting means when the output from the differential means is “0”. 2. A pulse wave analyzing apparatus in accordance with claim 1, wherein said living body is a living human body. 3. A pulse wave analyzing apparatus comprising: pulse wave detecting means for detecting a pulse waveform from a living body; andanalyzing means for outputting at least one of peak point data or timing data of the pulse waveform detected by said pulse wave detecting meanswherein said analyzing means comprises: display means for displaying the pulse waveform detected by said pulse wave detecting means;designating means for designating a peak point of the pulse waveform displayed in display means; andmeans for outputting peak point data or timing data for waveform parameters on the basis of the peak point designated by the designating means. 4. A pulse wave analyzing apparatus in accordance with claim 3, wherein said living body is a living human body. 5. A diagnostic apparatus comprising: analyzing means for creating waveform parameters from information representing a pulse wave of a living body; anddiagnostic means for performing a diagnosis of a condition of the living body on the basis of the waveform parameters,wherein said analyzing, means outputs as waveform parameters, peak point data or timing data of the pulse wave obtained from the living body; andwherein said analyzing means comprises: differential means for differentiating the pulse waveform parameters;inflection detecting means for detecting a timing when an output from said differential means is “0”; andcount means for counting a sampling clock; andmeans for outputting peak point data or timing data for the pulse waveform parameters on the basis of the count value counted by the count means and the amplitude of the pulse waveform parameters when the output from said differential means is “0”. 6. A diagnostic apparatus as in claim 5, wherein the diagnostic means perform a diagnosis of a stress level of a living body. 7. A diagnostic apparatus as in claim 5, wherein the stress level is a physiological stress level. 8. A diagnostic apparatus as in claim 5, wherein the stress level is a psychological stress level. 9. A diagnostic apparatus as in claim 5, wherei... | Seiko Epson Corporation | A61B005/00
US07142902 | B2 | 2006-11-28 | Device for measuring strategy acquisition and method for measuring strategy acquisition | 2004-03-11 | The present claimed invention intends to provide a simple and superior means that is possible to express a tendency or a characteristic of a learner as scientific data by making use of a fact that a blood amount or/and a blood component amount in a predetermined region of brains causes a characteristic change when a learner acquires strategy to solve a work during a process of solving the work and that is effective for developing a new educational method from the scientific data. In case a subject conducts a predetermined work, a blood amount or/and a blood component amount in a predetermined measuring region of brains of the subject is measured chronologically by the use of a near-infrared spectroscopy, time change data as data showing time change of the blood amount or/and the blood component amount is produced and a state of strategy acquisition to solve the work for the subject is determined based on the time change data. | 1. A device for measuring strategy acquisition when a subject performs a predetermined assignment of work comprising: a measuring portion that measures an oxyHb amount in blood in a predetermined measuring region of a brain of a subject;a time change data producing portion that obtains the oxyHb amount in the blood measured by the above-mentioned measuring portion chronologically and that produces time change data as data showing time change of the oxyHb amount in the blood;an average data producing portion that calculates average values of the oxyHb amount, from the start point of time to the completion point of time of conducting each work, and produces average value data indicating an average value of the oxyHb amount while the subject conducts each assigned work based on the time change data produced by the time change data producing portion in case the subject conducts multiple works that can be solved using a definite law or regularity; andan output portion that displays or outputs the average value data produced by the average value data producing portion. 2. The device for measuring strategy acquisition according to claim 1 wherein the measuring portion measures an amount deoxyHb in the blood. 3. The device for measuring strategy acquisition according to claim 1 wherein the predetermined measuring region is an area corresponding to a higher brain function portion of the subject. 4. The device for measuring strategy acquisition according to claim 1 wherein the predetermined measuring region is set at a frontal lobe of the subject. 5. The device for measuring strategy acquisition according to claim 1 wherein the measuring portion measures the oxyHb amount in the blood by making use of a near-infrared spectroscopy. 6. The device for measuring strategy acquisition according to claim 5 wherein the measuring portion is of one channel. 7. The device for measuring strategy acquisition according to claim 1 further comprising a fixing means to a head portion of the subject. 8. The device for measuring strategy acquisition according to claim 1 wherein the measuring portion can calculate the oxyHb amount in the blood that is baseline-corrected corresponding to the work conducted by the subject, andthe time change data producing portion is made to obtain the baseline-corrected oxyHb amount in the blood chronologically and to produce the time change data. 9. The device for measuring strategy acquisition according to claim 8 wherein the measuring portion calculates a measured value of the oxyHb amount in the blood based on a predetermined parameter data that is correlative to the oxyHb amount in blood. and further comprising a parameter data correct portion that baseline-corrects the above-described parameter corresponding to the work and a computing portion that calculates the oxyHb amount in the blood by the use of the parameter data corrected by the parameter data correct portion. 10. The device for measuring strategy acquisition according t... | National Institute of Information and Communications Technology | A61B005/00
US07328055 | B2 | 2008-02-05 | Patient support apparatus | 2004-05-27 | The present invention provides a patient support apparatus for use during a medical procedure. The patient support apparatus is configured to receive and support a body of a patient on a base member. The base member includes a top surface having a plurality of adjustable members, wherein each of the adjustable members is configured to support a different portion the body of the patient. A plurality of actuation mechanisms are operably connected to both the base member and one each of the plurality of adjustable members, such that each of the plurality of adjustable members is separately, selectively positionable with respect to the base member. A control device operably connected to the actuation mechanism to selectively control the position of each of the adjustable members and the corresponding body portions. | 1. A patient support apparatus for supporting a patient being examined by a primary coil of a MRI, comprising: a base member including a patient support surface and having an adjustable member integrated in the patient support surface, the adjustable member being configured to support an extremity of the body of the patient;an actuation mechanism operably connected to the base member and the adjustable member to selectively position the adjustable member with respect to the patient support surface; anda secondary coil for increasing resolution of the extremity being examined, said secondary coil remaining aligned with the primary coil as said adjustable member is being selectively positioned. 2. The patient support apparatus of claim 1, further comprising a control device operably connected to the actuation mechanism. 3. The patient support apparatus of claim 2, wherein the control device is a remote control device. 4. The patient support apparatus of claim 1, further comprising an index mechanism operably connected to the adjustable member and the base member. 5. The patient support apparatus of claim 1, wherein the base member further comprises: a plurality of adjustable members, each configured to support a different extremity of the body of the patient; anda plurality of actuation mechanisms operably connected to one each of the plurality of adjustable members, such that each of the plurality of adjustable members is separately, selectively positionable with respect to the patient support surface. 6. The patient support apparatus according to claim 5, wherein said secondary coil is positionable to examine a selected one of the extremities while remaining aligned with the primary coil as a respective one of said adjustable members is being selectively positioned. 7. The patient support apparatus according to claim 5, further comprising a respective secondary coil for each of said adjustable members, said secondary coils increasing resolution of the extremity being examined and remaining aligned with the primary coil as said adjustable members are being selectively positioned. 8. The patient support apparatus of claim 1, wherein the actuation mechanism includes a pneumatic mechanism. 9. The patient support apparatus of claim 1, wherein the actuation mechanism includes an inflatable bladder. 10. The patient support apparatus of claim 1, wherein the actuation mechanism includes a hydraulic mechanism. 11. The patient support apparatus of claim 1, wherein the actuation mechanism includes a mechanical mechanism. 12. The patient support apparatus of claim 11, further comprising a drive member operably connected to the mechanical mechanism. 13. The patient support apparatus of claim 12, wherein the drive member is a mechanical or electric motor. 14. The patient support apparatus of claim 1. wherein the adjustable member comprises an attachment member for securing the extremity to the adjustable member. 15. The patient support apparatus o... | Marctec, LLC | A61B005/055 A61G007/015 A61G013/12
US07341583 | B2 | 2008-03-11 | Positioning system for an applicator and positioning method for an applicator | 2004-03-26 | A positioning system for an applicator includes a glove for being used for a diagnosis of the affected part, a mark body provided on the glove, an applicator for being inserted into a living body, and an energy emitter provided on the applicator for supplying energy to the living body. The positioning system further includes a sensor provided on the applicator which is capable of detecting the distance to the mark body, a control apparatus for discriminating an optimum position of the applicator based on the distance between the sensor and the mark body while the mark body is disposed in the proximity of the affected part based on a diagnosis performed using the glove, and a display apparatus for displaying a result of the discrimination by the control apparatus. | 1. A positioning system for an applicator, comprising: a diagnosing implement to diagnose a living body including an affected part;a mark body provided on said diagnosing implement;an applicator;an energy emitter provided in said applicator and emitting energy to the living body;at least one sensor provided on said applicator for outputting a signal corresponding to a distance between the sensor and said mark body; andan indicator which indicates a preferable position of said applicator based on the output of said sensor while said mark body is disposed in the proximity of the affected part through a diagnosis performed using said diagnosing implement. 2. A positioning system for an applicator according to claim 1, wherein said sensor is an elastic wave sensor or a magnetic sensor, and said positioning system comprises a single or a plurality of such sensors. 3. A positioning system for an applicator according to claim 2, wherein said elastic wave sensor is an ultrasonic sensor and serves also as an ultrasonic wave oscillator, and said mark body is an ultrasonic wave reflecting body having an acoustic impedance different from that of the living body. 4. A positioning system for an applicator according to claim 2, wherein said applicator is formed in a cylindrical shape, and said elastic wave sensor is provided on an outer peripheral face of the cylinder of said applicator such that, even if said applicator rotates around an axis thereof, said elastic wave sensor can receive an ultrasonic wave from a plurality of directions. 5. A positioning system for an applicator according to claim 1, wherein said indicator includes a processor which discriminates the optimum position of said applicator based on the output of said sensor. 6. A positioning system for an applicator according to claim 5, wherein said positioning system comprises a single sensor, and said processor discriminates a position at which said sensor is positioned nearest to said mark body as the optimum position of said applicator. 7. A positioning system for an applicator according to claim 5, wherein said processor stores the distance between said sensor and said mark body when it is discriminated that said applicator is at the optimum position and discriminates a positional displacement when an error of the distance to said mark body detected by said sensor during the diagnosis from the stored distance becomes equal to or higher than a predetermined value, and said indicator indicates, when said processor discriminates a positional displacement, a warning of the positional displacement by at least one of an image and sound. 8. A positioning system for an applicator according to claim 1, wherein said positioning system comprises two sensors provided on a straight line parallel to an insertion direction of said applicator, and said indicator indicates a position at which the distances between said sensors and said mark body are equal to each other as the optimum position of said ... | Terumo Kabushiki Kaisha | A61B018/18
US07400984 | B2 | 2008-07-15 | Biomagnetic measurement apparatus | 2004-04-13 | A biomagnetic measurement technique which can obtain a potential waveform corresponding to a ventricular muscle cell action potential in a non-invasive manner. The biomagnetic measurement apparatus including an operating circuit for magnetometer. The output data of the operating circuit for the magnetometer is collected and a current vector at time t is calculated. Further, an absolute value Ixy of the current vector, a potential waveform V (t) in time corresponding to depolarization of a heart from the absolute value of the current vector, and a potential waveform V (t) in a refractory period of the heart to a period corresponding to repolarization from the absolute value of the current vector are calculated. | 1. A biomagnetic measurement apparatus comprising means for detecting a magnetic field produced from a heart, means for calculating current vectors from said detected magnetic field, and for calculating a potential waveform corresponding to a ventricular muscle cell action potential based on the change of absolute values of said current vectors with time, and means for displaying said potential waveform; wherein said potential waveform is calculated by adding the absolute values of said current vectors in a period from a start time of depolarization of the heart to an end time of depolarization of the heart, and said potential waveform is calculated by subtracting the absolute values of said current vectors from the value of said potential waveform at the end of depolarization of the heart in a period from the end of depolarization of the heart to an end time of repolarization of the heart. 2. The biomagnetic measurement apparatus according to claim 1, wherein said magnetic fields are detected at a plurality of different measurement points, said current vectors are calculated at said plurality of measurement points, and said potential waveforms obtained based on the change of the absolute values of said current vectors with time are displayed. 3. The biomagnetic measurement apparatus according to claim 1, wherein said means displaying a potential waveform displays the waveform of said measured magnetic field and said potential waveform at the same time. 4. A biomagnetic measurement apparatus comprising a plurality of detection coils detecting, when a plane in parallel with a plane contacted with a living body is xy plane and an axis vertical to said (x, y) plane is z, element Bz in z direction of a magnetic field produced from said living body at a plurality of measurement points (x, y), a data collection device collecting detected signal data of the element Bz in said z direction, an operation processor performing operation processing of said collected signal data, and a display device displaying the result of said operation processing, wherein said operation processor executes first operation processing in which when t=ti(i=0, 1, . . . , m) is a period corresponding to depolarization of the heart of said living body and t=ti (i=m+1, m+2, . . , n) is a period corresponding to repolarization of the heart of said living body, from the element Bz in said z direction at time t=ti (i=0, 1. . . , n) at said measurement point (x, y), a current vector (Ix (t), Iy (t)) and an absolute value of said current vector Ixy (t)=√{(Ix (t))2+(Iy (t)2)}are calculated, second operation processing in which when the lower limit of addition Σ is i=0 and the upper limit of addition Σ is i=0, 1, . . . , m, a potential waveform in a period corresponding to depolarization of the heart of said living body is calculated by using V (ti)=ΣIxy (ti), and third operation processing in which when the value of said potential waveform V (tm) at the end of a period corresponding ... | Hitachi High-Technologies, Corp. | G06F019/00 A61B005/05
US07024235 | B2 | 2006-04-04 | Specially configured nasal pulse oximeter/photoplethysmography probes, and combined nasal probe/cannula, selectively with sampler for capnography, and covering sleeves for same | 2003-12-30 | The present invention relates to novel nasal pulse oximeter probes that are configured to be placed across the septum of the nose. These probes are fabricated to provide signals to obtain arterial oxygen saturation and other photoplethysmographic data. The present invention also relates to a combined nasal pulse oximeter probe/nasal cannula. The present invention also relates to other devices that combine a pulse oximeter probe with a device supplying oxygen or other oxygen-containing gas to a person in need thereof, and to sampling means for exhaled carbon dioxide in combination with the novel nasal probe. In certain embodiments, an additional limitation of a control means to adjust the flow rate of such gas is provided, where such control is directed by the blood oxygen saturation data obtained from the pulse oximeter probe. | 1. A probe to measure pulse-based differences in light absorbence by the vascularized tissue of the septum of the nose of a patient in need thereof, comprising: a. a housing from which emanates two extensions, each said extension sufficiently sized and spaced to enter one nares of the nose, each said extension comprising an inward angle of inflection between about 10 and about 27 degrees and each said extension sufficiently flexible to deflect from the wall of the septum;b. at least two light-generating components that emit light at at least two different wavelength bands, positioned on the inside face of one of the two extensions;c. at least one light-detecting component that detects light transmitted from said at least two light-generating components, positioned on the inside face of the other of the two extensions; andd. first individual conductors for energizing said at least two light-generating components, connecting said components to a monitoring system for light signal production and modulation, and second individual conductors connecting said at least one light-detecting component to said monitoring system to convey signals of light detected by said at least one light-detecting component, said first and said second individual conductors passing within said housing and thereafter through a cable for carrying said first and said second individual conductors to said monitoring systemwherein data obtained from said probe is used to provide pulse oximetry results, other plethysmophotometric results, or both. 2. The probe of claim 1, wherein each of said extensions comprises an inward angle of inflection between about 10 and about 20 degrees. 3. The probe of claim 1, wherein each of said extensions comprises an inward angle of inflection between about 15 degrees. 4. The probe of claim 1, wherein each of said extensions comprises an inward angle of inflection, said angle of inflection being sufficient to place said at least two light-generating components and said at least one light-detecting component adjacent to Kiesselbach's plexus. 5. The probe of claim 1, additionally comprising a protective plastic covering sleeve configured to fit over said extensions and over the top of said housing. 6. The probe of claim 1, additionally comprising a cannula to supply oxygen to said patient and a sampling apparatus to obtain exhaled gases for determination of carbon dioxide content. 7. A probe to measure pulse-based differences in light absorbence by the vascularized tissue of the septum of the nose of a patient in need thereof, integral with a cannula to supply oxygen or oxygen-rich gas into the nose, comprising: a. a housing from which emanates two extensions, each said extension sufficiently sized and spaced to enter one nares of the nose, and configured to provide a non-contiguous fit with regard to said septum, wherein one or both extensions are fashioned to provide one or more passages for transport of said oxygen or oxygen-rich gas into th... | University of Florida Research Foundation, Inc. Beta Biomed Services, Inc. | A61B005/00
US07267651 | B2 | 2007-09-11 | Method and apparatus for blood flow measurement using millimeter wave band | 2004-04-23 | A system and method that determines a blood flow rate in an area of a subject. The system includes a transmitter operable to transmit an electrical signal in the range of about 20 GHz to about 300 GHz to the area, a temperature sensor positioned adjacent the area, and a processor operable to determine the blood flow rate in the area based on the rate of change of temperature in the area as a result of the application of the electrical signal on the area and a power density value. | 1. A method of calculating a blood flow rate in an area, the method comprising: generating an electrical signal having a power output;irradiating the area with the electrical signal;determining an incident power density of the electrical signal as a function of the power output and dimensions of the area being irradiated;heating the area in response to irradiating the area;sensing the temperature of the area within a time period;calculating the rate of temperature change of the area;determining an absorption coefficient; andcalculating the blood flow rate in the area based on the power density of the electrical signal, the absorption coefficient, and the rate of temperature change of the area;wherein the electrical signal includes a frequency in the millimeter wave band. 2. The method as claimed in claim 1 wherein the electrical signal includes a frequency in the range of about 80 GHz to about 120 GHz. 3. The method as claimed in claim 1 wherein the area is a tissue of a human. 4. The method as claimed in claim 1 wherein the act of irradiating the area with the electrical signal includes the act of continuously irradiating the area with the electrical signal. 5. The method as claimed in claim 1 wherein the act of irradiating the area includes the act of irradiating the area with the electrical signal to a penetration depth in the range of about 0.1 mm to about 1.0 mm. 6. The method as claimed in claim 1 wherein the incident power density of the electrical signal is less than approximately 1 W/cm2. 7. The method as claimed in claim 1 further comprising the act of modifying at least one dimension of the electrical signal prior to the act of irradiating the area. 8. The method as claimed in claim 1 wherein the act of calculating the rate of temperature change of the area occurs simultaneously with the act of irradiating the area. 9. The method as claimed in claim 1 wherein the act of irradiating the area includes the act of directing the electrical signal in a direction that is perpendicular with respect to the area. 10. The method as claimed in claim 1 further comprising the acts of sensing the temperature of the area, calculating the rate of temperature change of the area, and calculating the blood flow rate in the area based on the power density of the electrical signal, the absorption coefficient, and the rate of temperature change in the area after deactivating the electrical signal. | Board of Control of Michigan Technological Univ. | A61B005/02
US07747047 | B2 | 2010-06-29 | Cardiac CT system and method for planning left atrial appendage isolation | 2003-05-07 | A method for planning left atrial appendage (LAA) occlusion for a patient includes obtaining acquisition data from a medical imaging system, and generating a 3D model of the left atrium of the patient. One or more left atrial anatomical landmarks are identified on the 3D model, and saved views of the 3D model are registered on an interventional system. One or more of the registered saved views are visualized with the interventional system. | 1. A method for planning left atrial appendage (LAA) occlusion for a patient, the method comprising: planning the LAA occlusion, wherein the planning includes: obtaining acquisition data from a medical imaging system;generating a 3D model of the left atrium of the patient;identifying one or more left atrial anatomical landmarks on said 3D model;inserting geometric markers within said 3D model, the geometric markers being associated with and inserted at the identified landmarks for subsequent registration;registering saved views of said 3D model on an interventional system; andvisualizing one or more of said registered saved views with said interventional system. 2. The method of claim 1, further comprising identifying, from said 3D model, orientation and size of the LAA. 3. The method of claim 1, wherein said obtaining acquisition data is implemented with protocols directed for imaging the left atrium. 4. The method of claim 3, further comprising utilizing post processing software to process said acquisition data so as to generate immersible views of the ostium of the LAA. 5. The method of claim 4, wherein said 3D model and said immersible views are visualized through a display screen associated with said interventional system. 6. The method of claim 1, further comprising measuring the LAA ostial size and contour. 7. The method of claim 1, wherein the visualizing comprises visualizing the 3D model in a translucent fashion with opaque geometric markers. 8. A method for planning left atrial appendage (LAA) occlusion for a patient, the method comprising: planning the LAA occlusion, wherein the planning includes: obtaining acquisition data from a medical imaging system using a protocol directed toward the left atrium;segmenting said acquisition data using a 3D protocol so as to visualize the left atrium, including the LAA;generating a 3D model of the left atrium of the patient;identifying one or more left atrial anatomical landmarks on said 3D model;inserting geometric markers within said 3D model, the geometric markers being associated with and inserted at the identified landmarks for subsequent registration;registering saved views of said 3D model on an interventional system;visualizing one or more of said registered saved views with said interventional system; andidentifying, from said 3D model, the orientation and size of the LAA, as well as any anomalies associated therewith. 9. The method of claim 8, further comprising utilizing post processing software to process said acquisition data so as to generate immersible views of the ostium of the LAA. 10. The method of claim 9, wherein said 3D model and said immersible views are visualized through a display screen associated with said interventional system. 11. The method of claim 8, wherein said obtaining acquisition data is EKG gated. 12. The method of claim 8, wherein said medical imaging system is one of a computed tomography system, a magnetic resonance imaging system and an ultrasoun... | GE Medical Systems Global Technology Company, LLC Jasbir S. Sra | G06K009/00
US07878980 | B2 | 2011-02-01 | Gas flow diverter for respiratory monitoring device | 2004-06-08 | A gas flow diverter for increasing the turbulence of an incoming respiratory gas flow through a respiratory gas sensor is provided. The diverter is positioned at a patient or inlet end of a tube section of the sensor in order to divert the respiratory gas flow from the patient generally equally across the cross-sectional area of the tube section. The diverter can be formed integrally as a part of the sensor, or can be releasably attached to the sensor or to an adapter that is releasably connected to the inlet end of the sensor for use in situations in which the volume of the incoming respiratory gas flow from the patient is greatly reduced due to the size of the patient, i.e., when the patient is an infant. | 1. A gas flow diverter in combination with a respiratory measuring device, the combination comprising: a respiratory sensor having a tube section with an inlet end and an outlet end and adapted for communicating a respiration flow through an interior passage;a number of apertures formed through the tube section near a restriction, each aperture being fluidly connected to the interior passage; anda diverter comprising: a body defining a generally blunt end and having a generally conical surface extending from the blunt end, the blunt end being engageable with the tube section of the respiratory sensor such that the conical surface extends away from the blunt end and terminates nearer the restriction and any of the apertures of the tube section than the blunt end, the entire body being longitudinally offset, in a common direction aligned with a direction of the respiration flow, from the restriction and any of the apertures such that the diverter increases turbulence of the respiration flow before the respiration flow enters the restriction to generate a pressure differential on generally opposite sides of the restriction relative to the respiration flow. 2. The combination of claim 1 wherein the generally blunt end includes a peripheral ridge engageable with the tube section. 3. The combination of claim 1 wherein the generally blunt end includes at least one port adapted to direct an incoming gas flow around the diverter. 4. The combination of claim 3 wherein the generally blunt end includes a number of protrusions disposed on opposite sides of the at least one port. 5. The combination of claim 3 wherein the generally blunt end includes at least four ports. 6. The combination of claim 1 wherein the body is formed from a non-porous material. 7. The combination of claim 6 wherein the body is formed from a material selected from the group consisting of: a metal, a plastic, and a rubber. 8. The combination of claim 1 wherein the body has a generally conical concave surface. | Treymed, Inc. | A61B005/08
US20040230126 | A1 | 2004-11-18 | ECG monitoring apparatus with incorporated printer | 2003-12-04 | An ECG monitoring apparatus is coupled to a conventional (e.g., plain paper) printer. The apparatus can be mechanically coupled as a removable portion of the assembly or can be integrated directly into the printer design. | We claim: 1. An ECG monitoring apparatus comprising: an electrode/lead assembly attachable to a patient; a data acquisition module attached to said electrode/lead assembly; and a printer directly connected to said data acquisition module. 2. An ECG monitoring apparatus as recited in claim 1, wherein said data acquisition module includes an A/D converter. 3. An ECG monitoring apparatus as recited in claim 1, wherein said printer is a conventional computer printer. 4. An ECG monitoring apparatus as recited in claim 1, wherein the data acquisition module is housed within the printer. 5. An ECG monitoring apparatus as recited in claim 1 wherein said printer is an ink-jet computer printer. 6. An ECG monitoring apparatus as recited in claim 1, including a supporting structure. 7. An ECG monitoring apparatus as recited in claim 6, wherein said supporting structure is a cart. 8. An ECG monitoring apparatus as recited in claim 7, wherein said cart includes at least one storage area for retaining loose items for storage thereof. 9. An ECG monitoring apparatus as recited in claim 8, wherein said at least one storage area is a drawer. 10. An ECG monitoring apparatus as recited in claim 9, wherein said at least one storage area is a shelf. 11. An ECG monitoring apparatus as recited in claim 1, including a user interface for operating at least one of said printer, said electrode/lead assembly and said data acquisition module. 12. An ECG monitoring apparatus as recited in claim 1, including a display for displaying data acquired by said data acquisition module. 13. An ECG monitoring apparatus as recited in claim 1, wherein said data acquisition module is a compact housing commonly retaining a plurality of leads from said electrode/lead assembly, said data acquisition module connected to said printer. 14. An ECG monitoring apparatus as recited in claim 13, wherein said data acquisition module is wirelessly connected to said printer, said module including means for bi-directionally communicating between said printer. 15. An ECG monitoring apparatus as recited in claim 4, wherein the ends of a plurality of leads from said electrode/lead assembly are connected to said data acquisition module. 16. An ECG monitoring apparatus as recited in claim 1, wherein said data acquisition module and said electrode/lead assembly are removably attachable to said printer. 17. An ECG monitoring apparatus as recited in claim 1, further including a shroud assembly of receiving connections from said electrode/lead assembly and said data acquisition module said shroud assembly being configured to interconnect a conventional table to computer printer therewith. 18. An ECG monitoring apparatus as recited in claim 17, wherein said shroud assembly includes a shroud housing that covers at least a portion of said printer and includes a user interface for operating said printer and said ECG monitoring apparatus. 19. An ECG monitoring apparatus as recited... | Welch Allyn, Inc. | A61B005/0402
US20040225200 | A1 | 2004-11-11 | System and method of analyzing the health of a population | 2003-05-09 | The present invention is associated with a system and method of analyzing the health of a population. The population includes a plurality of members. In one embodiment, the method includes the steps of establishing a plurality of health related characteristics associated with the population, the characteristics including a plurality of primordial characteristics, establishing a relationship between the health related characteristics and at least one health condition, and analyzing at least a portion of the population in response to the relationship. The analysis may include establishing at least one primordial characteristic associated with a health condition, applying an intervention in response to the characteristic, monitoring a success characteristic of the intervention, and determining a cause of the success characteristic | What is claimed is: 1. A method of analyzing the health of a population, the population having a plurality of members, comprising the steps of: establishing a plurality of health related characteristics associated with said population, said characteristics including a plurality of primordial characterstics; establishing a relationship between said health related characteristics and at least one health condition; and analyzing at least a portion of said population in response to said relationship. 2. A method, as set forth in claim 1, wherein the step of analyzing said at least a portion of said population further comprises the step of predicting a likelihood of at least one of said members developing said at least one health condition, in response to said relationship. 3. A method, as set forth in claim 1, wherein the step of analyzing said at least a portion of said population further comprises the step of predicting the likelihood of a member developing said at least one health condition in response to said relationship and said members health related characteristics. 4. A method, as set forth in claim 1, further comprising the step of identifying said primordial characteristics in response to said relationship. 5. A method, as set forth in claim 1, further comprising the step of establishing a prevalence of a health condition within said population in response to said health related characteristics. 6. A method, as set forth in claim 5, wherein the step of establishing said relationship further includes the step of establishing said relationship in response to said health related characteristics, said at least one health condition, and said prevalence. 7. A method, as set forth in claim 1, wherein the step of establishing a plurality of health related characteristics associated with said population further includes the step of establishing a plurality of self-reported characteristics associated with at least a portion of said population. 8. A method, as set forth in claim 5, wherein the step of establishing said prevalence further comprises the steps of: establishing a plurality of claims associated with at least one os said members, said claims including at least one of a drug claim and a medical claim; cross checking said plurality of claims; and establishing said prevalence in response to said cross checked claims. 9. A method, as set forth in claim 8, wherein the step of cross checking includes the step of comparing two claims, said claims being separated by a predetermined period of time. 10. A method, as set forth in claim 1, further comprising the steps of: establishing an incident of said disease associated with a member of said population; establishing said plurality of characteristics associated with said member; and modifying said relationship in response to at least said member's characteristics. 11. A method, as set forth in claim 3, wherein the step of predicting said member's likelihood of developing sai... |  | A61B005/00 G06F017/60
US20040199072 | A1 | 2004-10-07 | Integrated electromagnetic navigation and patient positioning device | 2003-04-01 | A patient positioning device used to position a patient during a navigated medical procedure includes a contoured patient support and a portion of a navigation system. The contoured patient support positions the patient in a desired manner. The portion of the navigation system is integrated within the patient support, such that the navigated medical procedure may be performed in a substantially unobstructed manner. | What is claimed is: 1. A patient positioning device to position a patient during a navigated medical procedure, said patient positioning device comprising: a contoured patient support operable to position the patient in a desired manner; and a portion of a navigation system integrated within said patient support, wherein the navigated medical procedure may be performed in a substantially unobstructed manner. 2. The patient positioning device as defined in claim 1 wherein said navigation system is an electromagnetic navigation system. 3. The patient positioning device as defined in claim 2 wherein said portion of said electromagnetic navigation system is a coil array. 4. The patient positioning device as defined in claim 3 wherein said coil array is a transmitting coil array operable to generate an electromagnetic field in a patient space. 5. The patent positioning device as defined in claim 3 wherein said coil array is a receiving coil array operable to receive an electromagnetic field. 6. The patient positioning device as defined in claim 3 wherein said coil array is removably positioned within said contoured patient support. 7. The patient positioning device as defined in claim 6 wherein said removable coil array is configured within a housing operable to be removably positioned within said contoured patient support. 8. The patient positioning device as defined in claim 6 wherein said contoured patient support defines a recess operable to removably receive said removable coil array. 9. The patient positioning device as defined in claim 8 further comprising a second contoured patient support operable to position the patient in a second desired manner, said second contoured patient support defining a second recess where said second recess is substantially the same size as said recess in said contoured patient support and operable to removably receive said removable coil array. 10. The patient positioning device as defined in claim 1 wherein said contoured patient support is positioned atop an operating room table. 11. The patient positioning device as defined in claim 1 wherein said contoured patient support is formed integral with an operating table. 12. The patient positioning device as defined in claim 1 wherein said contoured patient support is attached to an operating table. 13. The patient positioning device as defined in claim 1 wherein said contoured patient support is adjustable. 14. The patient positioning device as defined in claim 1 wherein said contoured patient support is operable to position a patient in a desired manner to perform a surgery selected from a group comprising spinal, knee, abdominal, hip, leg, arm, cranial, cardiovascular, facial and pelvic. 15. The patient positioning device as defined in claim 1 wherein said contoured patient support is operable to position the patient in a prone position. 16. The patient positioning device as defined in claim 3 wherein said coil array is formed int... |  | A61B005/05 A47B013/00
US06811537 | B2 | 2004-11-02 | System and method for providing diagnosis and monitoring of congestive heart failure for use in automated patient care | 2002-01-07 | A system and method for providing diagnosis and monitoring of congestive heart failure for use in automated patient care is described. At least one recorded physiological measure is compared to at least one other recorded physiological measure on a substantially regular basis to quantify a change in patient pathophysiological status for equivalent patient information. An absence, an onset, a progression, a regression, and a status quo of congestive heart failure is evaluated dependent upon the change in patient pathophysiological status. | What is claimed is: 1. A system for providing diagnosis and monitoring of congestive heart failure for use in automated patient care, comprising:a comparison module comparing at least one recorded physiological measure to at least one other recorded physiological measure on a substantially regular basis to quantify a change in patient pathophysiological status for equivalent patient information; a diagnostic module comparing the change in patient pathophysiological status to an indicator threshold corresponding to a quantifiable physiological measure indicative of congestive heart failure; and an analysis module determining an onset, a progression, a regression, and a status quo of congestive heart failure dependent upon the comparison. 2. A system according to claim 1, further comprising:a database module retrieving the at least one recorded physiological measure and the at least one other recorded physiological measure from monitoring sets stored in a database. 3. A system according to claim 2, further comprising:a server system collecting the at least one recorded physiological measure and the at least one other recorded physiological measure into each monitoring set recorded on a substantially continuous basis or derived therefrom. 4. A system according to claim 3, further comprising:at least one of an implantable medical device and an external medical device recording the at least one recorded physiological measure and the at least one other recorded physiological measure. 5. A system according to claim 1, further comprising:the analysis module evaluating an onset, a progression, a regression, and a status quo of diseases other than congestive heart failure dependent upon the change in patient pathophysiological status. 6. A system according to claim 1, further comprising:a diagnostic module comparing at least one recorded quality of life measure to at least one other recorded quality of life measure on a substantially regular basis to qualify a change in patient pathophysiological status. 7. A system according to claim 1, further comprising:a stored stickiness indicator defined for at least one physiological measure corresponding to a temporal boundary on one of patient diagnosis and treatment; a diagnostic module timing each change in patient pathophysiological status for the equivalent patient information and determining one of a revised patient diagnosis end treatment responsive to each change in patient pathophysiological status with a timing exceeding the stickiness indicator. 8. A system according to claim 1, further comprising:a diagnostic module comparing the change in patient pathophysiological status to a reference baseline comprising recorded physiological measures recorded during an initial time period. 9. A system according to claim 1, further comprising:a diagnostic module comparing the change in patient pathophysiological status to equivalent patient information from at least one of an individual patient, a ... | Cardiac Intelligence Corporation | A61B005/0402
US06834201 | B2 | 2004-12-21 | Catheter navigation within an MR imaging device | 2003-05-05 | A method of magnetically manipulating a medical device within a body part of a human patient in conjunction with MR imaging includes applying a navigating magnetic field with magnets from the MR imaging device, and changing the magnetic moment of the medical device to change the orientation of the medical device within the body part. | We claim: 1. A method of navigating a medical device having a variable magnetic moment within an operating region within a patient, using an MR imaging device, the method comprising:applying a static magnetic field to the operating region with an external magnet of an MR imaging device; energizing at least one electromagnetic coil overlapping another electromagnetic coil of the medical device to create temporary magnetic moments in the medical device to change the orientation of the medical device with respect to the static magnetic field, and orient the medical device in a selected direction within the operating region. 2. The method according to claim 1 further comprising the step of moving a patient to vary the direction of the static magnetic field applied to the operating region by the external magnet of an MR imaging device to change the orientation of the medical device. 3. The method according to claim 1 wherein energizing at least one electromagnetic coil comprises reducing an effect of magnetic field coupling on the energizing using a twisted pair. 4. The method according to claim 1 wherein the MR imaging device is used to image the operating region in the patient's body between navigations. 5. The method according to claim 1 in which the medical device comprises at least one set of three current carrying coils, and the step of creating temporary magnetic moments in the medical device comprises apply current to one or more of the current carrying coils. 6. The method according to claim 5 wherein there are at least two sets of three current carrying coils. 7. The method according to claim 1 in which the medical device comprises at least one set of three current carrying coils, and wherein the coils are used to receive signals during MR imaging to determine at least one of the location and orientation of the medical device. 8. The method according to claim 1 in which the medical device comprises at least one set of three current carrying coils, and wherein the coils are used to transmit and/or receive signals during MR imaging to enhance imaging adjacent the medical device. 9. The method according to claim 5 wherein the coils are mutually orthogonal. 10. The method according to claim 5 further comprising actively removing heat from the medical device generated by the current carrying coils. 11. The method according to claim 10 wherein heat is removed by circulating a cooling medium with the medical device. 12. The method according claim 10 wherein heat is removed using thermoelectric devices. 13. The method according to claim 10 wherein heat is removed using a heat pipe. 14. A method of navigating a medical device within an operating region in the body of a patient, the medical device having at least one coil therein, the method comprising:establishing a navigating magnetic field in the operating region with an MR imaging device outside of the patient's body; selectively energizing the at least one coil in the medical devi... | Stereotaxis, Inc. | A61B005/05
US06821248 | B2 | 2004-11-23 | Life supporting apparatus | 2001-05-22 | A display ;2;A, a CCD camera ;2;C, a speaker/microphone ;2;D, and service select pads ;2;Ga through ;2;Gd which are allotted to the life supporting services to be provided are disposed. As a life supporting service is selected by means of the service select pads ;2;Ga through ;2;Gd, the display ;2;A, the CCD camera ;2;C and the speaker/microphone ;2;D are connected to service providing facilities which provide the selected life supporting service, through a public telephone line network T or the Internet I. | What is claimed is: 1. A life supporting device, comprising:a recording member; service selection members respectively allocated to each life supporting service which is to be provided; and a data reader member which reads recorded data, which are recorded in a recording medium, from said recording member, and is connected to service providing facilities which are selected by operating said service selection members so as to transmit said recorded data read from said recording medium to said service providing facilities to which said data reader member are connected. 2. A life supporting device, comprising:an imaging member; a recording member; a voice output member; service selection members respectively allocated to each life supporting service which is to be provided; and a motion command member which performs image analysis on the motion of a person which is shot with said imaging member, compares thereof with previously set motion patterns, and outputs a predetermined operation signal, which corresponds to a motion pattern which matches with the captured motion of the person, to said imaging member, said recording member, said voice output member or said service selection members. 3. A life supporting device, comprising:an imaging member; a recording member; a voice output member; service selection members respectively allocated to each life supporting service which is to be provided; and a voice command member which analyzes a voice which is recorded with said recording member, compares thereof with previously set voice patterns, and outputs a predetermined operation signal, which corresponds to a voice pattern which matches with the recorded voice, to said imaging member, said recording member, said voice output member or said service selection members. 4. A life supporting device, comprising:an image display member, an imaging member, a recording member, a voice output member, service selection members respectively allocated to each life supporting service which is to be provided, wherein, as life supporting services are selected by operating corresponding ones of said service selection members, said image display member, said imagine member, said recording member and said voice output member get connected to service providing facilities which provide selected life supporting services through a telecommunications line or a computer network, and a data reader member which reads recorded data which are recorded in a recording medium from said recording medium, and is connected to service providing facilities which are selected by operating said service selection members so as to transmit said recorded data read from said recording medium to said service providing facilities to which said data reader member are connected. 5. The life supporting device of claim 4, further comprising:a printing member which is connected to service providing facilities which are selected by operating said service selection members so as to print data ... | Pioneer Design Corporation Pioneer Corporation | A61B005/00
US06823211 | B2 | 2004-11-23 | Device for prediction of human or mammalian labor | 2002-06-21 | A device for prediction of onset of labor comprises a portable assembly of a plurality of recording electrodes (;3;) and optionally a reference electrode (;4;), a means for data acquisition (;1;), a means for conversion of analogue to digitized data and a display (;5;) adapted to display this data in terms of one of a small number of discrete results indicative of the state of preparedness for labor, wherein each electrode (;3;) comprises a contact surface for application to a subject, and in particular to an abdominal and/or vaginal surface of a subject, the device further comprising data analyzing means (;1;) for analyzing the digitized data with reference to pre-recorded reference data and/or predetermined reference parameters. A method for prediction of onset of labor comprises applying the electrodes (;3;) to an abdominal and/or vaginal surface of a subject, collecting and analyzing the data, and displaying the result in terms of one of a small number of discrete results indicative of the state of preparedness for labor. | What is claimed is: 1. A device for prediction of onset of labour comprising a portable assembly of a plurality of recording electrodes, a means for data acquisition, a means for conversion of analogue to digitised data, and a display means for displaying this data in terms of one of a small number of discrete results indicative of the state of preparedness for labour, each electrode having a contact surface for application to a subject, the device further comprising data analysing means for analysing the digitised data with reference to prerecorded reference data and/or predetermined reference parameters, said data analysing means being adapted to analyse digitised data by performing a spectral analysis of power density of electromyo-graphic potentials, and also being adapted to produce a power spectrum, and perform a load average ratio analysis of at least one low and one high frequency range. 2. A device as claimed in claim 1 wherein the data analysing means is adapted to categorise data having high:low frequencies in at least two ranges, to perform an analysis of power load averages between the at least two ranges and to provide a given signal to the display means in response to a given ratio of power load averages between the at least two ranges. 3. A device as claimed in claim 1 wherein the data analysing means is adapted to categorise data in a low and a high band frequency within a 0-5 Hz range. 4. A device as claimed in claim 1 wherein the data analyser analysing means is adapted to make a comparison of changes in uterine electrical activity occurring progressively through the pre-labour phase of parturition against suitable reference parameters to determine an indication of imminence of preparedness for labour. 5. A device as claimed in claim 4 wherein data is pre-recorded and/or parameters are pre-programed which provide reference parameters against which the said progressive changes may be compared to identify uterine electrical activity indicative of the pre-parturition state and uterine activity indicative of a state of full or near-full uterine preparedness for active contractile labour, and the display means is configured to display one or other state accordingly as a positive/negative result. 6. A device as claimed in claim 5 wherein the display means is configured to indicate at least a positive or negative result as to whether the uterus is substantially prepared for contractile labour. 7. A device as claimed in claim 4 wherein data is prerecorded and/or parameters are pre-programmed which provide reference parameters against which the said progressive changes may be compared to identify uterine electrical activity indicative of the pre-parturition state and uterine activity indicative of a state of full or near-full uterine preparedness for active contractile labour and uterine activity indicative of at least one intermediate state as the preparation phase of parturition has progressed to a greater or lesser extent and... | Jopejo Limited | A61B005/04
US06809507 | B2 | 2004-10-26 | Implantable sensor electrodes and electronic circuitry | 2001-12-28 | An electronic circuit for sensing an output of a sensor having at least one electrode pair and circuitry for obtaining and processing the sensor output. The electrode pair may be laid out such that one electrode is wrapped around the other electrode in a U-shaped fashion. The electronic circuitry may include, among other things, a line interface for interfacing with input/output lines, a rectifier in parallel with the line interface, a counter connected to the line interface and a data converter connected to the counter and the electrode pair. The data converter may be a current-to-frequency converter. In addition, the rectifier may derive power for the electronic circuit from communication pulses received on the input/output lines. | What is claimed is: 1. An electronic circuit for sensing an output of a sensor, the electronic circuit comprising:a substrate; at least two electrode pairs formed on a first surface of the substrate for sensing a parameter, each electrode pair having a first electrode and a second electrode, wherein the first electrode of each electrode pair wraps at least partially around the second electrode of its electrode pair; and circuitry for processing the parameter, wherein a layout of the at least two electrode pairs minimizes cross coupling between at least one electrode of a first electrode pair and at least one electrode of a second electrode pair. 2. The electronic circuit of claim 1, wherein the first electrode of each electrode pair wraps around the second electrode of its electrode pair in a U-shaped fashion. 3. The electronic circuit of claim 1, wherein the first electrode of each electrode pair wraps around the second electrode of its electrode pair by surrounding three sides of the second electrode. 4. The electronic circuit of claim 1, further comprising a reference electrode for setting a reference voltage for the at least two electrode pairs. 5. The electronic circuit of claim 4, wherein the reference voltage set on the reference electrode is about 0.5 volts. 6. The electronic circuit of claim 1, wherein the circuitry comprisesa line interface for interfacing with input/output lines; a rectifier in parallel with the line interface; a counter connected to the line interface; and a data converter connected to the counter and the at least two electrode pairs. 7. The electronic circuit of claim 6, further comprising control logic connected to the counter and the line interface. 8. The electronic circuit of claim 7, wherein the control logic comprisesa state machine; and a state decoder connected to the state machine. 9. The electronic circuit of claim 7, wherein the control logic comprises a microprocessor. 10. The electronic circuit of claim 6, wherein the rectifier transfers power from communication pulses to a capacitor. 11. The electronic circuit of claim 10, wherein the capacitor powers the electronic circuit using power stored from the communication pulses. 12. The electronic circuit of claim 6, wherein the data converter is an analog-to-digital converter. 13. The electronic circuit of claim 6, wherein the data converter is a voltage-to-frequency converter. 14. The electronic circuit of claim 6, wherein the data converter is a current-to-frequency converter. 15. The electronic circuit of claim 14, wherein an output of the current-to-frequency converter is scaled using a prescaler before connecting to the counter. 16. electronic circuit of claim 15, wherein the prescaler is a divide-by-16 prescaler. 17. The electronic circuit of claim 6, wherein the circuitry further comprisesa temperature sensor for reading a temperature of an environment; and a voltage reference for applying a voltage to a reference electrode. 18.... | Medtronic Minimed, Inc. | G01N027/00 A61B005/00
US06804548 | B2 | 2004-10-12 | Irradiation system and its irradiation target movement monitoring method, and irradiation target position recognizing method | 2001-09-28 | A radiation system includes a measuring section of position and direction for computing relative position and direction between various components of the system; an irradiation condition correcting section for obtaining positions and directions of the irradiation target regions in the images using computation results obtained by the measuring section of position and direction and compared results obtained by comparing the irradiation target regions in the images taken by an irradiation target image acquisition section, and for correcting the irradiation conditions such that the obtained position and direction are reflected in the irradiation conditions; and a control section for controlling the radiation to the irradiation target region in response to the irradiation conditions obtained as a result of the correction by the irradiation condition correcting section. The irradiation system can solve a problem of a conventional system in that although the conventional system is effective for the radiation therapy to a head region, its irradiation accuracy is degraded in a trunk region such as abdominal organs where the effect of the body movement such as respiration is greater than in the head region, and hence the position and direction of the irradiation target is continuously changing. | What is claimed is: 1. A radiation system comprising:irradiation target positioning means for positioning an object having an irradiation target to be subjected to irradiation; fixed, unmovable in a lateral direction, irradiation target imaging means for non-invasively taking images of an irradiation target region including the irradiation target; irradiation means for administering radiation to the irradiation target region according to prescribed irradiation conditions; position and direction measuring means for measuring positions and directions of said irradiation target positioning means, said irradiation target imaging means and said irradiation means, and for computing relative positions and directions between them; irradiation condition correcting means for obtaining position and direction of the irradiation target region in the images using computation results of said position and direction measuring means and compared results obtained by comparing the irradiation target regions in the images successively taken, including at least a first image and a second image taken after said first image and shortly before irradiation of the target, by said irradiation target imaging means, and for correcting the irradiation conditions in which the obtained position and direction is reflected by modifying an irradiation plan initially generated from said first image; control means for controlling the radiation to the irradiation target region in response to the irradiation conditions obtained as a result of the correction by said irradiation condition correcting means in accordance with the modified irradiation plan; and wherein said position and direction measuring means measures positions and directions of said irradiation target positioning means, said irradiation target imaging means, and said irradiation means in a 3D coordinate system. 2. The radiation system according to claim 1, wherein said irradiation target imaging means comprises a plurality of imaging devices of different modality, and whereinsaid irradiation condition correcting means obtains the position and direction of the irradiation target region in the images using computation results obtained by said position and direction measuring means and compared results obtained by comparing the irradiation target region in the images taken by said imaging device of the same modality among the images successively taken by said plurality of imaging devices of different modality. 3. The radiation system according to claim 1, wherein said irradiation target imaging means comprises: a high resolution imaging device for taking high resolution 3D images of the irradiation target region which are used for setting the irradiation condition; and a real-time imaging device for taking high resolution 3D images of the irradiation target region before and during irradiation, and wherein said irradiation condition correcting means obtains the positions and directions of the irradiation target regio... | Mitsubishi Denki Kabushiki Kaisha | A61B005/00
US20040260169 | A1 | 2004-12-23 | Nonlinear noise reduction for magnetocardiograms using wavelet transforms | 2004-08-11 | A two-part method for reducing the noise contribution in a composite signal using the wavelet transform is described. The procedure involves the identification of subspaces in the reconstructed state space created by dynamical processes (either by deterministic noise or the signal itself), the separation of different subspaces and the separation of subspaces from stochastic noise. The method is used for non-linear de-noising (NLD) of magnetocardiograph or electrocardiograph time series signals by performing local projections in the reconstructed state space using the wavelet transform to identify and describe deterministic structures. Subspaces generated by any deterministic process are located and separated independently of its source. | 1. A method for nonlinear de-noising of magnetocardiograph or electrocardiograph time series signals comprising performing local projections in the reconstructed state space using the wavelet transform to identify and describe deterministic structures. 2. A method for nonlinear de-noising of magnetocardiograph or electrocardiograph time series signals comprising applying the wavelet transform to identify and describe magnetocardiograph or electrocardiograph related subspaces in state space. 3. A method for removing deterministic noise from the manifold of the signal from a magnetocardiograph or electrocardiograph comprising: recording the signal in a main signal sensor and at least one reference sensor separate from the main signal sensor; reconstructing the state space operating on the measured time series using Takens theorem; transforming the state space vectors into a wavelet basis system; identifying the signature of the state space vectors of the noise in the time series of the reference sensor and relocate this signature in the time series of the source (signal) sensor; subtracting the state space vectors of the noise in state space; and reconstructing the cleaned magnetocardiograph signal. 4. A method as claimed in claim 1 wherein the source of the signal is from suitable sensors appropriately located in the magnetocardiograph or electrocardiograph apparatus. 5. A method as claimed in claim 1 wherein the step of wavelet identification and/or separation of composite signals is used for discrete, biorthogonal, and continuous wavelets. 6. A method as claimed in claim 1, wherein the wavelet type used is selected from the group consisting of Haar, Morlet, Mexican Hat, biorthogonal spline, Daubechies, Malvar, Lemarie, Coiflet, Meyer, and Symlet wavelet types. 7. A method as claimed in claim 6, wherein the wavelet type used is a Coiflet wavelet type. 8. A method as claimed in claim 6, wherein the wavelet type used is a Coiflet filterorder 6 wavelet type. 9. A method as claimed in claim 1 wherein the identification and/or separation of composite signals is done by dividing the signal into a number of sub-interval signals and applying recursive wavelet transformation to each subinterval signal. 10. A method for separating a sampled composite signal from a magnetocardiograph or electrocardiograph containing stochastic and deterministic noise into its signal and noise components comprising: (a) recording the signal in a main signal sensor and in at least one reference sensor separate from the main signal sensor; (b) separating subspaces from stochastic noise; (c) separating different subspaces belonging to individual dynamical processes; (c) transforming the state space vectors into a wavelet basis system; (d) identifying the signature of the state space vectors of the noise in the time series of the source sensor; (e) subtracting the reconstructed noise from the signal time series; and (f) reconstructing the cleaned magnetocardi... |  | A61B005/05 A61B005/04
US06805689 | B2 | 2004-10-19 | Safety blood collector device | 2001-10-23 | A blood collector system utilizes a standard disposable needle assembly and standard blood collecting and receiving tubes of the type sealed by a pierceable septum. The system has a hollow cylinder, including an internally apertured sleeve into which the needle assembly is mounted and into which the sealed blood collecting tubes are inserted to be pierced by a needle of the needle assembly. A protective sheath with two clips is concentrically mounted to the barrel cylinder with slot on both sides of the barrel so that the hollow cylinder can move down to cover the patent contacted needle. On both side of the barrel, there are one upper slot and one lower slot, a slot channel between the upper slot and lower slot. The clip is shaped so that it can be snap in the upper and lower slot and can be only slide down from the upper slot to lower slot, but not backwards. After the needle is taken out from a patient, the clip will be pushed down out of the upper slot, then slide down through the slot channel, then be pushed down to snap in the low slot of the barrel in order to cover the used needle from a patient. The apparatus of the invention eliminates the health care worker's exposure to accidental needle pricks. | What is claimed is: 1. A blood specimen collecting system comprising:a blood draw holder in the shape of hollow cylinder having on opposite sides of the holder an upper slot, a lower slot and a slot channel and having an apertured sleeve with a screw surface in an end wall adapted to receive a needle assembly, the hollow cylinder adapted to receive a blood sample collector tube at least partially within a hollow interior of the holder, the collector tube being sealed at one of its ends by a septum pierceable with a needle; a needle assembly having an intermediate portion which is dimensioned to fit and be mounted in the screw surface of the holder, a first hollow needle portion extending axially outwardly from the holder, and a second hollow needle portion extending axially inwardly into the interior of the cylinder, the first and second hollow needle portions being in fluid communication with one another, the first hollow needle portion being adapted to pierce a vein, and the second hollow needle portion being adapted to pierce the septum; and a protective sheath concentrically mounted to the holder, the sheath having two holes on opposite sides, each hole having a clip snapped in, the clips having a lower curved edge and an upper straight edge, wherein the clips slide to the lower slots of the holder through the slot channels to cover the needle with the sheath after use, and wherein the clips are locked in the lower slots of the holder. 2. The blood specimen collecting system of claim 1 wherein the intermediate portion of the needle assembly is threaded, and wherein the screw surface of the apertured sleeve in the end wall of the holder has at least one interior thread complementary to the thread of the intermediate portion. 3. The blood specimen collecting system of claim 1 wherein the upper and lower slots of the holder are connected to the slot channels with reducers. 4. The blood specimen collecting system of claim 1 further comprising a reducer between the upper slots and the slot channels so that the clips need to be pushed into the slot channels. 5. The blood specimen collecting system of claim 1 further comprising a second reducer between the slot channels and the lower slots so that the clips need to be pushed into the lower slots from the slot channels and the clips will be permanently locked in the lower slots of the holder. 6. The blood specimen collecting system of claim 1 wherein the holder, the sheath and the clips are entirely made of plastic material. 7. The blood specimen collecting system of claim 1 wherein a health worker can squeeze the sheath after collecting blood from a patient or an animal so that the wide width of the clips can move out of the upper slots of the holder and the narrow width of the clips will be pushed by two compression springs connected on two sides of the holder through the channel slots to the lower slots. 8. The blood specimen collecting system of claim 1 further comprising the clips havi... |  | A61M005/32 A61M001/00 A61F013/15 A61B005/00 B65D081/00
US06873866 | B2 | 2005-03-29 | Stereoscopic visualization of beating heart | 2003-06-04 | This process substantially reduces the time and effort required in analysis of recorded cardioangiograms. This process takes advantage of cardiac twist, the slight rotation of the heart about a vertical axis when the heart beats. A frame near or at the beginning of cardiac twist is selected and a second frame later on in the twist is also selected. Selection of the frames can be manual or automatic. The frames are viewed by conventional stereoscopic methods. The positions of the coronary arteries with respect to the heart are clearly shown in the three dimensional visualization. | 1. The method of stereoscopic visualization of coronary arteries and of myocardium in a beating heart in recorded angiograms in which at least one cardiac cycle is recorded comprising the steps: a. selecting a first frame, b. selecting a second frame recorded after cardiac twist provided approximately 0.5° to 5° rotation of the heart, and c. viewing the first and second frames wherein the first frame is viewed by one of the viewer's eyes only and the second frame is viewed by the viewer's other eye only. 2. The method of claim 1 further comprising the step after steps c.: d. identifying the location of the coronary arteries with respect to the myocardium. 3. The method of claim 1 wherein the second frame is recorded from 10 to 100 milliseconds after the first frame. 4. The method of claim 1 wherein the second frame is recorded from 33 to 66 milliseconds after the first frame. 5. The method of claim 1 wherein the first and second frames are next in sequence. 6. The method of claim 1 wherein the first and second frames are separated by one or more frames in the recorded angiogram. 7. The method of claim 1 wherein the recorded angiogram comprises frames recorded from several of the cardiac cycles. 8. The method of claim 1 wherein the recorded angiogram is recorded on a CD or DVD. 9. The method of claim 1 wherein the cardiac twist between selected frames is approximately 1.5° to 3.0°. 10. The method of claim 1 wherein the selected frames are viewed as paper images. 11. The method of claim 1 wherein the selected frames are viewed as electronic images. 12. The method of claim 11 wherein the selected frames are viewed displayed on a CRT display. 13. The method of claim 11 wherein the selected frames are viewed displayed on a LCD monitor. 14. The method of claim 11 wherein the selected frames are viewed displayed on a plasma screen. 15. The method of claim 1 wherein the selected frames are viewed displayed on film. 16. The method of claim 1 wherein the selected frames are viewed displayed as projected images. 17. The method of claim 1 wherein the selected frames are viewed on a stereoscopic display incorporated in an x-ray system. 18. The method of identifying coronary arteries and myocardium in a beating heart which requires only a single injection of an x-ray opaque dye into an artery comprising the steps: a. injecting an x-ray opaque dye into an artery, b. recording an angiogram over sufficient time for cardiac twist to rotate the heart approximately 0.5° to 5°, c. selecting a first frame, d. selecting a second frame recorded after cardiac twist rotated the heart approximately 0.50 to 5°, and e. viewing the first and second frames wherein the first frame is viewed by one of the viewer's eyes only and the second frame is viewed by the viewer's other eye only. 19. The method of claim 18 further comprising the step after step e.: f. identifying the location of the coronary arteries with respect to the myocardium.... | Segami Corporation | A61B005/00
US06893402 | B2 | 2005-05-17 | Method and measuring device for determining blood pressure | 2004-04-28 | The invention is directed to a method and a device for determining the blood pressure, in which a pressure sensor is applied to an individual's limb to detect the blood pressure prevailing in said limb. According to the present invention, the orientation of the limb is detected by means of an orientation sensing unit, and the detected blood pressure is corrected in an evaluating unit in response to the limb's detected orientation. | 1. A method of determining blood pressure, for use with an apparatus that includes (i) a limb orientation sensing unit, (ii) a blood pressure sensing unit, (iii) a display unit, and (iv) an evaluating unit, the method comprising the steps of: (a) applying the blood pressure sensing unit and the limb orientation sensing unit to an individual's limb; (b) sensing an orientation of the limb; (d) providing information to assist in reaching a correct orientation including displaying a graphical indication that guides the limb to the correct orientation; (c) automatically measuring blood pressure; (e) monitoring the displacement of the limb while measuring blood pressure; and (f) displaying an error message if the limb is displaced during the step of measuring blood pressure. 2. An apparatus comprising: (a) a limb orientation sensing unit; (b) a blood pressure sensing unit; (c) an evaluating unit; and (d) a display unit; wherein the evaluating unit is coupled to the blood pressure sensing unit and the limb orientation sensing unit; wherein, upon the apparatus being applied to an individual's limb and initiation of a blood pressure measurement sequence, the orientation sensing unit senses an orientation of the limb and the evaluating unit automatically begins processing blood pressure measurements prevailing in the limb based upon signals received from the blood pressure sensing unit and orientation sensing unit; wherein the display unit displays a graphical indication that guides the individual's limb into the correct orientation; and wherein the evaluating unit monitors displacement of the limb during the step of blood pressure measurement, and the display unit displays an error message if the limb undergoes excessive displacement during a blood pressure measurement. 3. An apparatus comprising: (a) a limb orientation sensing unit; (b) a blood pressure sensing unit; (c) an evaluating unit; (d) a display unit; and (e) a measurement value storage device for determining validity of a blood pressure measurement; wherein the evaluating unit is coupled to the blood pressure sensing unit and the limb orientation sensing unit; wherein, upon the apparatus being applied to an individual's limb, the limb orientation sensing unit senses an orientation of the limb, the blood pressure sensing unit automatically detects blood pressure, and the evaluating unit detects an orientation of the limb while measuring a blood pressure; wherein the display unit displays a graphical indication that guides the individual's limb into a correct orientation; wherein the graphical indication is in the form of two arrows pointing in opposite directions, and the arrows indicate a direction by which a limb orientation correction may be performed if the limb is not in the correct orientation; and wherein the display unit further includes an error readout display for indicating an improper blood pressure measurement. 4. The apparatus of claim 3 wherein the error readout display is a... | Braun GmbH | A61B005/00
US06836681 | B2 | 2004-12-28 | Method of reducing stress | 2002-02-15 | A method of enabling a person to reduce tension as a way of improving the possibility that the person will reach a desired level of performance during a tension-causing event includes the steps of selecting a monitor capable of measuring the heart rate of a person and including a display constructed to show heart-rate variability (HRV), and connecting a person to the monitor. The method also includes allowing the person to view the display of their own HRV while connected to the monitor, communicating to the person a desired range of HRV and an undesired range of HRV, and teaching the person how to breath to reach the desired range of HRV and to verify that the person reached the desired range of HRV by viewing the display. In addition, the method includes directing the person to think of a tension-causing event; and repeating the teaching step until the person reaches the desired range of HRV while thinking of the tension-causing event. The method could also include the steps of selecting a monitor that is portable, directing the person to perform a tension-causing event, and repeating the teaching step until the person reaches the desired range of HRV while performing the tension-causing event. | I claim: 1. A method of enabling a person to reduce tension as a way of improving the possibility that the person will reach a desired level of performance during a tension-causing event, comprising:selecting a monitor capable of measuring the heart rate of a person and including a display constructed to show heart-rate variability (HRV); connecting a person to the monitor; allowing the person to view the display of their own HRV while connected to the monitor; communicating to the person a desired range of HRV and an undesired range of HRV; teaching the person how to breath to reach the desired range of HRV and to verify that the person reached the desired range of HRV by viewing the display; directing the person to think of a tension-causing event; and repeating the teaching step until the person reaches the desired range of HRV while thinking of the tension-causing event. 2. The method of claim 1, further including the steps of:selecting a monitor that is portable; directing the person to perform a tension-causing event; repeating the teaching step until the person reaches the desired range of HRV while performing the tension-causing event. 3. The method of claim 1, wherein the teaching step includes the step of providing the person with a guide for breathing at a desired, relatively low rate. 4. The method of claim 2, wherein the teaching step includes the step of providing the person with a guide for breathing at a desired, relatively low rate. |  | A61B005/04
US06810282 | B2 | 2004-10-26 | Method and apparatus for dynamically selecting an electrocardiogram compression process based on computerized analysis of cardiac rhythm and contour | 2001-10-25 | A method of automatically selecting a physiological data manipulation process. After raw data including an asynchronous component having diagnostic information and including a synchronous component is received, the asynchronous component is separated from the synchronous component. A data manipulation process based on the diagnostic information is automatically selected based on the signal conditions generated during an analysis process. | What is claimed is: 1. A method of selecting a physiological data manipulation process, the method comprising the acts of:receiving raw data including an asynchronous component having diagnostic information and including a synchronous component; separating the asynchronous component from the synchronous component; and selecting a data manipulation process based on the diagnostic information. 2. A method as set forth in claim 1, wherein the act of selecting of a data manipulation process includes classifying an abnormality condition of the diagnostic information. 3. A method as set forth in claim 2, wherein the act of classifying the abnormality condition includes the act of analyzing at least a one of a rhythm, an atrio-ventricular conduction, a ventricular rate, a P wave amplitude, a QT interval and an age qualifier from the diagnostic information. 4. A method as set forth in claim 1, further comprising the act of comprising the synchronous component using the lossless compression process, and the synchronous component using the lossy compression process. 5. A method as set forth in claim 4, wherein the lossy process includes the acts of low-pass filtering of the asynchronous components of the raw data to produce filtered data, down-sampling the filtered data to produce down-sampled data, requantization of the down-sampled data, comparing the down-sampled data to produce compared data, polarity reversal encoding of the compared data to produce polarity reverse encoded data, and Huffman encoding of the polarity reverse encoded data to produce lossily compressed data. 6. A method as set forth in claim 4, wherein the lossless process includes the acts of comparing the synchronous component of the raw data to produce compared data and Huffman encoding of the compared data to produce losslessly compressed data. 7. A method as set forth in claim 1, wherein the act of separating the asynchronous component from the synchronous component includes generating a data condition of the diagnostic information. 8. A method of processing physiological data, the method comprising:receiving raw data including an asynchronous component having diagnostic information and including a synchronous component; separating the asynchronous component from the synchronous component; selecting a data manipulation process comprising a lossy compression process and a lossless compression process based on the diagnostic information; and processing the asynchronous component and the synchronous component using the data manipulation process selected. 9. A method as set forth in claim 8, wherein the act of selecting of a data manipulation process includes classifying an abnormality condition of the diagnostic information. 10. A method as set forth in claim 9, wherein the act of classifying the abnormality condition includes the act of analyzing at least a one of a rhythm, an atrio-ventricular conduction, a ventricular rate, a P wave amplitude, a QT interval and an age q... | GE Medical Systems Information Technolgies, Inc. | A61B005/04
US06829503 | B2 | 2004-12-07 | Congestive heart failure monitor | 2002-05-25 | A device-implemented method is disclosed for early detection and monitoring of congestive heart failure in a patient. Ongoing measurements of impedance of a portion of the patient's body generally occupied by the lungs are performed by an implanted device, and, when the impedance measurements are determined by internal circuit components of the device to exceed a predetermined threshold value indicative of a need for immediate attention to a condition of congestive heart failure, a patient and/or physician alert is emitted by the device. An implant site at the left lower anterior lateral hemithorax is preferred. | What is claimed is: 1. An implantable device-implemented method of detecting and monitoring congestive heart failure in a patient, which comprises the steps of:measuring local impedance of a portion of the patient's body generally occupied by the lungs solely through surface mounted electrodes on the device with the device implanted subcutaneously in the patient's body at the locality where the impedance measurements are to be performed, and determining when the impedance measurements are indicative of a condition of congestive heart failure other than from the existence of a state of edema of the patient. 2. The device-implemented method of claim 1, including performing said measurements continuously. 3. The device-implemented method of claim 1, including performing said measurements periodically to reduce power consumption of the device. 4. The device-implemented method of claim 1, including performing said measurements from sporadically to reduce power consumption of the device. 5. The device-implemented method of claim 1, including performing said impedance measurements in part by injecting electrical current into said body portion. 6. The device-implemented method of claim 5, including injecting said electrical current into said body portion through at least one of said surface mounted electrodes of the device. 7. The device-implemented method of claim 5, including performing said impedance measurements in part by monitoring said injected electrical current returning via at least one other of said surface mounted electrodes of the device positioned in said body portion. 8. The device-implemented method of claim 5, including injecting said electrical current in the form of a biphasic pulse wave. 9. The device-implemented method of claim 1, including averaging said impedance measurements over long term and short term periods, and calculating the difference between the long term and short term averages representative of the slope of the reciprocal of impedance over time. 10. The device-implemented method of claim 9, including comparing said slope of the reciprocal of impedance over time against said predetermined threshold value, and triggering a patient alert signal when said slope exceeds the predetermined threshold value. 11. The device-implemented method of claim 1, including using said surface mounted electrodes of the device additionally to monitor the patient's EGG. 12. The device-implemented method of claim 11, wherein the device is implanted subcutaneously at the lower left side of the thoracic cage. 13. The device-implemented method of claim 1, including performing said impedance measurements with the device implanted on the lower left side of the thoracic cage. 14. The device-implemented method of claim 1 wherein said body portion further encompasses the patient's heart, including performing said impedance measurements by means of a signal injected into said body portion from the device and retrieved as a signal subdi... | SciCoTec GmbH | A61B005/05
US06819952 | B2 | 2004-11-16 | Magnetic resonance spectroscopic imaging method to monitor progression and treatment of neurodegenerative conditions | 2002-03-22 | A non-invasive longitudinal method that is sensitive and objective for quantifying progressive loss of neurons in normal aging brains and brains that suffer from a neurodegenerative disease is provided. The method also provides clinicians, patients and drug companies with a method for evaluating the efficacy of various treatments and interventions by assessing a change in brain integrity. The method determines and localizes a change in brain integrity in a compartment of a brain from at least structural images and metabolite brain images, which are acquired for at least two time instances. The time period between two time instances is dependent on the disease pathology and disease progression and could, for instance, be at least 3 months between time instances as well as at least 6 or 12 months between time instances. | What is claimed is: 1. A non-invasive method to determine and localize a change in brain integrity in a compartment of a brain wherein said brain integrity is the concentration of a neuronal marker in one or more structural compartments with a brain tissue type comprising the steps of:(a) providing structural images said brain and metabolite images using MRS of said brain for at least two time instances, wherein said structural images provide information regarding brain tissue type and said one or more structural compartments and said metabolite brain images provide information regarding said concentration of said neuronal marker; (b) aligning said structural brain images and said metabolic brain images and thereby creating aligned images; (c) segmenting said one or more structural compartments with said specific brain tissue type from said aligned images and guided by said structural images, wherein said brain tissue type is selected from the group consisting of gray matter, white matter and cerebrospinal fluid; (d) determining said change in brain integrity over said at least two times instances in said one or more structural compartments of said brain by determining the change in concentration of said neuronal marker per unit volume of said brain tissue type. 2. The method as set forth in claim 1, wherein said change in brain integrity is assessed by determining N-acetyl aspartate as a neuronal marker. 3. The method as set forth in claim 1, wherein said change in brain integrity is assessed by determining a combination of neuronal markers, wherein said neuronal markers are selected from the group consisting of N-acetyl aspartate, creatine, choline and myo-inositol. 4. The method as set forth in claim 1, wherein said at least two time instances are at least 3 months apart. 5. The method as set forth in claim 1, wherein said at least two time instances are at least 6 months apart. 6. The method as set forth in claim 1, wherein said at least two time instances are at least 12 months apart. 7. The method as set forth in claim 1, wherein said change in brain integrity is assessed from a normal aging brain. 8. The method as set forth in claim 1, wherein said change in brain integrity is assessed from a brain of a patient with a neurodegenerative condition wherein said neurodegenerative condition is selected from the group consisting of Alzheimer's disease, AIDS, stroke, multiple sclerosis, amyotrophic lateral sclerosis and epilepsy. 9. The method as set forth in claim 8, wherein the time between said at least two time instances is determined by the progression of said neurodegenerative condition. 10. The method as set forth in claim 1, wherein said step of determining said change in brain integrity comprises the step of fitting a model to said one or more compartments with a maximum-likelihood solution which takes into account a Rician-distributed noise on a low-signal-to-noise magnitude. 11. A non-invasive method to determine and local... | The Board of Trustees of the Leland Stanford Junior University | A61B005/05
US07774046 | B2 | 2010-08-10 | Magnetic navigation system | 2004-03-12 | A magnetic navigation system for orienting a magnetically responsive device in an operating region in a subject has at least two magnet units and a support for mounting the at least two magnet units for movement relative to the subject, the support supporting the at least two magnet units adjacent the operating region in the subject at locations to apply a magnetic field to the operating region. Each magnet unit includes sing a magnet and a positioner for selectively changing the position of the magnet. The system also includes a control for operating the positioners of each magnet unit to selectively change the positions of the magnets to maintain the magnetic field direction applied to the operating region by the magnets as the locations of the magnet units relative to the operating region change. The system is adapted for implementing a method of navigating according to the present invention in which the magnets in the magnet units are selectively rotated and pivoted to maintain the appropriate magnetic field direction projected by the magnets to maintain the device direction as the magnet units move on the support about the operating region. | 1. A method comprising: controlling magnets in two magnet units disposed on opposite sides of a subject, the magnet units including a magnet and a positioner for rotating the magnet about a first axis and pivoting the magnet about a second axis, the magnet units being movably mounted on a support for movement about the subject, and the magnets being positioned to project a magnetic field in a direction to orient a magnetically responsive medical device in a selected direction, the method further comprising selectively rotating and pivoting each magnet to maintain the magnetic field direction projected by the moving magnets in relation to the magnetically responsive medical device as the magnet units move on the support about an operating region of the subject to maintain the magnetically responsive medical device in a selected orientation as the units move on the support. 2. The method according to claim 1 further comprising coordinating the movement of the magnet units with an imaging system to avoid positional interference between the imaging system and the magnet units. 3. The method according to claim 1 further comprising adjusting the positions of the magnets in the magnet units while moving the magnet units to accommodate movements of an imaging system to maintain the desired orientation of the medical device. 4. The method according to claim 1 wherein the positions of the magnets are adjusted as the magnet units move to change the direction of the magnetic field applied by the magnet units to maintain the device in substantially the selected direction despite changes in the distance between the magnet units and the operating region. 5. The method according to claim 4 wherein the direction of the magnetic field applied by the magnet units is determined based upon a mathematical model. 6. The method according to claim 4 wherein the direction of the magnetic field applied by the magnet units is determined based upon a lookup table. 7. The method of claim 1, wherein the magnet units on the support are disposed on opposite sides of a subject in a generally opposed relation to apply the magnetic field to the operating region of the subject, the method further comprising the controlled rotation of the magnet units about the subject to maintain the magnet units in opposed relation. 8. The method of claim 1, further comprising controlling the positioners of each of the magnet units to change the positions of the magnets a user-input selected magnetic field direction. 9. The method of claim 1, further comprising controlling the positioners of each of the magnet units to change the positions of the magnets in response to a user-input selected direction to apply the magnetic field in the operating region to cause the magnetically responsive device to orient substantially in the selected direction. 10. The method of claim 1, further comprising controlling the positioners of each of the magnet units to change the positions of the magnets as the... | Stereotaxis, Inc. | A61B005/05
US07442212 | B2 | 2008-10-28 | Decoding algorithm for neuronal responses | 2002-01-11 | A device and method for decoding neuronal responses wherein sequences of potentials from neurons are monitored while specific motor tasks are carried out, and these sequences are characterized using order statistics and subsequently the order statistics are used to decode action potentials representing unidentified motor tasks to determine the desired motor task. The method of the invention comprises the steps of monitoring action potentials caused by a motor task being requested by the brain, calculating a spike density function and order tasks for each distinct motor task, to relate action potentials to their specific motor task. The invention also offers methods of formulating instructions for a prosthetic device. This method comprises the steps of learning the neuronal responses of distinct motor tasks by monitoring action potentials caused by a motor task being requested by the brain, calculating a cumulative density function for each distinct motor task, and using order statistics to relate action potentials to their respective motor tasks; monitoring action potentials from at least one neuron of said user wherein the action potentials are caused by the request for an unknown motor task; using said learned neuronal responses to determine which motor task is being requested by the monitored neuron; and formulating instructions on how to carry out the requested motor task. The device of the invention comprises a prosthetic limb, a device capable of making said prosthetic limb carry out motor tasks, a device capable of recording action potentials from neurons, and a device containing instructions for monitoring neurons, calculating cumulative density functions, utilizing order statistics, and determining instructions for various motor tasks. | 1. A prosthetic device comprising: a) a prosthetic limb;b) a recording device for recording action potentials from a neuron;c) a device comprising an input device for receiving and monitoring recorded action potentials from the recording device, a processor encoded with instructions for determining a spike density function from the recorded action potentials over time and an algorithm that computes a count weighted order statistic to determine the probability that the spike density function relates to a requested motor task, and a controller for initiating stimulation of the requested motor task; andd) a stimulation device for making said prosthetic limb carry out the requested motor task. 2. The prosthetic device of claim 1 wherein the device comprises an electronic media storage device. 3. The device of claim 1 wherein the recording device for recording action potentials from a neuron is a microelectrode. 4. The device of claim 3 wherein the microelectrode is a tungsten microelectrode. 5. The device of claim 3 wherein the microelectrode records in a range of from about 0.8 to 1.3 mega ohms. 6. The prosthetic device of claim 1, further comprising a memory for storing the decoded neural signal. 7. The prosthetic device of claim 1, wherein the algorithm that determines the probability that the spike density function relates to a requested motor task comprises a count weighted order statistic of spike density functions obtained from recorded action potentials generated by a known motor task. 8. The prosthetic device of claim 1, wherein the processor further encodes instructions for carrying out a method to determine the probability that a spike density function relates to a requested motor task and the certainty of the probability comprising determining a spike density function by determining the frequency of action potentials per millisecond from the occurrence of the initial stimuli for one or more motor tasks and statistically describing the distribution of the action potentials in said spike function for each motor task, and generating a probability function that allows classification of the spike density function to a requested motor task. | The United States of America as represented by the Department of Health and Human Services | A61F002/70
US07254436 | B2 | 2007-08-07 | Dynamic magnetic resonance angiography | 2003-05-30 | A method for creating a magnetic resonance angiography (MRA) image including the steps of acquiring a magnetic resonance image in which a predetermined slice is excited using a train of radiofrequency (RF) pulses; and acquiring image data between the RF pulses such that the excited slice is viewable from a side view rather than from a face view. An MRA image generated by the steps of acquiring a magnetic resonance image in which a predetermined slice is excited using a train of radiofrequency (RF) pulses; acquiring image data between the RF pulses; viewing a side view of the slice, including dynamic spins within and exiting the slice. | 1. A method for noninvasive angiography, comprising the steps of: exciting a predetermined slice of a vascular region to coherently excite protons in fluid moving through the vascular region;acquiring at least one magnetic resonance image (MRI) of the vascular region while maintaining phase coherence of the protons; andprojecting the at least one MRI onto a projection plane normal to the slice to view the vascular region within, and downstream of the slice. 2. The method according to claim 1, wherein excitement of the slice is performed using a train of RF pulses that occur in resonance with the frequency at which the fluid passes through the predetermined slice so as to coherently excite the protons. 3. The method according to claim 1, wherein the vascular region is visible on the projection plane as a movie formed by repetitive acquisition of MRI's between RF pulses. 4. The method according to claim 1, wherein the vascular region is visible up to about 16 cm downstream of the slice. 5. A method for noninvasive angiography, comprising the steps of: exciting a predetermined slice of a vascular region using a train of radiofrequency (RF) pulses to coherently excite protons in fluid moving through the vascular region;acquiring at least one magnetic resonance image (MRI) of the vascular region between the RF pulses while maintaining phase coherence of the protons; andprojecting the at least one MRI onto a projection plane normal to the slice to view the vascular region within, and downstream of the slice. 6. The method according to claim 5, wherein the train of RF pulses occur in resonance with the frequency at which the fluid passes through the predetermined slice so as to coherently excite the protons. 7. The method according to claim 5, wherein phase coherence of the protons is maintained during acquisition of the at least one MRI using a gradient waveform having a zero first-order moment about the slice gradient axis and about the phase gradient axis. 8. The method according to claim 7, wherein the gradient waveform rewinds magnetization of the fluid between RF pulses. 9. The method according to claim 5, wherein projection of the at least one MRI onto the projection plane is created by playing a readout gradient waveform of the at least one MRI on the slice gradient axis. 10. The method according to claim 5, wherein the projection of the at least one MRI onto the projection plane is performed without post-processing the at least one MRI. 11. The method according to claim 5, wherein the vascular region is visible on the projection plane as a movie formed by repetitive acquisition of MRI's between RF pulses. 12. The method according to claim 11, wherein the vascular region is visible up to about 16 cm downstream of the slice. 13. A method for noninvasive angiography, comprising the steps of: creating a refocussing condition while compensating the gradient waveforms for motion by exciting a predetermined slice of a vascular region using... | Heart Imaging Technologies, LLC | A61B005/055
US07276027 | B2 | 2007-10-02 | System, for monitoring the concentration of analytes in body fluids | 2002-02-02 | The invention concerns a system for monitoring the concentration of analytes in body fluids, in particular in interstitial fluid and comprises a catheter having an implantable region and an outlet opening for withdrawing fluid in particular body fluid. A first and a second analytical zone are contacted sequentially with fluid from the catheter and undergo a detectable change when an analyte is present. The analytical zones can be contacted manually with fluid and also preferably in an automated fashion by means of a device. A system according to the invention additionally has an analytical device for analysing the analytical zones in order to determine the concentration of the analyte on the basis of changes caused by the analyte. A further subject matter of the present invention are catheters for use in systems according to the invention as well as magazines containing test zones. | 1. System for monitoring the concentration of analytes in body fluids, comprising a) a catheter having an implantable region and an outlet opening for the withdrawal of fluid,b) a first and a second analytical zone which, after contact with the withdrawn fluid, undergo a detectable change when an analyte is present in the fluid,c) a device configured to contact the first analytical zone with fluid from the catheter and to subsequently contact the second analytical zone with fluid from the catheter,d) an analytical device configured to analyze the changes on the analytical zones caused by the analyte-containing fluid in order to determine the concentration of an analyte to be monitored, ande) a pump configured to apply underpressure to the outlet opening in order to convey liquid,wherein the analytical device or an additional application detection device detects the presence of fluid or the presence of an adequate amount of fluid in or on the analytical zones and interrupts the application of the underpressure to the outlet opening based thereon,and wherein the first and second analytical zones are areas of a continuous test element, and the continuous test element is a tape. 2. System as claimed in claim 1, wherein the device is configured to contact the first analytical zone and the second analytical zone with the fluid from the catheter by bringing together the outlet opening and the first and second analytical zones. 3. System as claimed in claim 1, wherein the device is configured to contact the first analytical zone and the second analytical zone with the fluid from the catheter by moving portions of the fluid out of the catheter onto the first and second analytical zones via an ejector unit. 4. System as claimed in claim 1, in which the first and second analytical zones are separate objects that are attached to a common support. 5. System as claimed in claim 1, in which the catheter is designed such that no liquid emerges from the outlet opening until the underpressure is applied to the outlet opening. 6. System as claimed in claim 1, further comprising a control device which synchronizes the bringing together of the first and second analytical zones with the outlet opening. 7. System as claimed in claim 1, in which the amount of fluid taken up by either of the first and second analytical zones is essentially equal to or more than the active inner volume of the catheter. 8. System as claimed in claim 1, wherein the device is configured to contact the first analytical zone and the second analytical zone with the fluid from the catheter while the catheter remains implanted. 9. System as claimed in claim 1, wherein the analytical zones are configured to be used once. 10. System as claimed in claim 1, in which the system further comprises a carrying unit for carrying the system on the body and a magazine in which the analytical zones are disposed and which is configured to be inserted into the carrying unit. 11. System as claimed in c... | Roche Diagnostics Operations, Inc. | A61B005/00
US06986746 | B2 | 2006-01-17 | Biased vascular temperature measuring device | 2002-05-03 | The present invention provides a vascular catheter apparatus for temperature measurement of vascular tissue, comprising a flexible body, at least one resiliently biased projection depended from the body, a sensor carried by the projection and an electrical carrier for transmitting temperature data at the vascular wall from the sensor to a remote device. The electrical carrier may be coiled around the length of the projection to reduce the strain at critical points where it is necessary to maintain a seal and hence electrical isolation. | 1. A catheter apparatus for temperature measurement of vascular tissue, comprising a flexible body, at least one resiliently biased projection depended from the body, a sensor carried by the projection and an electrical carrier for transmitting data from the sensor to a remote device, wherein the electrical carrier is coiled around the body of the projection in a manner so as to reduce strain when the projection flexes. 2. An apparatus according to claim 1, in which the pitch of the coil is arranged such that there are 5 to 10 turns per cm over the length of the projection. 3. An apparatus according to claim 1, further comprising a heat shrink wrapping applied around at least a portion of the length of the projection. 4. An apparatus according to claim 1, wherein the body has a longitudinal axis and at least part of the projection is extensible radially from the longitudinal axis of the catheter body. 5. An apparatus according to claim 1, wherein the body has a longitudinal axis and at least part of the projection is extensible radially from the longitudinal axis of the catheter body. 6. An apparatus according to claim 5, wherein the ratio of the area of the cross-sectional profiles of the apparatus in the retracted and deployed configurations is in the range 4:1-1.1:1, preferably 3:1-1.25:1, more preferably 2.5:1-2.0:1, most preferably 1.75:1-1.25:1. 7. An apparatus according to claim 1, further comprising multiple sensors and wherein the sensors are positioned circumferentially about a longitudinal axis of the catheter body. 8. An apparatus according to claim 1, wherein the sensor is a thermistor. 9. An apparatus according to claim 1, wherein the projections comprises a superelastic material. 10. An apparatus according to claim 1, further comprising a sheath adapted to substantially encompass the sensor in a retracted configuration. 11. An apparatus according to claim 10, wherein the sheath is retractable, thus enabling the projection to take up a deployed configuration. 12. An apparatus according to claim 1, wherein the projection, in a deployed configuration, adopts an arcuate shape along at least part of its length, and wherein the gradient of the arcuate portion of the projection, with respect to the longitudinal axis of the catheter, increases as a function of distance along the projection from the end attached to the catheter body. | Thermocore Medical Systems NV | A61B005/00
US07239901 | B2 | 2007-07-03 | Tissue spectrometer with improved optical shutter | 2003-05-19 | An improved system and method for calibrating spectrophotometric instruments for the effects of light source drift. An instrument includes both received light and reference light paths to a light sensor where light signals are converted to electrical signals to be used by a processor. A shutter is used to block or allow passage of one of the light signals to the sensor. When the selected light signal is blocked, the sensor produces an electrical signal representative only of the other signal. When the selected light signal is allowed to pass, the sensor produces an electrical signal representative of both light signals. By knowing the value of one of the signals by itself, the value of the other signal can be determined. The individual values are then processed to produce an output signal that is a function of both light signals. Further, because only one light path must be blocked, simpler structures for blocking the light may be used. | 1. A spectrophotometric instrument; comprising: a source of measurement light signals having measurement light wavelengths;a probe having: a tissue-engaging surface;a send fiber coupled to the measurement light signal source for transmitting the measurement light signals to the tissue-engaging surface; anda receive fiber for receiving light including the measurement light signals after the measurement light has been transmitted through the tissue;reference signal optics coupled to the measurement light signal between the measurement light signal source and the tissue-engaging surface, for transmitting a reference light signal portion of the measurement light signal;a detector for generating electrical signals representative of the measurement light signals and the reference light signals;an optical path for coupling the measurement light signal from the receive fibers and the reference light signal portion from the reference signal optics to the detector;an optical path control for selectively allowing and preventing the reference light signal portion to the detector, whereby the detector can output a reference light sample value when the reference light signal portion is coupled to the detector, and the detector can output a measurement light sample value when the measurement light signal portion is coupled to the detector; anda processor for determining corrected measurement sample signals at each measurement light wavelength as a function of a no light signal, a current measurement signal plus a no light signal and a no light signal plus a current measurement signal plus a current reference signal. 2. The instrument of claim 1, wherein the processor further determines the values of a no light signal, a measurement light signal and a reference light signal. 3. The instrument of claim 1 wherein the optical paths include optics. 4. The instrument of claim 3 wherein the optics include an attenuator in the reference light signal path for reducing the portion of the reference light signal that is directed to the detector. 5. The instrument of claim 1 wherein the path control includes a shutter. 6. The instrument of claim 5 and further including an electric drive for driving the shutter. 7. The instrument of claim 1 wherein the measurement light signal source includes a plurality of sources of narrow-bandwidth light. 8. The instrument of claim 1 wherein the reference signal optics includes an optical fiber. 9. The instrument of claim 1 wherein the reference signal optics further includes a light mixer. 10. A spectrophotometric instrument, including a measurement signal optical input for receiving a measurement light signal transmitted through tissue being analyzed;a reference signal optical input for receiving a reference light signal which is a portion of the measurement light signal that has not been transmitted through the tissue being analyzed;a detector for generating electrical signals representative of the measurement light signals an... | Hutchinson Technology Incorporated | A61B005/00
US07035686 | B2 | 2006-04-25 | Color-based neurofeedback | 2004-05-12 | A neurofeedback technique uses color as its feedback cue. A preferred embodiment of the invention includes an amplifier that receives EEG signals from electrodes (e.g., adhesive electrodes, SQUID sensors, etc.) on or adjacent the person's scalp, a low or band pass filter, a color processor and a display. The color processor converts an aspect of one or more channels of the person's EEG signal(s) to a color and shows that color to the person on the display. The aspect of the EEG that is converted to color can be the frequency or the amplitude of the person's EEG signal(s). If EEG amplitude is used in the conversion process, the instantaneous, average or peak amplitude can be used. This process is dynamic, meaning that the system repeatedly converts the EEG signal to color. Conventional adhesive electrodes or non-adhesive sensors can be used to detect the person's brain activity. | 1. A neurofeedback system, comprising: an amplifier that receives EEG signals from a person;a color processor coupled to said amplifier; anda display unit coupled to said color processor;wherein said color processor dynamically converts an EEG signal from said amplifier to a color and shows the color on said display unit to a person being monitored;wherein said display unit comprises first and second displays that are independently controlled by said color processor; andwherein a predetermined color is provided on the first display simultaneously with the second display being provided with a color that is determined by said color processor based on the person's EEG. 2. The system of claim 1 wherein the second display is provided with a color that is based on an aspect of the person's EEG, the aspect selected from a group consisting of frequency and amplitude. 3. The system of claim 1 wherein the first and second displays are provided on head worn goggles. 4. The system of claim 1 wherein the display is located in a separate room from the person and is viewable by the person. 5. A method comprising: determining an aspect of a person's EEG;showing a target color on a first display viewable by the person; andshowing a second color based on the aspect on a second display also viewable by the person simultaneously with the target color on the first display. 6. The method of claim 5 further comprising determining the aspect of the person's EEG as a frequency or an amplitude. 7. The method of claim 5 wherein showing the target and second colors comprise showing the target and second colors on first and second displays in a room apart from a room in which the person is located. 8. The method of claim 5 wherein showing target and second colors comprises showing the target and second colors on first and second displays provided in head worn goggles. 9. A system comprising: means for receiving a person's EEG signals;means for displaying a predetermined target color on a first display; andmeans for displaying a second color on a second display simultaneously with the target color, said second color being determined based on the person's EEG. 10. The system of claim 9 further comprising means for displaying the target and second colors in a room separate from the person. 11. The system of claim 9 further comprising means for determining the second color based on an aspect of the person's EEG, the aspect comprising frequency or amplitude. | - | A61B005/04
US08323192 | B2 | 2012-12-04 | Implantable monitoring probe | 2004-07-22 | Disclosed is an ambulatory system for monitoring one or more physiological parameters in a body lumen, such as the esophagus. The system includes an implantable probe having a sensor for the physiological parameter and a transmitter for transmitting data to an external receiver. The probe may be used for monitoring any of various physiological parameters, including pH, temperature, and pressure, within the esophagus or other body lumens. Methods and deployment catheters are also disclosed. | 1. A medical device for placement within a body lumen of a patient, the device comprising: a device shell sized for introduction into the body lumen;a sensor, carried by the device shell, to sense at least one physiological parameter within the body lumen; anda securing structure mounted to the device shell to secure the device shell relative to a surface within the body lumen, wherein the securing structure is at least partially degradable, wherein said device shell and said sensor are to remain in the body lumen at least until said securing structure is substantially degraded. 2. The medical device of claim 1, wherein the sensor includes at least one of a pH sensor, a temperature sensor, or a pressure sensor. 3. The medical device of claim 1, wherein the securing structure includes a cavity formed in the device shell and a pin to capture luminal tissue within the cavity. 4. The medical device of claim 3, wherein the cavity includes a vacuum port for application of vacuum pressure to draw the tissue into the cavity. 5. The medical device of claim 3, wherein the pin is at least partially formed from a dissolvable or bioabsorbable material and releases the luminal tissue upon substantial dissolution or absorption of the material. 6. The medical device of claim 1, wherein the securing structure includes a pin, hook, barb, clip, suture or staple at least partially formed from a degradable material. 7. The medical device of claim 1, wherein the securing structure includes an adhesive. 8. The medical device of claim 1, wherein the securing structure includes a dissolvable or bioabsorbable material formed at least in part from a material selected from the list consisting of polylactic acid, copolymers of polylactic acid and glycolic acid, polymers of p-dioxanone and 1,4-dioxepan-2-one, and hydroxycarboxylic acids. 9. The medical device of claim 1, wherein the securing structure includes an expandable frame mounted to the device housing and sized to engage an interior wall of the body lumen upon expansion. 10. The medical device of claim 1, wherein the device housing is sized for introduction into an esophagus of the patient, and the securing structure includes an expandable frame mounted to the device housing and sized to engage an interior wall of the esophagus upon expansion. 11. The medical device of claim 10, wherein the expandable frame is formed at least partially from a dissolvable or bioabsorbable material. 12. The medical device of claim 1, further comprising a radio frequency transmitter carried by the device shell to transmit data generated by the sensor. 13. The medical device of claim 1, further comprising a position sensor carried by the device shell to sense an orientation of the device shell. 14. The medical device of claim 1, wherein the securing structure includes a bioabsorbable material. 15. A method for remotely monitoring a physiological parameter in a body lumen of a patient, the method comprising: introducing into ... | Endonetics, Inc. | A61B005/00 A61B005/05
US20040243022 | A1 | 2004-12-02 | Method and system of detecting vulnerable plaque by sensing motion of thin fibrous cap | 2004-04-29 | A method for detecting vulnerable plaque lesions in a blood vessel includes subjecting a localized area of the blood vessel to pressure pulses, while emitting electromagnetic radiation at the same localized area of the blood vessel. The pressure pulses cause vibrations of the vascular tissue and the vulnerable plaque lesions that are characteristic for each, which results in differing amounts of deflection of the electromagnetic radiation reflected from the vascular surface. The presence or absence of vulnerable plaque is determined from the extent of the deflection of the electromagnetic radiation reflected from the vascular surface. In another embodiment according to the invention, the presence or absence of vulnerable plaque lesions is determined from the intensity of vibrations of the vascular tissue in response to a pressure pulse. | 1. A method for detecting vulnerable plaque in a vessel, the method comprising: sending a pressure pulse toward a vascular tissue; emitting electromagnetic radiation toward the vascular tissue; detecting a resulting electromagnetic energy from an interaction of the emitted electromagnetic energy on the vascular tissue subjected to the pressure pulse; and determining at least one vulnerable plaque lesion in the vascular tissue based on the resulting energy. 2. The method of claim 1 wherein the pressure pulse is generated by a heart contraction. 3. The method of claim 1 wherein the pressure pulse is generated by a pressure pulse generator selected from a group consisting of a piezoelectric element, an electrostatic element, and an inflatable balloon. 4. The method of claim 1 wherein the electromagnetic radiation is selected from a group consisting of infrared radiation, visible light radiation, ultraviolet radiation, x-ray radiation, beta radiation, fluorescence radiation, laser light, microwave radiation, radio wave, and ultrasonic energy. 5. The method of claim 1 wherein detecting a vulnerable plaque lesion in the vascular tissue based on the resulting electromagnetic radiation comprises determining a variation in a plurality of resulting electromagnetic radiation measurements. 6. The method of claim 1 further comprising administering a drug to expand or contract the vascular tissue. 7. The method of claim 6 wherein a fibrous cap of the vulnerable plaque lesion has an increased or lessened tension based on the administered drug. 8. The method of claim 1 wherein the resulting electromagnetic radiation is detected by a receiver positioned on a catheter within a vessel. 9. The method of claim 8 wherein the receiver has a narrow angle of acceptance for the impinging electromagnetic radiation. 10. The method of claim 8 wherein the catheter further includes an expandable member, and the expandable member is expanded to stabilize the catheter within the vessel. 11. The method of claim 1 wherein the pulse is generated subsequent to a heart QRS wave impulse. 12. A method for detecting vulnerable plaque in a vessel, the method comprising: sending a pressure pulse toward vascular tissue; detecting a resulting vibration from an interaction of the of the pulse on the vascular tissue; and determining at least one vulnerable plaque lesion in the vascular tissue based on the resulting vibration. 13. The method of claim 12 wherein the pressure pulse is generated by a heart contraction. 14. The method of claim 12 wherein the pressure pulse is generated by a pressure pulse generator selected from a group consisting of a piezoelectric element, an electrostatic element, and an expandable balloon. 15. The method of claim 12 wherein detecting the resulting vibration comprises receiving vibrations through feeler wires contacting a wall of the vessel. 16. A system for detecting vulnerable plaque in a vessel comprising: a catheter; a press... | Medtronic Vascular, Inc. | A61B005/00
US20040243021 | A1 | 2004-12-02 | Device for thermal stimulation of small neural fibers | 2004-05-05 | A device operable to assess temperature response of small neural fibers. The device includes a heat source. A skin contacting probe tip that includes at least one skin contacting region is operatively connected to the heat source and operable to apply a heat to regions of skin having varying surface areas. A temperature sensor is arranged in the vicinity of the probe tip and is operable to detect a temperature of the probe tip. A controller is operatively connected to the heat source and the temperature sensor to maintain a target temperature of the probe tip. | We claim: 1. A device operable to assess temperature response of small neural fibers, the device comprising: a heat source; a skin contacting probe tip comprising at least one skin contacting region operatively connected to the heat source and operable to apply a heat to regions of skin having varying surface areas; a temperature sensor arranged in the vicinity of the probe tip and operable to detect a temperature of the probe tip; and a controller operatively connected to the heat source and the temperature sensor to maintain a target temperature of the probe tip. 2. The device according to claim 1, wherein the probe tip includes a skin contacting surface having a varying skin contacting area. 3. The device according to claim 1, wherein the probe tip includes a skin contacting surface having a varying shape. 4. The device according to claim 1, wherein the skin contacting probe tip is interchangeable. 5. The device according to claim 4, wherein the interchangeable skin contacting probe tips have skin contacting surfaces including skin contacting areas having different areas. 6. The device according to claim 1, wherein the interchangeable skin contacting probes have different shapes of skin contacting surfaces. 7. The device according to claim 1, wherein the heat source is operable to generate a temperature of about 32° C. to about 53° C. in the probe tip. 8. The device according to claim 1, wherein the probe tip has a circular cross-section having a diameter of about 2 mm to about 12 mm. 9. The device according to claim 1, further comprising: a retractable probe sleeve operable to shield at least a portion of the probe tip when the probe tip is not in use. 10. The device according to claim 9, wherein the probe tip is urged into contact with the skin against a extending force on the retractable shield. 11. The device according to claim 9, further comprising: a spring operable to urge the retractable shield in an extended position. 12. The device according to claim 1, further comprising: a power source operatively connectable to the heat source. 13. The device according to claim 1, wherein the heat source is a thin film heater. 14. The device according to claim 1, further comprising: a memory operatively connected to the device and operable to record temperature response test data including at least one of test location on body, temperature threshold, contact area, and date. 15. The device according to claim 1, wherein the controller is arranged in a microcomputer operatively connected to the device. 16. The device according to claim 1, wherein the sensor comprises a surface mount thermistor. 17. The device according to claim 1, wherein the heat source comprises a source of optical energy. 18. The device according to claim 1, wherein the temperature sensor comprises at least one fluorescence producing element operative to fluoresce relative to the temperature of the probe tip. 19. The device according to c... |  | A61B005/00
US20040236188 | A1 | 2004-11-25 | Method and apparatus for monitoring using a mathematical model | 2003-05-19 | A method and an apparatus for use in monitoring are disclosed. The method and system involve the use of a mathematical model. The method and system are particularly useful in the field of patient monitoring when using a physiological mathematical model. A mathematical model can be used to identify an abnormal condition. The mathematical model can also be used to generate an alarm. Also, the mathematical model can be used to generate a suggested treatment for correcting an abnormal condition if an abnormal condition should arise, especially abnormal conditions requiring relatively immediate attention. | What is claimed is: 1. A method for generating an alarm, comprising: acquiring data from a subject; and generating a comparison based on the data and a mathematical model representing the subject. 2. The method of claim 1, further comprising generating an alarm based on the comparison. 3. The method of claim 1, further comprising identifying an abnormal condition based on the comparison. 4. The method of claim 3, further comprising displaying information relating to an abnormal condition that has been identified. 5. The method of claim 4, wherein the information displayed is a reason that the abnormal condition was identified. 6. The method of claim 4, wherein the information displayed is a suggested response to the identification of the abnormal condition. 7. The method of claim 1, wherein the data is data relating to a physiological characteristic. 8. The method of claim 1, wherein the mathematical model comprises a physiological mathematical model. 9. The method of claim 1, wherein comparing the data to the mathematical model comprises determining a degree of difference between a predicted value predicted based on the model and a data value based on the acquired data. 10. The method of claim 9, wherein the alarm generated depends on the degree of difference between the predicted value and the data value. 11. The method of claim 2, further comprising generating an alarm based on the comparison and indicating a reason for the alarm. 12. The method of claim 1, further comprising modifying parameters of the mathematical model to reflect characteristics of the subject. 13. The method of claim 12 , further comprising obtaining characteristics of the subject from a database. 14. The method of claim 1, further comprising identifying a subject using an identification device. 15. A method for generating an alarm in a medical monitoring device, comprising: acquiring data from a patient; and comparing the data to a physiological mathematical model. 16. The method of claim 15, further comprising generating an alarm based on the comparison of the data to the mathematical model. 17. The method of claim 15, further comprising identifying an abnormal condition based on the comparison. 18. The method of claim 17, further comprising displaying information relating to an abnormal condition that has been identified. 19. The method of claim 15, wherein the mathematical model of the patient models effects of a treatment selected from a group consisting of an administered drug and an administered therapy. 20. The method of claim 15, further comprising identifying a subject using an identification device. 21. The method of claim 15, wherein comparing the data to the mathematical model comprises determining a degree of difference between a predicted value predicted based on the model and a data value based on the data. 22. The method of claim 23, wherein the alarm generated depends on the degree of difference between the pr... | GE Medical Systems Information Technologies, Inc. | A61B005/00
US20040225236 | A1 | 2004-11-11 | Head gear including a data augmentation unit for detecting head motion and providing feedback relating to the head motion | 2004-03-12 | The invention disclosed includes a head gear to be worn when it is desirable to have an indication of the wearer's head motion or position. The head gear may be incorporated into an existing article of head wear. The incorporation may be permanent, or the head gear may be alternatively attached to various articles of head wear. Integral with the head gear are motion and/or position sensing devices to indicate the motion or position of the wearer's head. The data from the sensors may be fed into a digital processor to process the sensed data and derive a signal indicative of the wearer's head motion or position. Some embodiments employ a programmable processor to adapt the head gear to a variety of applications. The signal indicative of head motion or position may be fed into an indicator to provide the wearer with a recognizable feedback signal indicative of head motion or position. | 1-53. (Canceled) 54. A method for detecting head motion and providing feedback to a user engaged in a physical activity, comprising: providing head gear for wearing on a user's head, wherein the head gear comprises at least one sensor for detecting motion of the head gear; providing a processor that stores predetermined head motion value data corresponding to a preferred path of motion for the head gear, and receives input from the sensor indicative of the motion of the head gear; comparing measured head motion data based on the input from the sensor to the predetermined head motion value data; and generating a feedback signal indicating the result of the comparison; wherein the physical activity is a repetitive physical activity; and wherein the processor stores predetermined head motion value data for a plurality of phases of the repetitive physical activity. 55. The method of claim 54, wherein the physical activity comprises hitting a golf ball. 56. The method of claim 54, wherein the physical activity comprises hitting a golf ball and the predetermined head motion value data corresponds to backswing head motion. 57. The method of claim 54, wherein the physical activity comprises hitting a golf ball and the predetermined head motion value data corresponds to forward swing head motion. 58. The method of claim 54, wherein the physical activity comprises hitting a golf ball and the predetermined head motion value data corresponds to follow-through head motion. 59. The method of claim 54, wherein the physical activity comprises hitting a golf ball and the predetermined head motion value data corresponds to midpoint head motion. 60. The method of claim 54, wherein the physical activity comprises hitting a golf ball and the predetermined head motion value data corresponds to at least two of backswing head motion, midpoint head motion, forward swing head motion, and follow-through head motion. 61. The method of claim 54, wherein the physical activity comprises hitting a ball with a bat and the predetermined head motion value data corresponds to a load pitch position. 62. The method of claim 54, wherein the physical activity comprises hitting a ball with a bat and the predetermined head motion value data corresponds to forward swing head motion. 63. The method of claim 54, wherein the physical activity comprises hitting a ball with a bat and the predetermined head motion value data corresponds to follow-through head motion. 64. The method of claim 54, wherein the physical activity comprises hitting a ball with a bat and the predetermined head motion value data corresponds to at least two of a load pitch position, forward head motion, and follow-through head motion. 65. A method for detecting head motion and providing feedback to a user engaged in a physical activity the method comprising: providing head gear for wearing on a user's head, wherein the head gear comprises at least one sensor for detecting motion of the head gea... | Creative Sports Technologies, Inc. | A61B005/103
US20040223621 | A1 | 2004-11-11 | Electronic auscultation kit | 2003-01-09 | A hand-held and hand-operated electronic stethoscope sensor module (1) constitutes the core of an equipment kit which in addition to the sensor module (1), comprises at least one extra equipment unit to be attached to the sensor module (1) optionally. The sensor module (1) is provided with interface means adapted to each one of the extra equipment units. Examples of cooperating pairs of extra equipment unit and interface means, are: wireless headset (9) and radio antenna (7) on the module (1); front piece (16) for machine part listening, and front listening surface (3) on the module (1); galvanic safety separation unit (23) and appurtenant connector on the module (1). | 1. An electronic auscultation equipment kit, including a hand-held and hand-operated electronic stethoscope sensor module, possibly having a fixedly mounted headset with a line, characterized in that said kit further comprises at least one extra equipment unit to be attached to said sensor module optionally, and that said stethoscope sensor module is provided with interface means adapted to every said extra equipment unit. 2. The equipment kit of claim 1, characterized in that said at least one extra equipment unit is selected among a group which comprises front pieces for listening area down-scaling, to be used for example on small children, front pieces having a rigid extension rod or pipe, to be used in listening for instance to machine parts, headsets of a wireless type, headsets with line and connector, wireless signal processing unit, distribution unit for headset co-listening, galvanic safety separation unit between said sensor module and another electrical apparatus that is mains connected, for instance a PC or measuring equipment. 3. The equipment kit of claim 1, characterized in that the sensor module interface means are selected among a group comprising connector for a line from a headset, antenna for radio connection to wireless headsets, lamp for light connection to wireless headsets, antenna for radio connection to signal processing unit, lamp for light connection to a signal processing unit, connector for a line to a distribution unit for headset co-listening, antenna for radio connection to a distribution unit for headset co-listening, lamp for light connection to a distribution unit for headset co-listening, connector for a line to a galvanic safety separation unit. 4. The equipment kit of claim 1, characterized in that a front listening surface on the sensor module constitutes one of the module interface means. |  | A61B007/04 A61B005/02 A61B007/02
US20040249257 | A1 | 2004-12-09 | Article of manufacture for extracting physiological data using ultra-wideband radar and improved signal processing techniques | 2003-06-04 | Disclosed is an article of manufacture useful in a variant of ultra-wide band (UWB) radar known as micropower impulse radar (MIR) that is combined with advanced signal processing techniques to provide a new type of medical imaging technology including frequency spectrum analysis and modern statistical filtering techniques to search for, acquire, track, and interrogate physiological data. The article of manufacture can allow range gate settings to be controlled to depths of interest within a patient and those settings are dynamically adjusted to optimize the physiological signals desired. | We claim: 1. In a device employing ultra wideband radar return signals for extracting physiological data from one or more bodily organs or physiological processes of a patient, said device having an electronically controlled range gate, one or more processor readable storage devices having processor readable code thereon, said processor readable code for programming one or more processors to perform a method of extracting accurate physiological data including the steps of employing frequency spectrum analysis and statistical filtering techniques in extracting said data. 2. The one or more processor readable storage devices of claim 1 further including the steps of searching for, acquiring, tracking, and interrogating one or more of said bodily organs or physiological processes by electronically controlling range gate settings of said device to depths of interest within the patient and dynamically adjusting those settings to optimize desired ones of said physiological data. 3. The one or more processor readable storage devices of claim 2 further including the range gate mode step of holding the range gate at one or more of said depths while extracting said physiological data. 4. The one or more processor readable storage devices of claim 2 further including the range finder mode step of sweeping the range gate across a range of said depths while extracting said physiological data. 5. The one or more processor readable storage devices of claim 2 further including the range finder mode step of electronically stepping the range gate through a series of said depths while extracting said physiological data. 6. The one or more processor readable storage devices of claim 3, 4 or 5 including the further steps of selecting the method of operation of the range gate and controlling said gate by one or more control algorithms employing as a reference a statistical model of one or more of said bodily organs or physiological processes, and comparing said reference to incoming radar return signals to determine the optimal range gate selection for desired physiological data extraction. 7. In a device employing ultra wideband radar return signals for extracting physiological data from one or more bodily organs or physiological processes of a patient, one or more processor readable storage devices having processor readable code thereon, said processor readable code for programming one or more processors to perform a method of electronically fixing a sample depth within the body from which physiological data are to be extracted and collecting a number of samples at said sample depth, said process including the steps of employing frequency spectrum analysis and statistical filtering techniques in extracting said data. 8. The one or more processor readable storage devices of claim 7 including the further steps of, after said collecting, electronically changing said sample depth and collecting a number of samples at said changed sample depth. 9. In a ... |  | A61B005/05
US20040215074 | A1 | 2004-10-28 | Imaging and scoring method for cervical spinal impairment using magnetic resonance imaging | 2003-04-24 | A non-evasive scoring method uses magnetic resonance imaging following kinematic movement of the cervical spine to determine the degree of impairment following injury, particularly soft tissue injury typical in rear, low-impact motor vehicle collisions. A system using the method includes an assessment algorithm employing four (4) categories of variables of hypolordosis, motion restriction, disk herniation and spinal stenosis, a numerical score assigned to each variable and a clinical classification assigned to a patient based on summation of scores assigned to each variable. This method is designated by the acronym, STIP, for Soft Tissue Injury Protocol. | What is claimed is: 1. A non-evasive method, using magnetic resonance imaging (MRI), for determining a kinematic function of a cervical spine, comprising the steps of: a. positioning a neck of a patient in the center of a suitable magnetic resonance imaging coil so as to permit movements in a forward and backward direction approximating a physiologic motion pattern of the cervical spine; b. initiating unassisted physiologic movements, first to flexion, and then to full extension; c. optimizing imaging parameters to yield MRI scan images; d. processing the images for viewing; and e. assessing the kinematic function of the cervical spine during maximum flexion and maximum extension. 2. The method of claim 1 wherein accessing encompasses variables related to anatomic and kinematic function, with sub-categories comprising: a. Cervical hypolordosis; b. Motion restriction; c. Disk herniation; and d. Spinal stenosis. 3. The method of claim 2 further comprising assigning a numerical score to each of the subcategories, said scoring comprising: a. for hypolordosis, a score of 0, if not present; a score of 1, if present with normal motion; a score of 2, if present with motion restriction; b. for motion restriction, a score of 0, if not present; a score of 1, if motion restriction is only with flexion; a score of 2, if motion restriction is both with flexion and extension; c. for disk herniation, a score of 0, if not present; a score of 1, if present at a single cervical spine level; a score of 2, if present at more than one (1) cervical spine level; and d. for spinal stenosis, a score of 0, if not present; a score of 1, if stenosis is increased by a disk herniation with motion; a score of 2, if the spinal cord is compressed by a disk herniation with motion. 4. The method of claim 3 further comprising classifying, the degree of impairment of kinematic movement and function of the cervical spine derived from the summation of scores according to claim 3 in to one (1) of five (5) classes comprising of: a. Class 1, a score of 0 to 1, designating the normal patient with asymptomatic hypolordosis or disk herniation; b. Class 2, a score of 2 to 3, designating mild impairment, based on the degree of motion restriction and/or disk herniation; c. Class 3, a score of 4 to 6, designating moderate impairment, based on the more significant degree of motion restriction and/or disk herniation; d. Class 4, a score of 7 to 8, designating significant impairment, based on the presence of cord compression caused by a disk herniation following motion; and e. Class 5, no score, a severe form of impairment due to a large disk herniation compressing the spinal cord without kinematic movement. 5. The system for determining a kinetic function of cervical spine using magnetic resonance imaging (MRI), said system comprising: a. an assessment algorithm; b. a numerical scoring system; and c. a classification system. 6. The system of claim 5 wherein the assessment algorith... |  | A61B005/055
US20040204655 | A1 | 2004-10-14 | Breath alcohol measuring device with improved mouthpiece | 2004-03-17 | A breath alcohol measuring device (7) is provided with features for superior handling especially of the replaceable mouthpiece (1). A direct physical contact between the test subject being tested and the measuring device is practically ruled out by the combination. The mouthpiece (1) of the breath alcohol measuring device (7) has a trapezoidal cross section, which is complementary to a corresponding negative shape in a holder (6) of the breath alcohol measuring device (7) for the flush mounting of the mouthpiece (1). | What is claimed is: 1. A breath alcohol measuring device, comprising: a holder; and a mouthpiece designed as a pressure tube with a hole for sampling breathing gas for an alcohol sensor, the mouthpiece having a trapezoidal cross section, which is complementary to a corresponding negative shape in said holder for a flush mounting of said mouthpiece. 2. A breath alcohol measuring device in accordance with claim 1, wherein the trapezoidal cross section of the mouthpiece is equilateral, and said hole for taking a breath sample is located in a shorter of two parallel sides of the cross section of the mouthpiece. 3. A breath alcohol measuring device in accordance with claim 1, wherein the alcohol measuring device has a parallelepipedic form and said mouthpiece is received in said holder extending in parallel to one of two shorter end faces of the parallelepipedic breath alcohol measuring device. 4. A breath alcohol measuring device in accordance with claim 2, wherein said mouthpiece has a stop extending outside in a circumferential direction of the trapezoidal cross section over at least some sections of said trapezoidal cross section, said stop setting a position of said mouthpiece in the longitudinal direction in relation to said holder for alignment of an extending suction channel for sampling breathing gas to said hole. 5. A breath alcohol measuring device in accordance with claim 1, wherein said mouthpiece has a positioning pin, which is arranged outside said holder when the mouthpiece is mounted in said holder. 6. A breath alcohol measuring device in accordance with claim 4, wherein the alcohol sensor includes an electrochemical alcohol sensor in flow connection with said suction channel and a pump, wherein the breathing gas is sampled by means of a sampling stroke of said pump, said pump being arranged downstream of said electrochemical alcohol sensor with the breathing gas being drawn through said electrochemical alcohol sensor. 7. A breath alcohol measuring device in accordance with claim 2, wherein said holder and said mouthpiece are symmetrical in relation to the breath alcohol measuring device whereby said mouthpiece can be mounted in said holder without a preferred direction in two different positions forming an angle of 180° with each other. 8. A breath alcohol measuring device, comprising: a sensor housing with a suction channel; a holder connected to said sensor housing, said holder having a receiving portion; and a mouthpiece with a breathing gas passage with a hole for sampling breathing gas, the mouthpiece including a portion with surfaces defining a trapezoidal cross section, said receiving portion of said holder being complementary to some of said surfaces defining the trapezoidal cross section for a flush mounting of said mouthpiece to said holder. 9. A breath alcohol measuring device in accordance with claim 8, wherein the trapezoidal cross section of the mouthpiece is equilateral, and said hole for taking a b... |  | A61B005/08
US20040204662 | A1 | 2004-10-14 | Methods and apparatus for expressing body fluid from an incision | 2004-01-23 | A sample of a body fluid such as blood or interstitial fluid is obtained from a body by lancing a portion of a user's skin, preferably in an area other than a finger tip, to form an incision. After the needle has been removed from the incision, a force is applied to depress the skin in a manner forming a ring of depressed body tissue in surrounding relationship to the incision, causing the incision to bulge and the sides of the incision to open, whereby body fluid is forced out through the opening of the incision. A stimulator member is mounted to an end of a lancet-carrying housing for applying the force. The stimulator member can be movable relative to the housing, and can be either heated or vibrated to promote movement of the body fluid. | What is claimed: 1. A method of obtaining a sample of body fluid from a body, comprising the steps of: A) applying a skin-lancing deice against the skin of a user to form an incision in the skin; B) removing the skin-lancing device from the incision; and thereafter C) applying a force to depress the skin in a manner forming a ring of depressed body tissue in surrounding relationship to the incision wherein a stimulating member stretches the incision open, whereby body fluid is expressed from the opening of the incision. 2. The method according to claim 1, wherein a force between the stimulating member and the skin causes the stimulating member to retain the skin in an stretched position. 3. The method according to claim 1 wherein step C includes applying the force in a direction inclined generally toward the bulged incision. 4. The method according to claim 1 wherein step C comprises applying the force progressively closer to the incision. 5. The method according to claim 1 wherein step C includes applying heat in the region of the incision. 6. The method according to claim 1 wherein step C includes applying ultrasonic frequency to the region of the incision. 7. The method according to claim 1 wherein step A comprises lancing a region of the user's body other than a finger tip. 8. The method according to claim 1 wherein step A comprises applying a lancet against the skin. 9. A device for sampling body fluid comprising: a housing having an open end; a skin-lancing mechanism mounted in the housing for applying a skin-lancing medium against a skin surface to form an incision therein, and then remove the skin-lancing medium from the incision; a constricting member mounted to the housing at the open end thereof for movement relative to the housing, the constricting member radially disposed about a longitudinal housing and pivotally attached thereto, wherein the constricting member causes the skin surface to form a bulge in response to a pressing on the housing; and a stimulator member mounted to the housing at the open end thereof for movement relative to the housing, the stimulator member extending about a longitudinal axis of the housing the axis and adapted to engage the skin surface of the bulge and to stretch open the incision in response to a pressing of the end face against the skin surface. 10. The device according to claim 9 wherein the end face is inclined to generally face the axis. 11. The device according to claim 9 wherein the stimulator member extends continuously about the axis. 12. The device according to claim 9 wherein the stimulator member includes circumferentially spaced interruptions. 13. The device according to claim 9 wherein the stimulator member is movable relative to the housing along the axis. 14. The device according to claim 9 wherein the stimulator member comprises a first stimulator member, and further including at least one additional stimulator member arranged in telescoping relationship... |  | A61B005/00
US06807444 | B2 | 2004-10-19 | Apparatus and methods for monitoring tissue impedance | 2002-01-16 | A method and apparatus for differentiating in a given area of tissue a tumorous tissue from a normal tissue, the method comprising measuring a plurality of tissue impedance over a range of tissue temperatures and comparing the measured tissue impedance with reference tissue impedance of the normal tissue adapted for tissue differentiation. The management of tissue temperatures may be accomplished with a probe arrangement comprising two elements of different electromotive potential conductively connected at a probe junction, and passing an electrical current through the elements to reduce or raise a temperature of the probe junction in accordance with the Peltier effect. | What is claimed is: 1. An apparatus for differentiating in a given area of tissue a tumorous tissue from a normal tissue, comprising:electrode means for continuous or time-discrete measurement of tissue impedance over a range of tissue temperatures; instrument means for effecting and monitoring said tissue temperatures; and means for comparing said measured tissue impedance over at least a portion of the range of tissue temperatures with reference tissue impedance of the normal tissue adapted for tissue differentiation, wherein said reference tissue impedance is measured over said range of tissue temperatures, wherein said range of tissue temperatures is between 20° C. and about 38° C. 2. The apparatus of claim 1, wherein said instrument means further comprises a thermoelectric device using Peltier effect for achieving said range of tissue temperatures. 3. The apparatus of claim 2, wherein said thermoelectric device comprises elements of different electromotive potential conductively connected at a probe junction adjacent said electrode means; and current means for passing an electrical current through said elements to reduce or raise temperature of said probe junction in accordance with the Peltier effect. 4. The apparatus of claim 1, wherein the instrument means for monitoring said tissue temperatures comprises a temperature sensor at about said electrode means of the apparatus. 5. The apparatus of claim 1, wherein the instrument means for effecting said tissue temperatures comprises radiofrequency heating and circulating a cooled medium inside said apparatus. 6. The apparatus of claim 1 further comprising cooling means for achieving said range of tissue temperatures between 20 and 38° C., wherein the cooling means comprises circulating a cooled medium inside said apparatus. 7. An apparatus for differentiating in a given area of tissue a tumorous tissue from a normal tissue, comprising:electrode means for continuous or time-discrete measurement of tissue impedance over a range of tissue temperatures; instrument means for effecting and monitoring said tissue temperatures; processing means for analyzing tissue impedance data over the range of tissue temperatures to obtain a first impedance-temperature derivative of the tissue impedance versus tissue temperatures; and means for comparing said first impedance-temperature derivative at a tissue temperature of interest with reference first impedance-temperature derivative of the normal tissue at said tissue temperature of interest adapted for tissue differentiation. 8. The apparatus of claim 7, wherein said range of tissue temperatures is between 20° C. and 45° C. 9. The apparatus of claim 7, wherein said instrument means further comprises a thermoelectric device using Peltier effect for achieving said range of tissue temperatures, said thermoelectric device comprising elements of different electromotive potential conductively connected at a probe junction adjacent said electrode means an... |  | A61B005/00
US06827927 | B1 | 2004-12-07 | Gadolinium complex tetramides and use in medical imaging | 2001-11-21 | The invention concerns a racemic compound of the pair of enantiomers of formula (III) wherein R represents an alkyl group or a phenyl group optionally substituted. | What is claimed is: 1. Process for the preparation of a racemic compound of formula III in which R is phenyl group or a linear, branched or cyclic (C1-C8) alkyl group which are substituted or interrupted by one or more groups selected from the group consisting of phenyl, alkyl, oxy, amino and amido groups, which may or may not be substituted by alkyl, it is being possible for the phenyl groups also to be substituted by one or more groups selected from the group selected from OH, Br, Cl, I, (C1-C8) alkyl, (C1-C8) alkyleneoxy NO2, NRxRy, NRxCOy, CONRxRy and COORx, Rx and Ry being (C1-C8) alkyl or H, and it being possible for the linear or branched or cyclic alkyl groups to be hydroxylated, which consists:in keeping an aqueous solution of the mixture of the stereoisomers of the gadolinium complex of 1,4,7,10-tetraazacyclododecane-1,4,7,10-tetra(2-glutaric acid), with a pH of between 2 and 4.5, at a temperature of greater than 70° C. for a few hours to a few days, so as to obtain the racemic mixture of octaacids of formula: in reacting this mixture with the same amine RNH2, with an agent which activates the acid functional group. 2. Process according to claim 1, in which the solution of complexed octaacid is maintained at its reflux temperature for 35 to 45 hours at pH 3. | Guerbet | A61B005/055 C07D255/02 C07D257/02
US06802815 | B2 | 2004-10-12 | Noninvasive continuous blood pressure measuring apparatus and a method of noninvasively measuring continuous blood pressure | 2003-11-26 | One of pairs of an exciter and a sensor is selected in accordance with the detection signal which is derived from an exciter waveform induced in an artery transmitted therethrough. The pairs of exciters and sensors are arranged on a substrate in various formations. A/D converters are provided to respective detection signals. A frequency of the oscillation signal supplied to the exciter is controlled by various oscillation signal generation circuits. Bandpass filtering for extracting the exciter waveform, low-pass-filtering for extracting a natural blood pressure waveform, phase difference detection processes are provided by a microprocessor, wherein the bandpass filtering and low-pass-filtering processes may be replaced with a bandpass filter and a low pass filter, and their outputs are selected by a switching circuit and supplied to the microprocessor through one a/d converter. The frequency of the oscillation signal is controlled to an optimum frequency by detecting the detection signal and estimating the attenuation, dispersion, phase shift with respect to different frequency and by determining one of the different frequency in accordance with the estimation result. The waveform of the oscillation signal is controlled to an optimum waveform similarly. | What is claimed is: 1. A noninvasive continuous blood pressure measuring apparatus comprising:oscillating means for generating an oscillation signal of which frequency is controlled; an exciter responsive to said oscillation signal for inducing an exciter waveform in an artery and blood in said artery of a living body; a sensor arranged a predetermined interval apart from said exciter for receiving said induced exciter waveform transmitted through said artery from said living body and outputting detection signal; calibration hemadynamometer means for detecting absolute values of a maximum blood pressure and a minimum blood pressure of said living body; frequency determining means responsive to said sensor for controlling said oscillating means to successively control said frequency at different frequencies, determining one of said different frequencies in accordance with said detection signal outputted at different frequencies, and then, controlling said oscillating means to continuously generating said oscillation signal at said one of said different frequencies; calculating means responsive to said frequency determining means for receiving absolute values from said calibration hemadynamometer means and successively calculating and outputting an instantaneous blood pressure value from a phase relation between said oscillation signal and said detection signal at said one of said different frequencies and said absolute values; and displaying means for displaying a continuous blood pressure variation from said instantaneous blood pressure successively outputted by said calculation means. 2. The noninvasive continuous blood pressure measuring apparatus as claimed in claim 1, wherein said frequency determining means detects attenuations in said detection signal at different frequencies and determines said one of said difference frequencies in accordance with a minimum of said attenuations. 3. The noninvasive continuous blood pressure measuring apparatus as claimed in claim 1, wherein said frequency determining means detects dispersions in amplitudes of said detection signal at different frequencies and determines said one of said different frequencies in accordance with a minimum of said dispersions. 4. The noninvasive continuous blood pressure measuring apparatus as claimed in claim 1, wherein said frequency determining means detects phase shifts in said detection signal at different frequencies and determines said one of said difference frequencies in accordance with a maximum of said phase shifts. 5. The noninvasive continuous blood pressure measuring apparatus as claimed in claim 1, wherein said frequency determining means detects attenuations in said detection signal at different frequencies, detects dispersions in amplitudes of said detection signal at said different frequencies, and detects phase shifts in said detection signal at said different frequencies, obtains estimation values at said different frequencies through an estimating f... | Matsushita Electric Industrial Co., Ltd. | A61B005/00
US06862334 | B2 | 2005-03-01 | Method of reducing noise in volume imaging | 2002-07-17 | In a method of visualizing a three-dimensional volume image data set (1), a two-dimensional image (15) is formed by projecting volume image data on a projection plane in that for each pixel (16) there is determined an intensity value which corresponds to the maximum value or minimum value of the mean intensity along a projection path (17) through the imaged volume and associated with the relevant pixel. In order to determine the mean intensity, averaging is performed over a plurality of intensity values which neighbor one another along the projection path (17). In order to achieve effective noise suppression as well as adequate along image contrast , averaging is performed over at least partly overlapping interval (18 to 22) along the projection path (17). The method offer the advantage that the user can choose the width of the averaging interval as an additional free parameter, so that image contrast and background noise can be influenced independently. | 1. A method of visualizing a three-dimensional volume image data set (1) which contains a plurality of intensity values on a discrete spatial grid, in which method a two-dimensional image (15) is formed by projecting the volume image data on a projection plane in that for each pixel (16) there is determined an intensity value which corresponds to the maximum value or minimum value of the mean intensity along a projection path (17) which is associated with the relevant pixel and extends through the imaged volume, the mean intensity being calculated by averaging over a plurality of intensity values of the volume image data set (1) which neighbor one another along the projection path, characterized in that the averaging is carried out over at least partly overlapping intervals (18 to 22) along the projection path (17). 2. A method as claimed in claim 1, characterized in that the averaging is carried out by convolution of the intensity variation along the projection path with a weighting function which has a selectable width which is larger than the distance in space between two neighboring data points of the volume image data set. 3. A method as claimed in claim 1, characterized in that the intervals over which the averaging is performed overlap each time by one half. 4. An imaging diagnostic apparatus, notably a CT apparatus or an MR apparatus, for carrying out the method claimed in claim 1, which apparatus includes an imaging unit (27, 28, 31, 32) for the acquisition of coarse data of an object (30) to be examined and also includes a program-controlled reconstruction unit (33) which reconstructs volume image data from the coarse data, said volume image data consisting of a plurality of intensity values on a discrete spatial grid, and also forms a two-dimensional image (15) therefrom by projecting the volume image data on a projection plane, characterized in that projection of the volume image data is carried out by the reconstruction unit (33) in such a manner that for each pixel (16) there is determined an intensity value which corresponds to the maximum value or minimum value of the mean intensity along a projection path (17) which extends through the imaged volume and is associated with the relevant pixel, the mean intensity being calculated by averaging over at least partly overlapping intervals (18 to 22) along the projection path. 5. A computer program for carrying out the method claimed in claim 1, characterized in that it forms a two-dimensional image (15) from a three-dimensional volume image data set (1), consisting of a plurality of intensity values on a discrete spatial grid, by projecting the volume image data on a projection plane in that for each pixel (16) it determines an intensity value which corresponds to the maximum value or minimum value of the mean intensity along a projection path (17) which extends through the imaged volume and is associated with the relevant pixel, the mean intensity being calculated by averaging over... | Koninklijke Philips Electronics N.V. | G01N023/04
US06801797 | B2 | 2004-10-05 | Pulse oximeter sensor with piece-wise function | 2001-04-16 | A memory in a sensor is used to store multiple coefficients for a physiological parameter. In one embodiment, not only are the sensor's specific calibration coefficients stored in a memory in the sensor for the formula to determine oxygen saturation, but multiple sets of coefficients are stored. The multiple sets apply to different ranges of saturation values to provide a better fit to occur by breaking the R to SpO2 relationship up into different pieces, each described by a different function. The different functions can also be according to different formulas for determining oxygen saturation. | What is claimed is: 1. An oximeter sensor comprising:a light emitter for directing light at a patient; a light detector mounted to receive light from said patient; and a memory storing coefficients for use in at least one formula for determining oxygen saturation, said coefficients including at least a first set of coefficients and a second set of coefficients for said light emitter; wherein said first and second sets of coefficients are used in the same formula. 2. The oximeter sensor of claim 1 wherein said coefficients are dependent on a mean wavelength of said light emitter. 3. The oximeter sensor of claim 1 wherein said memory further stores a value indicating a signal breakpoint between said first and second sets of coefficients. 4. An oximeter sensor comprising:a light emitter for directing light at a patient; a light detector mounted to receive light from said patient; and a memory storing coefficients for use in at least one formula for determining oxygen saturation, said coefficients including at least a first set of coefficients and a second set of coefficients for said light emitter; wherein said first and second sets of coefficients are used in different formulas; wherein said different formulas are nonlinear formulas. 5. An oximeter sensor comprising:a light emitter for directing light at a patient; a light detector mounted to receive light from said patient; and a memory storing coefficients for use in at least one formula for determining oxygen saturation, said coefficients including at least a first set of coefficients and a second set of coefficients for said light emitter; wherein said first and second sets of coefficients are used in different formulas; wherein said different formulas are linear formulas. 6. An oximeter sensor comprising:a light emitter for directing light at a patient; a light detector mounted to receive light from said patient; and a memory storing coefficients for use in a formula for determining oxygen saturation, said coefficients including a first set of coefficients and a second set of coefficients, said memory further storing an indication of a saturation for use in selecting between said first and second sets of coefficients; wherein said first and second sets of coefficients are used in the same formula. 7. The oximeter sensor of claim 6 wherein said coefficients are dependent on a mean wavelength of said light emitter. 8. An oximeter system comprising:an oximeter sensor comprising a light emitter for directing light at a patient; a light detector mounted to receive light from said patient; and a memory storing a plurality of alternate values of oxygen saturation or signal ratiometric values used to determine oxygen saturation, said plurality of values being dependent on a mean wavelength of said light emitter; and an oximeter in communication with said oximeter sensor for receiving said plurality of values and a light detector signal, said oximeter being programmed to determine oxygen s... | Nellcor Puritan Bennett Incorporated | A61B005/00
US06814705 | B2 | 2004-11-09 | Arteriosclerosis-degree evaluating apparatus | 2003-05-19 | An apparatus for evaluating a degree of arteriosclerosis of a living subject, including: a pulse-wave detecting device adapted to be worn on a first portion of the living subject; a pressing device adapted to be worn on a second portion of the subject located on a distal side of the first portion, for pressing the second portion so as to restrict a flow of blood at the second portion; and an arteriosclerosis-related information obtaining device which obtains arteriosclerosis-related information used for evaluating said degree of arteriosclerosis of the subject, based on a peak point of an incident-wave component, and a peak point of a reflected-wave component, of a pulse of a pulse wave that is detected by the pulse-wave detecting device in a state in which the flow of blood is restricted by the pressing device. | What is claimed is: 1. An apparatus for evaluating a degree of arteriosclerosis of a living subject, comprising:a pulse-wave detecting device adapted to be worn on a first portion of the living subject having a first pressing bag adapted to be wound around the first portion of the subject and a second pressing bag adapted to be worn on a second portion of the subject located on a distal side of the first portion, the first and second pressing bags being connected integrally to each other by a connecting member such that the first and second pressing bags are spaced apart from each other; a pressing device adapted to be worn on the second portion of the subject, for pressing the second portion so as to stop a flow of blood at the second portion; and an arteriosclerosis-related information obtaining means for obtaining arteriosclerosis-related information used for evaluating said degree of arteriosclerosis of the subject, based on a peak point of an incident-wave component, and a peak point of a reflected-wave component, of a pulse of a pulse wave that is detected by the pulse-wave detecting device in a state in which the flow of blood is stopped by the pressing device. 2. An apparatus according to claim 1, wherein the arteriosclerosis-related information obtaining means obtains, as the arteriosclerosis-related information, a time difference between a time of occurrence of the peak point of the incident-wave component of the pulse and a time of occurrence of the peak point of the reflected-wave component of the pulse. 3. An apparatus according to claim 1, wherein the arteriosclerosis-related information obtaining means obtains, as the arteriosclerosis-related information, a difference between a magnitude of the pulse at a time of occurrence of the peak point of the incident-wave component thereof and a magnitude of the pulse at a time of occurrence of the peak point of the reflected-wave component thereof. 4. An apparatus according to claim 1, wherein the arteriosclerosis-related information obtaining means obtains, as the arteriosclerosis-related information, a ratio between a magnitude of the pulse at a time of occurrence of the peak point of the reflected-wave component thereof, and a magnitude of the pulse at a time of occurrence of the peak point of the incident-wave component thereof. 5. An apparatus according to claim 1, wherein the arteriosclerosis-related information obtaining means obtains, as the arteriosclerosis-related information, a ratio of a difference between a magnitude of the pulse at a time of occurrence of the peak point of the incident-wave component thereof and a magnitude of the pulse at a time of occurrence of the peak point of the reflected-wave component thereof, to a pulse pressure of the pulse of the pulse. 6. An apparatus according to claim 1, wherein the arteriosclerosis-related information obtaining means obtains, as the arteriosclerosis-related information, a ratio of a ratio between a magnitude of the pulse... | Colin Medical Technology Corporation | A61B005/00
US06804543 | B2 | 2004-10-12 | Sensor for transcutaneous measurement of vascular access blood flow | 2002-03-19 | An optical sensor includes a sensing pair of complementary emitter and detector elements for measuring the bulk absorptivity (α) of an area parallel to and including a hemodialysis access site, and a normalizing pair of complementary emitter and detector elements for measuring the absorptivity (α;o;) of the tissue itself perpendicular to the access site. The pairs of emitter and detector elements define two lines at right angles to each other, and one of the pairs lies to one side of the line defined by the other of the pairs, such that the two pairs of emitter and detector elements form a “T” shape. Indicator dilution techniques are used to measure vascular access flow rates during routine hemodialysis, using the sensor. | We claim: 1. A sensor for the transcutaneous measurement of vascular access blood flow comprising:a body having upper and lower surfaces; sensing emitter/detector means on the lower surface of the body for positioning over and parallel to an access site for emitting and detecting light of a specific wavelength for measuring the bulk absorptivity α of the volume of the access site and the volume immediately below the access site; and normalizing emitter/detector means on the lower surface of the body for positioning to one side of and perpendicular to the access site for emitting and detecting light of the specific wavelength for measuring the absorptivity αo of a tissue region that does not contain the access. 2. The sensor of claim 1, wherein the body comprises a substrate having upper and lower surfaces and circuitry associated with the emitter/detector element pairs provided on at least one of the surfaces of the substrate. 3. The sensor of claim 2, wherein the body further comprises an interior cover surrounding the substrate and the circuitry. 4. The sensor of claim 1, wherein the emitter elements are LEDs of specific wavelengths, and the detector elements are silicon photodiode detectors that are complementary to the LEDs. 5. The sensor of claim 4, wherein the LEDs have a wavelength of 805 nm-880 nm. 6. The sensor of claim 1, wherein one of the pairs lies to one side of the line defined by the other of the pairs, such that the two pairs of emitter and detector elements form a “T”shape. 7. The sensor of claim 6, wherein the emitter elements are LEDs of specific wavelengths, and the detector elements are silicon photodiode detectors that are complementary to the LEDs. 8. A method of measuring a blood parameter transcutaneously in the vascular system of a patient having a vascular access site, using a sensor comprising two pairs of complementary emitter and detector elements, wherein the pairs of emitter and detector elements define two lines at right angles to each other, the method comprising the steps of:placing the sensor at a measurement site on the skin of a patient with one of the pairs of emitter and detector elements parallel to the vascular access site and the other of the pairs of emitter and detector elements perpendicular to the vascular access site; perturbing a region of the vascular system upstream of the measurement site; using the sensor to transcutaneously measure the perturbation over a predetermined period of time at the measurement site; and calculating the blood parameter based on the measured perturbation. 9. The method of claim 8, wherein the perturbation is accomplished by injecting a marker into an upstream end of the vascular access site. 10. The method of claim 9, wherein the marker is a saline solution. 11. The method of claim 9, wherein the marker is tagged red blood cells. 12. The method of claim 8, wherein the perturbation is accomplished by changing a parameter of the blood. 13. A method of tra... | Hema Metrics, Inc. | A61B005/00
US07309313 | B2 | 2007-12-18 | Vascular disease examining system and bypass vascular diagnosing device | 2002-06-21 | Disclosed are a vascular disease examination system capable of examining and diagnosing vascular diseases such as arterial obliteration by determining the feature quantities of blood flow velocity waveforms or blood pressure waveforms or blood flow rates, and a bypass vascular diagnosing system. A blood flow velocity or blood pressure at a target location of the body is measured A waveform analysis unit 4 determines the feature quantity of a blood flow waveform (or blood pressure waveform), for displaying on an output unit 5. The feature quantity includes a time constant, Fourier transform value, differentiated value, integrated value, rise/fall time, and sharpness or gradient of rise. Feature quantity of a blood flow velocity waveform (or blood pressure waveform) indicated in numeric value enables a correct examination/diagnosis. | 1. A vascular disease examination system, comprising: an equivalent constant calculation means for calculating blood vessel equivalent constants defining a relationship between blood flow velocity and blood pressure based on a blood flow velocity waveform signal and a blood pressure waveform signal output from a measurement system, which measures blood flow velocity values and blood pressure values, anda dynamic blood vessel condition calculation means for calculating blood flow velocity values under a virtual blood pressure condition, in which a load is exerted on a blood vessel using the equivalent constants to find a dynamic blood vessel condition. 2. A bypass vascular diagnosing system, comprising: an equivalent constant calculation means for calculating bypass blood vessel equivalent constants defining a relationship between blood flow velocity and blood pressure based on a blood flow velocity waveform signal and a blood pressure waveform signal output from a measurement system, which measures blood flow velocity values and blood pressure values, anda dynamic bypass vascular condition calculation means for calculating the blood flow velocity values under a virtual blood pressure condition, in which a load is exerted on a bypass blood vessel using the equivalent constants to find a dynamic bypass vascular condition. | Nihon University Tsukuba Technology Seed Co., Ltd. | A61B005/02 A61B008/00 A61B005/00
US07606402 | B2 | 2009-10-20 | Methods and systems for physiologic structure and event marking | 2003-06-09 | A medical imaging system includes image acquisition circuitry, a memory, and a processor coupled to the image acquisition circuitry and memory. The processor executes a physiologic marker program out of the memory. The marker program obtains physiologic marker definitions for events shown in a first dataset image, determines physiologic markers associated with the marker definitions, and superimposes the physiologic markers on a second dataset image that does not necessarily show the event. | 1. A medical imaging system comprising: image acquisition circuitry;a display;a memory;an input for positioning a point-caliper on the display;a processor coupled to the image acquisition circuitry, the display, the input and the memory; anda physiologic marker program stored in the memory for execution by the processor, the physiologic marker program configured to obtain from a position of the point-caliper on a first dataset image a physiologic marker definition for an event, determine a physiologic marker associated with the marker definition, and superimpose the physiologic marker on a second dataset; and wherein the event is one of a heart valve opening, a heart valve closing, or a time offset from one of a heart valve opening or a heart valve closing. 2. The medical imaging system of claim 1, wherein the event is visible on the first dataset image, and not visible on the second dataset image. 3. The medical imaging system of claim 1, wherein the image comprises a temporal axis and a physiologic axis. 4. The medical imaging system of claim 1, wherein the marker definition comprises a time offset from a trigger condition. 5. The medical imaging system of claim 4, wherein the trigger condition is a physiologic event. 6. The medical imaging system of claim 5, wherein the trigger condition is an Electrocardiogram QRS event. 7. The medical imaging system of claim 1, wherein the marker definition comprises a heart valve marker definition. 8. The medical imaging system of claim 7, wherein the heart valve marker definition is one of a valve opening definition and valve closing definition. 9. The medical imaging system of claim 7, wherein the heart valve marker definition is one of an aortic valve opening definition and an aortic valve closing definition. 10. The medical imaging system of claim 7, wherein the heart valve marker definition is one of a mitral valve opening definition and a mitral valve closing definition. 11. The medical imaging system of claim 1, wherein the image comprises a physiologic axis, and wherein the physiologic marker extends along the physiologic axis. 12. The medical imaging system of claim 11, wherein the image comprises a temporal axis and an Electrocardiogram trace along the temporal axis. 13. A method for medical imaging, the method comprising the steps of: positioning a point-caliper on a first dataset image;obtaining from the first dataset image a physiologic marker definition for an event, the marker definition being based at least in part on the point-caliper;determining a physiologic marker associated with the marker definition; andsuperimposing the physiologic marker on a second dataset image on a display; and wherein the event is one of a heart valve opening, a heart valve closing, or a time offset from one of a heart valve opening or a heart valve closing. 14. The method of claim 13, wherein the first dataset image shows the event, and wherein the second dataset image does not show the event. 15. ... | GE Medical Systems Global Technology, LLC | G06K009/00
US07225013 | B2 | 2007-05-29 | Adaptive prediction of changes of physiological/pathological states using processing of biomedical signals | 2003-10-03 | A method and system predicts changes of physiological/pathological states in a patient, based on sampling, processing and analyzing a plurality of aggregated noisy biomedical signals. A reference database of raw data streams or features is generated by aggregating one or more raw data streams. The features are derived from the raw data streams and represent physiological/pathological states. Each feature consists of biomedical signals of a plurality of patients, wherein several patients have one or more of the physiological/pathological states. A path, which is an individual dynamics, between physiological/pathological states is obtained according to their order of appearance. Then, a prediction of being in physiological/pathological states, or transitions to physiological/pathological states in the patient, is obtained by comparing the individual dynamics with known dynamics, obtained from prior knowledge. | 1. Method for predicting changes of physiological/pathological states in a patient, based on sampling, processing and analyzing a plurality of aggregated noisy biomedical signals, comprising: a) generating a reference database of raw data streams or features, derived from said raw data streams, representing physiological/pathological states, by aggregating one or more raw data streams, each of which consisting of biomedical signals of a plurality of patients, at least several of which having one or more of said physiological/pathological states, wherein said features are obtained by performing, for each type of biomedical signal, adaptive segmentation of its corresponding raw data streams, and assigning, to each segment, individual attributes being represented by attribute values, thereby obtaining data related to each physiological/pathological states;b) generating additional data streams using said attributes;c) Repeating steps a), b) if needed;d) determining an attribute domain, in which each segment being represented by a point that corresponds to the attribute values of said segment;e) for each physiological/pathological state, generating a set of clusters in said attribute domain, each of which consisting of a combination of points determined by their relative location to other points, by assigning a set of property values to each point, each property value corresponding to the degree of association of said point with one of the clusters;f) associating each point, in time, to a corresponding state;g) determining the probabilities of transitions between states by obtaining the frequency and the order of appearance of each point, in time;h) repeating steps d) to f) above while in each time, varying the combination of points included in each cluster according to their most updated property value and by including points derived from said probability until said updated property values remain essentially unchanged, thereby updating each cluster and said probabilities of transitions;i) generating prior knowledge data, consisting of a plurality of feasible paths between states according to said probabilities of transitions, by associating each feasible path with a corresponding dynamics of transitions between physiological/pathological states;j) associating at least one updated cluster with a normal/abnormal physiological state of said patient by using former knowledge, regarding normal/abnormal physiological/pathological states;k) For each patient,l) aggregating one or more individual data streams or features, derived from said individual data streams, each of which consisting of biomedical signals of said patient, wherein said features are obtained by performing, for each type of biomedical signal, adaptive segmentation of its corresponding raw data streams, and assigning, to each segment, individual attributes being represented by attribute values;m) Forming additional data streams out of said attributes;n) Repetition of stages k), l) if needed;... | Widemed Ltd. | A61B005/04
US07269455 | B2 | 2007-09-11 | Method and system for predicting and preventing seizures | 2004-05-14 | A method and system for the detection and prevention of epileptic seizures utilizing bioelectric signals to assess a seizure profile (SP) and an adaptive control system for neurofeedback therapy. The inventive method and system provide the detection of changes in the non-linear dynamics of brain electrical activities to characterize and differentiate individual susceptibility to seizure onset, predict the occurrence of a seizure episode, and initiate neurofeedback training to prevent the attack. | 1. A method for the detection of seizures comprising the steps of: (i) acquiring a first bioelectric signal and a second bioelectric signal of a human subject,(ii) processing the first of bloelectric signals to define a baseline cognitive state of mind window for the subject,(iii) processing the second bioelectric signal to define a moving cognitive state of mind window for the subject, and(iv) comparing the baseline bioelectric signal window with the moving bioelectric signal window to define a dynamical similarity index indicative of the likelihood of a seizure.Wherein the dynamic similarity index analysis is optionally applied to neural network analysis to define the correlation between the bioelectric signals and the occurrence of pre-seizure states and wherein the correlation between the bioelectric signals and the occurrence of pre-seizure states are supported by a Neural Networks (NN) function wherein the NN function is in the form ofyop=go⁡(∑hnb⁢who⁢gh⁡(∑inj⁢vi⁢hxip+vh0)+wo0)where “x” is the bioelectric DSI; “y” is the seizure Profile; “v” is the first layer of weights (the input-to-hidden weights); “w” is the second (the hidden-to-output weights); and I, h, o, and p are the indices for the input, hidden and output neurons. 2. The method according to claim 1 wherein the correlation between the bioelectric signals and the occurrence of pre-seizure states are supported by at least one of the algorithmic functions selected from learning vector quantization, radial basis function, Hopfield, and Kohonen. 3. The method according to claim 1 wherein the bioelectric signals comprises Electroencephalograph rhythms (EEG's). 4. The method according to claim 3 wherein the EEG's comprises at least one of mu, theta, alpha, N1, P3, SSVER signals. 5. The method according to claim 1 wherein the bioelectric signals are processed according to time and frequency domain subcomponents with at least of one the techniques selected from Independent Component Analysis, Variable Epocl Frequency Decomposition (VEFD), Fast Fourier Transformation, Event-Related Potentials, Time-Frequency Expansion, and Feature Coherence Analysis. 6. The method according to claim 1 wherein nonlinear dynamics analyses are applied in defining the dynamical similarity index. 7. The method according to claim 6 wherein non linear dynamics analyses are supported by a cross correlation integral in the form of:C⁡(R)=limN→∞⁢1N2⁢∑i=1N⁢∑j=1N⁢Θ⁡(R-x→i-x→j),(i≠j)where R is a certain distance, are vectors of the state space and the Heavyside function. C(R) denotes the probability that two arbitrary points of the state space will be separated by a distance smaller than R and behaves as a power of C(R)˜RDx. 8. The method according to claim 1 which further comprises the step of administering a therapeutic anti-epileptic drug or vagal nerve stimulation to the subject. 9. The method according to claim 1 which further comprises the step of mapping the seizure profile onto a set of microprocessor ... | - | A61B005/04
US07101341 | B2 | 2006-09-05 | Respiratory monitoring, diagnostic and therapeutic system | 2003-04-15 | Disclosed is a system and method for monitoring, diagnosing, and treating certain respiratory conditions, such as asthma. The system includes a mask apparatus fitted with a pH sensor and thermocouple, a continuous positive airway pressure (CPAP) device, a processing receiver, and a therapeutic nebulizer/atomizer/humidifier device. The mask apparatus, CPAP device and therapeutic nebulizer/atomizer/humidifier device are connected by a pneumatic means. The pH sensor and the thermocouple are in electrical communication with the processing receiver that controls, through an electronic means, the CPAP device and therapeutic nebulizer/atomizer/humidifier device. The electrical communications can be in the form of a plurality of wires or employ wireless means. | 1. A system for monitoring a respiratory condition: an apparatus for exposing a sensor to an individual's breath;said sensor in close proximity to an electronically activated cooling means, said cooling means functions to reduce the temperature of said sensor below the dew point of said individual's breath;a processing receiver; andsaid sensor providing a continuous, real-time signal indicative of breath chemistry to said receiver. 2. The system as recited in claim 1, wherein said apparatus is a general mask. 3. The system as recited in claim 1, wherein said sensor is designed to monitor pH. 4. The system as recited in claim 1, wherein said respiratory condition is asthma. 5. The system as recited in claim 1, wherein said communication is accomplished by a plurality of wires. 6. The system as recited in claim 1, wherein said communication is accomplished by a wireless means. 7. The system as recited in claim 1, wherein said apparatus includes a means to condense the individual's breath to form a liquid pool in contact with said sensor. 8. The system as recited in claim 7, wherein said apparatus has a means to continuously circulate and replace said sample of liquefied breath with a fresh sample of liquefied condensed breath. 9. A system for monitoring and diagnosing a respiratory condition: an apparatus for exposing a sensor to an individual's breath;said sensor exposed to an electronically activated cooling means, said cooling means functions to reduce the temperature of said sensor below the dew point of said individual's breath;a processing receiver;said sensor providing a continuous, real-time signal indicative of breath chemistry to said receiver; andsaid processing receiver processing said information for determining various diagnoses. 10. The system as recited in claim 9, wherein said apparatus is a general mask. 11. The system as recited in claim 9, wherein said respiratory condition is asthma. 12. The system as recited in claim 9, wherein said communication is accomplished by a plurality of wires. 13. The system as recited in claim 9, wherein said communication is accomplished by a wireless means. 14. The system as recited in claim 9, wherein said sensor is designed to monitor pH. 15. The system as recited in claim 9, wherein said apparatus includes a means to condense the individual's breath to form a liquid pool in contact with said sensor. 16. The system as recited in claim 15, wherein said apparatus has a means to continuously circulate and replace said sample of liquefied breath with a fresh sample of liquefied condensed breath. 17. A system for monitoring, diagnosing, and treating a respiratory condition: an apparatus for exposing a pH sensor to an individual's breath;said sensor in close proximity to an electronically activated cooling means, said cooling means functions to reduce the temperature of said sensor below the dew point of said individual's breath;a processing receiver;said sensor providing a continuous,... | - | A61B005/00
US07431702 | B2 | 2008-10-07 | Device for examination of the motor system of the human or animal body | 2002-07-24 | A device for examination of motor system of human or animal body, through examination and determination of the ability of muscular system to function and perform, include a unit to insert, rest and secure body parts to be examined, and to repeat examinations of the same body parts in a same fixed position, a power source to put weight on muscle and a unit to stimulate or contract the muscles or nerves, a rest and securing element with a splint rest or with an arm rest table, a thumb mould with thumb bridge and a thumb lever, in which the thumb lever is firmly connected to a vertically arranged main unit axle, which connects to the power source; means for determining the type of contraction, to automatically limit the power via stopping mechanism, as well as stimulants for stimulation of muscles, nerves or the central nervous system, mechanical and electrical/electronic measuring devices including dynamometers, acceleration meters, muscle-length meters, sensors for the recording of electrical potential fluctuations, the skin temperature and acoustic signals and vibrations. | 1. A device for the examination of the motor system of the human or animal body, through the examination and determination of the ability of the muscular system to function and perform, comprising means for inserting, resting and securing body parts to be examined; means for repeating examinations of the same body parts in a same fixed position; a power source to put weight on muscle; means for stimulating or contracting the muscles or nerves, a rest and securing element with a splint rest or with an arm rest table; a thumb mould with thumb bridge and a thumb lever, in which the thumb lever is connected to a vertically arranged main unit axle, which connects to the power source; means for determining the type of contraction, to automatically limit the power via stopping mechanism, as well as stimulants for stimulation of muscles, nerves or the central nervous system; and means for measuring resulting physiological reactions and including mechanical and electrical/electronic measuring devices selected from the group consisting of dynamometers, acceleration meters, muscle-length meters, sensors for the recording of electrical potential fluctuations, the skin temperature and acoustic signals and vibrations, wherein when using the rest and securing element with the splint rest, it is fitted vertically on a diagonal casing wall of a casing of the device, and on that is an arm rest with connecting hand rest; arranged further to this, at a right angle to the splint rest and the arm rest, are the back of the hand support with the back of the hand cushion and the adjustment bar, which are vertically adjustable through this adjustment bar via an adapted slot of the splint rest; further there is, also at a right angle to the arm rest, an arm rest and on the hand rest is a wrist support, horizontally adjustable via a carrier and adjustment track and attached securely with a fastening screw; a palm of the hand support, in connection with the wrist support, runs on the same level and attached to it is a finger support for the fingers II-V, which is movable; the hand including the wrist is inserted and secured, so that the back of the hand support, including the back of the hand cushion is moved vertically through an electrical motor with an ammeter/cut out via a spindle, into which the adjustment bar with the small adjustment block meshes and that alternatively, the wrist support on the adjustment track is moved horizontally and locked in place with the adjusting screw; the motor and the spindle are arranged on the side of the splint rest away from the arm rest through spindle tracks and that the back of the hand support, with the connection bar, can be swivelled around a vertical axle via a swivel coupling in the area where the spindle meshes; the finger support is moved towards the index finger with the aid of a small adjustment block on an adjustment track and locked in place with the adjusting screws. 2. A device according to claim 1, wherein the vertical... | - | A61B005/103
US07343193 | B2 | 2008-03-11 | Background suppression method for time-resolved magnetic resonance angiography | 2004-02-05 | A 3D projection reconstruction pulse sequence is employed during a CEMRA dynamic study to acquire a time course series of k-space data sets. Signals from non-vascular voxels are suppressed by reconstructing a corresponding series of low resolution images using the centers of the acquired k-space data sets, and measuring the degree to which the signal behavior of voxels therein differ from a model of unwanted signal. Signals from voxels which do not differ from the model are suppressed and the resulting filtered low resolution images are transformed back to k-space and combined with the originally acquired peripheral k-space data to form complete, filtered k-space data sets from which images may be reconstructed. | 1. A method for producing a magnetic resonance image of a patient using a magnetic resonance imaging (MRI) system, the steps comprising: a) injecting the patient with a contrast agent which flows into a region of interest in the patient;b) acquiring NMR k-space data for a series of NMR time course images during a time resolved phase of an examination, during which the contrast agent makes a first passage through the patient's arteries in the region of interest;c) reconstruct a series of corresponding low resolution time course images using a central portion of the NMR k-space data acquired in step b);d) producing an orthogonality image by measuring the degree to which voxel vectors formed from data in corresponding voxels in the series of low resolution time course images are orthogonal to a model time course voxel vector;e) producing a mask image by determining which voxels in the orthogonality image exceed a threshold;f) producing a series of low resolution vascular images by multiplying the low resolution time course images by the mask;g) transforming the series of low resolution vascular images to produce a corresponding series of filtered k-space center data sets;h) combining a peripheral portion of the NMR k-space data acquired in step b) with the corresponding series of filtered k-space center data sets to form a series of filtered k-space data sets; andi) reconstructing an image by transforming a filtered k-space data set. 2. The method as recited in claim 1 in which a series of images are reconstructed in step i) by transforming the corresponding series of the filtered k-space data sets. 3. The method as recited in claim 1 in which the model time course voxel vector is produced with a method which comprises: j) producing a matrix [A] having values which model the characteristic behavior of NMR signals produced by undesirable tissues during the performance of step b); and step d) includes calculating the orthogonal complement of the matrix [A⊥]. 4. The method as recited in claim 3 in which the orthogonality image is produced in step d) by the equation [A]⊥*{right arrow over (x)}={right arrow over (b)}where {right arrow over (b)}=is a voxel vector; and {right arrow over (x)}=is a value in the orthogonality image at the corresponding voxel location. 5. The method as recited in claim 1 in which the threshold is produced with a method which comprises: l) producing a histogram using values related to values from the orthogonality image; andm) examining the histogram to establish a threshold which distinguishes vascular voxels from other voxels. 6. The method as recited in claim 5 in which step l) includes calculating the natural logarithm of the orthogonality image values. 7. The method as recited in claim 1 which further includes: n) producing an inverted mask image;o) producing a series of low resolution background images by multiplying the low resolution time course images by the inverted mask;p) weighting the low resolution backgroun... | Wisconsin Alumni Research Foundation | A61B005/05
US07248910 | B2 | 2007-07-24 | Physiological parameter monitoring system and sensor assembly for same | 2002-10-22 | A detachable sensor assembly for use in monitoring a physiological parameter of a subject includes an information containing circuit and a timer. The sensor assembly stores time varying information in the information containing circuit. The information may include cumulative use times for the detachable sensor assembly and/or for components in the detachable sensor assembly. | 1. A system for determining a value of a physiological parameter, the system comprising a detachable sensor assembly for supplying a signal to a device for monitoring a physiological parameter of a subject, the detachable sensor assembly comprising: a sensor;an information containing circuit;a timer; and,a connector comprising one or more signal conductors connected to carry information from the sensor and information from the information containing circuit to a device for monitoring a physiological parameter;wherein the information containing circuit is configured to store time-varying information in response to timing signals from the timer and to transmit the time varying information by way of the connector;wherein the time-varying information comprises a cumulative use time for a component comprising a light-emitting element in the detachable sensor assemblythe sensor assembly connected by way of the connector to a monitoring device;wherein the monitoring device is configured to:retrieve a first instance of a time-varying value from the information containing circuit at a first time;store the first instance of the time-varying value in a memory;retrieve a second instance of the time-varying value from the information containing circuit at a second time later than the first time;compare the first and second instances of the time-varying value to a difference between the first and second times;energize the component at or before the first time;retrieve from the information containing circuit information identifying a date of manufacturing the detachable sensor assembly;compare the date of manufacture to a current date maintained in the monitoring device; and,signal an error if the date of manufacture of the sensor assembly is longer before the current date than a threshold time;retrieve from the information containing circuit information identifying a cumulative use time of the detachable sensor assembly;signal an error if the cumulative use time exceeds a threshold;retrieve from the information containing circuit information identifying a cumulative on time of the component in the detachable sensor assembly;signal an error if the cumulative on time exceeds a threshold;retrieve information from the information containing circuit;compare the retrieved information to information stored in the monitoring device which was previously retrieved from the information containing circuit; and,signal an error if the retrieved information is not consistent with the stored information;wherein the monitoring device comprises a data store holding stored information identifying one or more acceptable sensor combinations, each of the acceptable sensor combinations comprising a plurality of sensor locations required for the determination of a physiological parameter; and,a plurality of sensors including said sensor, each detachably connected to the monitoring device, each of the sensors intended for application to a different location on a subject's anatomy, eac... | CardioDigital Limited | A61B005/00 A61B005/02
US07102351 | B2 | 2006-09-05 | Parallel imaging based on expanded unfolding technique | 2004-05-10 | Parallel imaging is performed by a magnetic resonance imaging system provided with a multiple RF coil composed of plural element coils. As part of parallel imaging conditions, a desired imaging FOV and a reduction rate of data acquisition time for parallel imaging are specified by an operator. An unfolding FOV to which an unfolding scale is assigned is specified. The unfolding scale is larger in value than the reduction rate, thus the unfolding FOV is larger in size than the imaging FOV. Using an acquisition FOV specified based on the imaging FOV and the reduction rate, a scan for parallel imaging is performed and images are reconstructed corresponding to the respective element coils. The reconstructed images are unfolded into an unfolding-FOV image at the unfolding scale. An image having the imaging FOV is cut out, as a desired final image, from the unfolded image. | 1. A magnetic resonance imaging system provided with a multiple RF coil composed of a plurality of element coils and configured to use the multiple RF coil to perform parallel imaging with an object to be imaged, the system comprising: an imaging FOV specifying unit specifying a desired imaging FOV (Field Of View); an acquisition FOV specifying unit specifying an acquisition FOV based on the imaging FOV, the acquisition FOV being used in performing a scan for parallel imaging; an unfolding FOV specifying unit specifying an unfolding FOV larger in a size than the imaging FOV; an image acquisition unit configured to perform a parallel imaging scan with the object based on the acquisition FOV so that a reconstructed image having the acquisition FOV is acquired for every element coil in response to the scan; an unfolding processing unit configured to apply, based on the unfolding FOV, unfolding processing to the acquisition-FOV reconstructed image acquired by the image acquisition unit so that the acquisition-FOV reconstructed image is unfolded to provide an image having the unfolding FOV; and an image producing unit producing an image having the imaging FOV from the unfolding-FOV image obtained by the unfolding processing unit. 2. The magnetic resonance imaging system according to claim 1, wherein the imaging FOV specifying unit includes a unit for specifying imaging conditions for parallel imaging including both the imaging FOV and a reduction rate of data acquisition time for parallel imaging, the acquisition FOV specifying unit is configured to specify the acquisition FOV directed to the scan for parallel imaging depending on the reduction rate, the unfolding FOV specifying unit is configured to specify an unfolding scale assigned to the unfolding FOV, the unfolding scale being larger in numerical value than the reduction rate, and the image producing unit is configured to produce the imaging-FOV image by cutting out the imaging-FOV image from the unfolding-FOV image obtained by the unfolding processing unit. 3. The magnetic resonance imaging system according to claim 2, wherein the acquisition FOV specifying unit, the unfolding FOV specifying unit, the unfolding processing unit, and the image producing unit are automatically activated with internal processing implemented within the system. 4. The magnetic resonance imaging system according to claim 3, wherein the unfolding scale assigned to the unfolding FOV is an integer larger in numerical value than the reduction rate specified as part of the imaging conditions. 5. The magnetic resonance imaging system according to claim 1, comprising an image storage/display unit performing either one or both of storage and display of the image of the imaging FOV obtained by the image producing unit. 6. The magnetic resonance imaging system according to claim 2, comprising an estimating unit estimating an existence region of the object in real space, wherein the unfolding processing unit is configured... | Kabushiki Kaisha Toshiba Toshiba Medical Systems Corporation | G01V003/00
US08162920 | B2 | 2012-04-24 | Magnetic navigation of medical devices in magnetic fields | 2004-04-23 | A method of turning a medical device with the assistance of an externally applied magnetic field, in a direction with a component in a plane perpendicular to the direction of the externally applied magnetic field. The method includes applying first torque to the distal end of the medical device by creating magnetic moment at the distal end of the medical device, and applying a second torque to the distal end of the medical device. The second torque may be created by creating a second magnetic moment at the distal end of the device spaced from the first, by using an electrostrictive device, by using a stylette inserted into the device, by using a fluid-driven shaped tube, or otherwise. | 1. A method of turning a medical device with the assistance of an externally applied magnetic field, in a direction with a component in a plane perpendicular to the direction of the externally applied magnetic field, the method comprising: applying a first torque to the distal end of the medical device by creating magnetic moment at a first point adjacent the distal end of the medical device; andapplying a second torque to the distal portion of the medical device at a second point spaced from the first point to turn the medical device in a direction with a component in a plane perpendicular to the direction of the externally applied magnetic field. 2. The method according to claim 1 wherein the magnetic moment is created by the application of an electric current to coils adjacent the distal end of the medical device. 3. The method according claim 1 wherein the second torque is applied by creating a second magnetic moment spaced from the point of application of magnet moment applying the first torque. 4. The method according to claim 1 wherein the second torque is applied by rotating the proximal end of the medical device. 5. The method according to claim 1 wherein the second torque is applied by rotating an element attached to the distal end of the medical device. 6. The method according to claim 5 wherein the element is flexible element extending through a lumen in the device, and having an end secured to the distal end of the medical device. 7. The method according to claim 1 wherein the second torque is applied by energizing at least one electrostrictive element the medical device. 8. The method according to claim 1 wherein the second torque is applied by inserting a shaped stylette into a lumen in the medical device. 9. The method according to claim 1 wherein the application of one of the first and second torques bends the medical device to orient the distal end portion of the medical device in a non-zero angle with respect to a plane perpendicular to the direction of the applied magnetic field. 10. A method of turning a medical device with the assistance of an externally applied magnetic field, in a direction with a component in a plane perpendicular to the direction of the externally applied magnetic field, the method comprising: applying a first torque to the distal end of the medical device by creating magnetic moment at the distal end of the medical device;applying a second torque to the distal portion of the medical device at a point spaced from the distal end of the medical device; andchanging the first torque as the second torque is applied to cause the medical device to move in a direction having a component in a plane perpendicular to the direction of the externally applied magnetic field. 11. The method according to claim 10 wherein the magnetic moment is created by the application of an electric current to coils adjacent the distal end of the medical device. 12. The method according to claim 11 wherein the second torque... | Stereotaxis, Inc. | A61M031/00 A61M025/00
US20040225225 | A1 | 2004-11-11 | Method and device for registering and processing plethysmograms | 2003-07-09 | The invention relates to medical electronics and devices for testing the cardiovascular system of human beings. The aim of the invention is to reduce energy consumption, lower costs and improve reliability, interference protection and repeatability of measurements. The inventive method consists in transforming a mechanical oscillation of the coating of a blood vessel into an electrical signal, amplifying and filtrating the oscillation thus obtained, transforming it into a digital form by treating it in accordance with a specified program. The invention makes it possible to release the measured signal from a steady component and transform it into a pulse signal which is width-modulated by an amplified input signal. The width-modulated signal is transmitted to the input of a processor for treatment. The inventive device comprises a measured signal conditioner, an amplifier, a pulse-time modulator embodied for example in the form of a relaxation generator, and a processor of a computing system, all said elements being series connected. | 1. The device and method for registering and processing plethysmograms for measuring the parameters of the cardiovascular system, the device having an initial generator of the measured signal, and electronic amplifying circuit, terminal generator of the measured signal, processor device for processing the measured signal, a device for displaying information, and software, while the method presumes the use of software for processing the measured signal, calculating the variational characteristics of the functioning of the heart, and presenting the results of the processing and calculating on the screen of a device for displaying information wherein that in order to lower power use, to raise the reliability, to increase interference protection, accuracy, and repeatability of the measurements of the parameters of the cardiovascular system and to lower the cost of the device, a measuring generator of bipolar, square, measurement and reference pulses was used as a terminal signal generator instead of an analogue-digital converter, where the length of the measurement pulses depend on the voltage passed from the receiver of the initial signal generator, and the control over the length of the measurement pulses is realized by the transistor junction of the opto-electronic pair, after which the signal is passed from the measuring generator directly to the input/output signal port of the host electronic system, that together with the processor or microprocessor and the device for displaying information of the abovementioned host electronic system are included in the composition of the claimed device, and that the electric power for the units of the peripheral part: the initial signal generator, amplifier and generator, the electronic-optical control unit, and the terminal measured signal generator (measuring generator), is supplied through the power stabilization unit directly from the input/output signal port of the host electronic system, and using software, before the calculations on the parameters of the cardiovascular system are performed, digital conversion and filtration of the measured signal from signal noise and instabilities in the power supply is performed. 2. Device and method according to claim 1 wherein the peripheral part of the device is embedded into the case of a computer mouse or computer keyboard. 3. Device and method according to claim 1 wherein the initial measured signal generator is implemented using a receiver and source of infrared radiation. 4. Device and method according to claim 1 wherein the initial measured signal generator is implemented using a receiver using the piezoelectric effect. 5. Device and method according to claim 3 wherein the receiver of infrared radiation does not directly contact the object of measurement, but remains hidden in the case, which can done by having a cavity on the inner side of the case without disturbing the integrity of the case and placing the receiver in the said cavity. 6. Device... |  | A61B005/02
US20040267121 | A1 | 2004-12-30 | Device and method for biopsy guidance using a tactile breast imager | 2004-06-12 | A biopsy guidance device is enclosed based on a tactile imaging probe adapted to accept a biopsy gun. The tactile imaging probe includes a pressure sensing surface providing real-time 2-D images of the underlying tissue structures allowing to detect a lesion. A cannula is provided supported at a center point by a ball and socket joint. The joint is equipped with linear and angular sensors and supports the cannula with the ability to rotate thereof about the center point. The position, linear and angular displacement and direction of the needle tip of a biopsy needle placed inside the cannula is therefore known at all times and provided as a feedback signal to a physician. Also provided to a physician is a position of the target site at a lesion, as well as a linear and angular deviation of the needle tip away from the target site. Such audio, light, or visual feedback allows the physician to correct the insertion angle and depth to confidently reach the target site to perform a biopsy. Method is also disclosed to guide the biopsy procedure. | What is claimed is: 1. A device for guiding a needle of a soft tissue biopsy gun using a tactile imaging probe equipped with a pressure sensing surface, said device comprising: a guiding cannula adapted to accept said biopsy needle for a sliding reciprocal motion therein, a joint means supporting said guiding cannula at a center point in a fixed spatial relationship to said pressure sensing surface of said probe, said joint means adapted to allow said guiding cannula to rotate about said center point, said joint means equipped with a linear displacement sensor and an angular displacement sensor, a computing means for accepting real-time 2-D digital imaging data of said soft tissue from said pressure sensing surface and simultaneously accepting a linear displacement and angular displacement data of said biopsy needle within said guiding cannula from respectively said linear displacement and angular displacement sensors, said computing means further adapted to determine in real time a spatial location of a desired target site and a distance and angular deviation of a distal end of said biopsy needle from said target site, and an indicator means to continuously indicate said distance and said angular deviation as calculated by said computing means. 2. A device for guiding a needle of a soft tissue biopsy gun, said needle having a distal end, said device comprising: a tactile imaging probe equipped with a pressure sensing surface, a guiding cannula adapted to accept said needle for a sliding reciprocal motion therein, a joint means supporting said guiding cannula at a center point in a fixed spatial relationship to said pressure sensing surface, said joint means adapted to allow said guiding cannula to rotate about said center point, said joint means equipped with a linear displacement sensor and an angular displacement sensor, a computing means for accepting real-time 2-D digital imaging data of said soft tissue from said pressure sensing surface and simultaneously accepting a linear displacement and angular displacement data of said biopsy needle within said guiding cannula from respectively said linear displacement and angular displacement sensors, said computing means further adapted to determine in real time a spatial location of a desired target site and a distance and angular deviation of said distal end of said needle from said target site, and an indicator means to continuously indicate said distance and said angular deviation as calculated by said computing means. 3. The device as in claim 2, wherein said joint means is a ball and socket joint. 4. The device as in claim 2, wherein indicator means producing an audio signal. 5. The device as in claim 4, wherein said indicator means adapted to change a frequency of said audio signal to indicate said angular deviation and a loudness of said audio signal to indicate said distance. 6. The device as in claim 2, wherein said indicator means is a visual display illustrating the positio... |  | A61B005/103 A61B010/00
US20040204645 | A1 | 2004-10-14 | Scope position and orientation feedback device | 2003-04-10 | Methods and devices are disclosed, for mapping the progress of a medical device such as an endoscope within the body of a patient. In one implementation, a flexible display is positioned across the abdomen of the patient. Signals are received by the display from the endoscope, and converted into visual indicium of the location of the endoscope. The display reveals a visible map of the progress of the endoscope, in real time, which may be in 1:1 size correspondence with the path of the endoscope. | What is claimed is: 1. A method of tracking the spatial orientation of a device within the body of a patient, comprising the steps of: introducing a device into the body, the device carrying at least one signal source thereon; providing a display, having a first side for facing the patient and a second side for displaying indicium of the location of the signal source; positioning the first side such that it faces the patient; and displaying an indicium of the location of the signal source on the second side. 2. A method of tracking the spatial orientation of a device as in claim 1, wherein the introducing step comprises introducing an endoscope into the body. 3. A method of tracking the spatial orientation of a device as in claim 1, wherein the positioning step comprises positioning the first side in contact with the patient. 4. A method of tracking the spatial orientation of a device as in claim 3, wherein the positioning step comprises forming the first side into a nonplanar configuration to conform to the surface of the patient. 5. A method of tracking the spatial orientation of a device as in claim 1, wherein the positioning step comprises positioning the first side such that it faces the patient's abdomen. 6. A method of tracking the spatial orientation of a device as in claim 1, wherein the displaying step comprises displaying a line which approximates the shape of the path of the device within the patient. 7. A method of tracking the spatial orientation of a device as in claim 1, wherein the displaying step comprises displaying at least a first point and a second point which coincide with the path of the device within the patient. 8. A method of tracking the spatial orientation of a device as in claim 1, wherein the size of the displayed indicium and the size of the path of the device within the body are in approximately a 1:1 relationship. 9. A spatial orientation sensor, for sensing the location within the body of at least one signal source, comprising a flexible pad having a first side for contacting the patient, and a second side for displaying indicium of the location of the signal source. 10. The spatial orientation sensor of claim 9, wherein the indicium comprise light emitting diodes. 11. The spatial orientation sensor of claim 9, wherein the indicium display the actual x and y location of the signal source and are vertically displaced from the signal source in the z direction. 12. The spatial orientation sensor of claim 9, further comprising a plurality of receivers for sensing the location of the signal source. 13. The spatial orientation sensor of claim 9, further comprising a control unit for analyzing the signals sensed by the receivers, determining the location of the signal source, and activating display indicium corresponding to the location of the signal source. 14. The spatial orientation sensor of claim 13, further comprising a central processing unit for analyzing the signals. 15. The spat... |  | A61B005/05 A61B001/00
US20040199082 | A1 | 2004-10-07 | Selctable notch filter circuits | 2003-04-03 | Described are selectable notch filter circuits comprising at least two different notch filter capabilities, each of which is capable of filtering interference of a designated fundamental frequency and a second harmonic of the designated fundamental frequency from an electrical signal. Each of the notch filters of the circuit is specific for real time filtering of a different designated fundamental frequency and a second harmonic thereof from digitized signal data input into the circuit. The filtering capability of each filter is dictated by control logic, which uses a coefficient set specific for the designated fundamental frequency and harmonics thereof. By using different coefficient sets, different designated fundamental frequencies and at least their second harmonic frequencies can be filtered from digitized signal data input into the circuit. Because the control logic can utilize at a given time any one (or, if desired, none) of the coefficient sets available to it, different interfering fundamental frequencies can be filtered, if and as necessary, from digitized input signal data collected over time at a substantially equivalent sampling rate. Also described are devices including one or more such selectable notch filter circuits, including implantable medical devices such as implantable cardioverter/defibrillators, as well as methods of using such devices. | What is claimed is: 1. A circuit comprising hardware configured to serve at a given time as a selected one of a plurality of notch filters each of which is specific for filtering in real time from digitized input signal data input into the circuit a different designated fundamental frequency and a second harmonic thereof, wherein embedded in the hardware is control logic that controls filtering of a sampled designated fundamental frequency by using a coefficient set specific for the sampled designated fundamental frequency selected from among a plurality of coefficient sets each specific for a different designated fundamental frequency, and wherein each of the notch filters operates on digitized input signal data sampled at a substantially equivalent sampling rate. 2. A circuit according to claim 1 wherein the designated fundamental frequency is about 60 Hz. 3. A circuit according to claim 1 wherein the designated fundamental frequency is about 50 Hz. 4. A circuit according to claim 1 wherein one of the notch filters is specific for filtering a designated fundamental frequency of about 60 Hz and another of the notch filters is specific for filtering a designated fundamental frequency of about 50 Hz. 5. A circuit according to claim 1 wherein the sampling rate is greater than about 240 Hz. 6. A circuit according to claim 1 wherein the sampling rate is between about 240 Hz and about 2,400 Hz. 7. A circuit according to claim 1 wherein the sampling rate is greater than about 240 Hz and less than about 600 Hz. 8. A circuit according to claim 7 wherein the sampling rate is about 256 Hz. 9. A circuit according to claim 2 wherein the coefficient set comprises coefficients A, B, C, D, E, and F for solving a transfer function defined by Eq. (1), as follows: 2H(z)=(A-B·z-1+A·z-2)·(C+D·z-1+C·z-2)1-E·z-1+F·z-2Eq. (1)wherein each of coefficients A-F is a fraction or a decimal representation thereof selected from the following: 5coefficientminimum valuemaximum valueAabout 852/1024about 940/1024Babout 159/1024about 177/1024Cabout 244/1024about 268/1024Dabout 472/1024about 520/1024Eabout 182/1024about 202/1024Fabout 730/1024about 806/1024 10. A circuit according to claim 9 wherein coefficient A is about ⅞ or a decimal representation thereof, coefficient B is about {fraction (21/128)} or a decimal representation thereof, coefficient C is about ¼ or a decimal representation thereof, coefficient D is about {fraction (31/64)} or a decimal representation thereof, coefficient E is about {fraction (3/16)} or a decimal representation thereof, and coefficient F is about ¾ or a decimal representation thereof. 11. A circuit according to claim 3 wherein the coefficient set comprises coefficients A, B, C, D, E, and F for solving a transfer function defined by Eq. (1), as follows: 3H(z)=(A-B·z-1+A·z-2)·(C+D·z-1+C·z-2)1-E·z-1+F·z-2Eq. (1)wherein each of coefficients A-F is a fraction or a decimal representation thereof selected from the following: 6coeff... |  | A61B005/04
US20040267145 | A1 | 2004-12-30 | Physiological measuring system comprising a garment in the form of a sleeve or glove and sensing apparatus incorporated in the garment | 2004-07-26 | A measuring system for measuring electrocardiogram signals comprises a diagnostic garment with ECG electrodes that may assume the form of a sleeve or glove. A disposable version of the glove can be inflated. By using an inflatable glove, the contour of the body is automatically matched by the contour of the glove. Samples from the ECG electrodes positioned on a diagnostic garment are compensated so that the samples better approximate samples from EEG electrodes that are positioned at classical locations. Also, samples from ECG electrodes are compensated to reduce signal noise resulting from positioning the ECG electrodes on the diagnostic garment. | What is claimed is: 1. A disposable diagnostic garment for obtaining human electrocardiogram (ECG) input readings comprising, in combination: a garment covering that is inflatable to automatically match a contour of a body portion of a patient, the garment covering having an inside palm side; and at least one electrode that is affixed the inside palm side of the garment covering, wherein the at least one electrode is arranged on the garment covering to position the at least one electrode against the body portion of the patient and to provide a corresponding ECG signal when the garment covering is inflated and when the left arm is supported with the elbow against the body and the left forearm directed toward the right shoulder. 2. The disposable diagnostic garment of claim 1, wherein the garment covering comprises a hand portion for a left hand of the patient, and wherein the at least one electrode comprises RA, RL, V1, and V2 electrodes. 3. The disposable diagnostic garment of claim 1, wherein the garment covering further comprises an arm portion for a left arm of the patient, and wherein the at least one electrode comprises RA, RL, V1, V2, V3, V4, V5, V6, LL and LA electrodes. 4. The disposable diagnostic garment of claim 1, wherein the at least one electrode is affixed to the garment covering by depositing a conductive material on the garment covering. 5. The disposable diagnostic garment of claim 1, wherein the garment covering comprises a plastic material. 6. The disposable diagnostic garment of claim 1, further comprising: an inflation means for inflating the disposable diagnostic garment. 7. The disposable diagnostic garment of claim 1, further comprising: a one-way valve for inflating the disposable diagnostic garment. 8. The disposable diagnostic garment of claim 1, wherein the garment covering utilizes a single seam to support a two dimensional aspect. 9. The disposable diagnostic garment of claim 1, wherein the garment covering utilizes a plurality of seams to support a three dimensional aspect. 10. A method for compensating human electrocardiogram (ECG) inputs from electrodes located on a diagnostic garment when an LL electrode is positioned on the diagnostic garment, being fitted to a portion of a patient, the method comprising: (A) determining a first mean QRS vector from a first plurality of QRS mean vectors, each corresponding mean QRS vector obtained with standard ECG leads; (B) determining a second mean QRS vector from a second plurality of QRS mean vectors, each constituent mean QRS vector obtained with the diagnostic garment; and (C) in response to (A) and (B), determining at least one compensation component. 11. The method of claim 10, further comprising: (D) applying the at least one compensation component to a subsequent sample from at least two leads. 12. The method of claim 10, wherein (A) comprises selecting one of the first plurality of mean QRS vectors, each mean QRS vector corresponding to ... |  | A61B005/0402
US20040249294 | A1 | 2004-12-09 | Method for Identifying Individuals | 2003-06-05 | A method and system for identifying a subject comprises obtaining a digitised recording of an electrocardiogram measurement of the subject to be identified, the digitised recording being a cyclic waveform having a peak amplitude. The digitised recording is normalised to reduce variations due to physiological effects, and the normalised recording is processed to determine a feature vector in the frequency domain. The distance between the determined feature vector and a predetermined feature vector is measured to identify the subject. | 1. A method for identifying a subject comprising the steps of: (a) obtaining a digitised recording of an electrocardiogram measurement of the subject to be identified, said digitised recording being a cyclic waveform having a peak amplitude; (b) normalising the digitised recording for reducing variations due to physiological effects; (c) processing the normalised recording to determine a feature vector in the frequency domain; and (d) measuring the distance between the determined feature vector and a predetermined feature vector to identify the subject. 2. A method according to claim 1, wherein the step of normalising comprises normalising the peak amplitude of the digitised recording. 3. A method according to claim 1, wherein the digitised waveform has a DC component, the step of normalising comprising removing the DC component. 4. A method according to claim 1, wherein the step of normalising comprises taking an average of the peak amplitude of a number consecutive cycles to reduce statistical errors. 5. A method according to claim 4, wherein the step of normalising comprises aligning the peaks of the cyclic waveforms prior to taking the average of the peak amplitude. 6. A method according to claim 1, wherein the step of normalising comprises resampling the digitised recording. 7. A method according to claim 6, wherein the step of resampling comprises resampling using FFT resampling techniques. 8. A method according to claim 1, wherein the step of normalising comprises obtaining a quadrature distance for each cycle against a running average of the cycles and rejecting a cycle when the distance is more than a predetermined distance until a predetermined number of cycles has been averaged. 9. A method according to claim 1, wherein the step of processing comprises processing the normalised recording to determine a frequency response. 10. A method according to claim 1, wherein the step of processing comprises obtaining the quadratic distance between the feature vector and a predetermined vector. 11. A method according to claim 1, wherein the step of measuring includes obtaining the quadratic distance between the feature vector and a predetermined vector, applying a correction for standard deviations in both vectors to obtain an error-compensated distance and comparing the error-compensated distance with a predetermined value to identify the subject. 12. A system for identifying a subject using a digitised recording of an electrocardiogram measurement of the subject to be identified, said system being arranged to carry out the method according to claim 1. 13. A system for identifying a subject using a digitised recording of an electrocardiogram measurement of the subject to be identified, said digitised recording being a cyclic waveform having a peak amplitude the system comprising: (a) a normalising device for normalising the digitised recording; (b) a processor for processing the normalised recording to determine a featur... | AGENCY FOR SCIENCE, TECHNOLOGY AND RESEARCH | A61B005/0402
US06824520 | B2 | 2004-11-30 | Method and apparatus for tracking usage of a respiratory measurement device | 2002-09-20 | The present invention is directed to a reusable respiratory measurement device having a discardable flow tube in which a counter is included in a detachable (discardable) memory unit that removably engages the respiratory measurement device body. The memory unit includes a counter that tracks usage of the respiratory measurement device and disables the respiratory measurement device when usage has reached certain predetermined thresholds. The memory unit is then replaced with a new memory unit which re-enables the respiratory measurement device for further measurements. The memory unit is typically sold as part of a batch or lot of disposable flow tubes in which case the counter value is commonly the same as the number of flow tubes in the batch or lot. | What is claimed is: 1. A respiratory device for measuring a pulmonary condition of a patient, comprising:a processor in a respiratory measurement device operable to determine at least a first respiratory parameter based on at least a first measurement signal; a monitoring unit comprising a memory operable to store calibration information to determine the at least a first respiratory parameter and a counter for tracking a number of respiratory measurements performed by the respiratory device; and at least a first detachable component operable to receive a respiratory airflow of a user, wherein the monitoring unit is not part of the first detachable component and detachably engages the respiratory measurement device. 2. The respiratory device of claim 1, wherein the at least a first detachable component provides the at least a first measurement signal. 3. The respiratory device of claim 1, wherein the memory is operable to store a flag for determining if the at least a first detachable component has been used in taking a predetermined number of respiratory measurements. 4. The respiratory device of claim 1, wherein the processor and memory are contained in a body member, the at least a first detachable component is detachable from the body member, the at least a first detachable component is disposable, and the body member is reusable. 5. The respiratory device of claim 1, wherein the at least a first respiratory parameter is one or more of PEF, FEV1, FEV6, FEV1/FEV6, FVC, FEV1/FVC, and FEF25-75 and wherein the respiratory measurement is enabled when a current value of the counter is less than a selected number of respiratory measurements and disabled when the current value of the counter is equal to the selected number of respiratory measurements. 6. The respiratory device of claim 1, wherein the processor is contained in a body member, and wherein the monitoring unit is separate from the respiratory measurement device. 7. The respiratory device of claim 1, wherein the memory is one or more of ROM, PROM, EPROM, flash memory, non-volatile RAM, battery-backed-up RAM, EEPROM, a magnetic disk, and an optical disk and further comprising a second memory in the respiratory measurement device. 8. A monitoring device for detachable engagement with at least a portion of a respiratory measurement device, comprising:a memory including calibration information for measurements of the respiratory device; a counter that determines a number of measurements taken by the respiratory measurement device; and a state indicator, wherein, when a current value of the counter is different from a selected number of measurements, the state indicator indicates that the respiratory measurement device is enabled and, when the current counter value is the same as the selected number of measurements, the state indicator indicates that the respiratory measurement device is disabled. 9. The monitoring device of claim 8, further comprising a flow tube, and a body member ... | Pulmonary Data Services, Inc. | A61B005/08
US06811958 | B2 | 2004-11-02 | Medical long object and method for producing the same | 2001-10-30 | A medical long object of the present invention has a part made of a polymeric material containing a laser color developing agent at least in a part of the surface thereof, and a light developing portion formed in the part by color development of the laser color developing agent due to irradiation with laser light. | What is claimed is: 1. A method for producing a medical long object, comprising:forming at least a part of a surface of a medical long object with a polymeric material containing a laser color developing agent; irradiating only a portion of the surface of the medical long object in which a color is to be developed with laser light so as to allow the laser color developing agent to develop a color, thereby forming any pattern on the surface of the medical long object and also forming unevenness on the surface of the medical long object; and coating a hydrophilic polymer on the part of the surface of the medical long object which includes the unevenness. 2. A method for producing a medical long object according to claim 1, wherein the laser color developing agent is contained 0.01 to 10% by mass on the total amount of the polymeric material component. 3. A method for producing a medical long object, comprising:forming at least a part of a surface of a medical long object with a polymeric material containing a laser color developing agent; coating a hydrophilic polymer on the part of the surface; and irradiating only a portion of the surface of the medical long object in which a color is to be developed with laser light to allow the laser color developing agent to develop a color, thereby forming a pattern on the surface of the medical long object, the irradiating with laser light occurring after the part of the surface is coated with the hydrophilic polymer. | Terumo Kabushiki Kaisha | A61B005/00 A61M025/09
US06813515 | B2 | 2004-11-02 | Method and system for examining tissue according to the dielectric properties thereof | 2002-01-04 | A method and system for examining tissue in order to differentiate it from other tissue according to the dielectric properties of the examined tissue, by: applying a probe to the tissue to be examined, such that the probe generates an electrical fringe field in the zone of the examined tissue and produces a reflected pulse therefrom with negligible radiation penetrating into the tissue itself; detecting the reflected electrical pulse; and comparing electrical characteristics of the reflected electrical pulse with respect to the applied electrical pulse to provide an indication of the dielectric properties of the examined tissue. | What is claimed is: 1. A method of examining tissue in order to differentiate the examined tissue from other tissue according to the dielectric properties of the examined tissue, comprising:applying an electrical pulse to the tissue to be examined via a probe formed with an open cavity such that the probe generates an electrical fringe field in examined tissue within said cavity and produces a reflected electrical pulse therefrom with negligible radiation penetrating into other tissues or biological bodies near the examined tissue; detecting said reflected electrical pulse; and comparing electrical characteristics of said reflected electrical pulse with respect to said applied electrical pulse to provide an indication of the dielectric properties of said examined tissue. 2. The method according to claim 1, wherein said probe has an inner conductor insulated from, and enclosed by, an outer conductor open at one end; said outer conductor extending past said inner conductor in the axial direction of the probe to define said open cavity at one end of the probe, which cavity is closed by the examined tissue. 3. The method according to claim 2, wherein said inner conductor includes a tip within said open cavity, which tip is formed with at least two different diameters for enhancing said electrical fringe field. 4. The method according to claim 3, wherein said tip of the inner conductor carries a plurality of thin, electrically-conductive projections for enhancing said electrical fringe field. 5. The method according to claim 4, wherein the thickness of said projections is up to about 200 microns. 6. A method of examining tissue in order to differentiate the examined tissue from other tissue according to the dielectric properties of the examined tissue, comprising:providing a probe having an inner conductor insulated from, and enclosed by, an outer conductor open at one end and extending past the inner conductor in the axial direction, to define an open cavity at one end of the probe; applying said probe to the tissue to be examined such that the examined tissue closes said open cavity at said one end of the probe; applying, via a transmission line at the opposite end of said probe, an electrical pulse which generates an electrical fringe field in said cavity closed by said examined tissue, and which produces a reflected electrical pulse therefrom; detecting said reflected electrical pulse; and comparing electrical characteristics of said reflected electrical pulse with respect to those of said applied electrical pulse to provide an indication of the dielectric properties of said examined tissue. 7. The method according to claim 6, wherein the inner conductor includes a tip within said open cavity, which tip is formed with at least two different diameters for enhancing said electrical fringe field. 8. The method according to claim 7, wherein said tip of the inner conductor carries a plurality of thin electrically-conductive projections for e... | Dune Medical Devices Ltd. | A61B005/05
US06824521 | B2 | 2004-11-30 | Sensing catheter system and method of fabrication | 2002-01-22 | A microminiature sensing module and a sensing catheter system are provided. The module includes a sensor and signal conditioning circuit mounted on a substrate having electrical contacts positioned to facilitate connection of the module to an electrical bus, such as a dual lead electrical bus. The catheter system incorporates a dual lead electrical bus and one or more sensor modules. Methods of fabricating sensing catheter systems are also provided. | We claim: 1. A method of fabricating a sensing catheter assembly, comprising:forming a catheter body having a circumferential wall and defining first and second lumens, placing first and second electrical leads in the second lumen by co-extruding the first and second electrical leads and the catheter body; forming an opening in the circumferential wall to expose the first and second electrical leads; providing a microminiature sensor module comprising a substrate, a microminiature sensor disposed on the substrate, a signal conditioning circuit disposed on the substrate and in electrical communication with the sensor, and first and second electrical contacts in electrical communication with the sensor and circuit; disposing the sensor module in the opening and adjacent the first and second electrical leads; placing the first and second electrical contacts in electrical communication with the first and second electrical leads; and sealing the opening. 2. The method of claim 1, wherein placing the first and second electrical contacts in electrical communication with the first and second electrical leads comprises positioning a retaining member adjacent the sensor module and first and second electrical leads. 3. The method of claim 1, wherein placing the first and second electrical contacts in electrical communication with the first and second electrical leads comprises forming a ball bond between the sensor module and each of the first and second electrical leads. 4. The method of claim 1, wherein placing the first and second electrical contacts in electrical communication with the first and second electrical leads comprises forming a wire bond between the sensor module and each of the first and second electrical leads. 5. The method of claim 1, wherein placing the first and second electrical contacts in electrical communication with the first and second electrical leads comprises forming a weld joint between the sensor module and each of the first and second electrical leads. 6. The method of claim 1, wherein placing the first and second electrical contacts in electrical communication with the first and second electrical leads comprises forming a solder joint between the sensor module and each of the first and second electrical leads. 7. The method of claim 1, wherein placing the first and second electrical contacts in electrical communication with the first and second electrical leads comprises forming a conductive adhesive joint between the sensor module and each of the first and second electrical leads. 8. A sensing catheter system comprising:a catheter body having a circumferential wall and defining first and second lumens, the circumferential wall defining at least one opening to the second lumen; first and second electrical leads disposed in the second lumen; a microminiature sensor module disposed in the opening in the circumferential wall and adjacent the first and second electrical leads, the sensor module comprising a substrate,... | Integrated Sensing Systems, Inc. | A61B005/00
US06811538 | B2 | 2004-11-02 | Sleep apnea risk evaluation | 2001-12-28 | In a technique for collecting and analyzing physiological signals to detect sleep apnea, a small light-weight physiological monitoring system, affixed to a patient's forehead, detects and records the pulse, oximetry, snoring sounds, and head position of a patient to detect a respiratory event, such as sleep apnea. The physiological monitoring system may contain several sensors including a pulse oximeter to detect oximetry and pulse rate, a microphone to detect snoring sounds, and a position sensor to detect head position. The physiological monitoring system also can contain a memory to store or record the signals monitored by the mentioned sensors and a power source. The physiological monitoring system may be held in place by a single elastic strap, thereby enabling a patient to use the system without the assistance of trained technicians. | We claim: 1. A system that monitors respiratory events of a patient, the system comprising:a physiological monitoring system; means for removably affixing the physiological monitoring system to the patient's forehead; a pulse oximetry sensor and circuitry that detects oxyhemoglobin saturation and pulse rate of the patient of the patient and produces corresponding pulse oximetry data signals; a storage memory for storing the pulse oximetry data signals produced by said pulse oximetry sensor; wherein said pulse oximetry sensor and said storage memory are mounted on the physiological monitoring system, eliminating all lead wires between the patient and the storage memory, and such that the pulse oximetry sensor detects said oxyhemoglobin saturation and pulse rate of the patient and produces said pulse oximetry data signals, thereby monitoring the patient's condition; and computing circuitry that receives said pulse oximetry data signals and identifies a respiratory event of the patient responsive to said pulse oximetry data signals, wherein the computing circuitry identifies said respiratory event in response to detecting pulse oximetry data signals that indicate a variable threshold level of oxyhemoglobin desaturation, and wherein the variable threshold level is based on at least one of the following criteria: peak oxyhemoglobin saturation, nadir, and peak oxyhemolobin resaturation. 2. A system as defined in claim 1, wherein the system monitors sleep related obstructive respiratory events of a patient during sleep. 3. A system as defined in claim 1, further comprising a patient head position and movement sensor that produces a head position and movement signal that indicates position and movement of the patient's head. 4. A system as defined in claim 1, further comprising means for producing a sound data signal that indicates detected sounds produced by said patient. 5. A system as defined in claim 1, wherein said means for removably affixing the physiological monitoring system to the patient's forehead comprises an adjustable strap. 6. A system as defined in claim 1, further comprising a computing device that receives said pulse oximetry data signals and computes SpO2 measurement from which a respiratory event may be identified. 7. A system as defined in claim 1, further comprising a data transfer interface that communicates the pulse oximetry data signals from the system to an external computing device. 8. A system as defined in claim 1, wherein said pulse oximetry sensor is a reflectance-type sensor. 9. A system as defined in claim 1, wherein the pulse oximetry sensor comprises an active pulse oximetry sensor that applies positive pressure on the patient. 10. A system as defined in claim 1, further comprising a patient respiratory airflow detector. 11. A system as defined in claim 10, wherein the airflow detector comprises a nasal cannula or a pressure transducer. 12. A system as defined in claim 1, further including:a data transfe... | Ares Medical, Inc. | A61B005/08
US06902531 | B2 | 2005-06-07 | Pneumatic control of blood pressure determinations | 2003-05-01 | A method and apparatus for pneumatic control of a blood pressure determination are disclosed. The method and apparatus comprise an inflatable cuff for obtaining a blood pressure measurement from a patient, a hose configured to operate with a pressurizing apparatus for providing pressurization of the inflatable cuff, the hose including a patient end and a non-patient end. In addition the method and apparatus comprise a pneumatic switch coupled to the inflatable cuff near the patient end of the hose. | 1. An apparatus for pneumatic control of a blood pressure determination, the apparatus comprising: an inflatable cuff for obtaining a blood pressure measurement from a patient; a hose coupled to the cuff, the hose configured to operate with a pressurizing apparatus for providing pressurization of the inflatable cuff, the hose comprising a patient end and a non-patient end; and a pneumatic switch located in line with the hose and inflatable cuff near the patient end of the hose, the pneumatic switch being configured to control operation of the blood pressure determination. 2. The apparatus of claim 1, wherein the hose comprises a first and second lumen coupled to the pneumatic switch near the patient end of the hose. 3. The apparatus of claim 2, wherein the inflatable cuff comprises a third and fourth lumen coupled to the pneumatic switch. 4. The apparatus of claim 3, wherein the first and second lumen comprise a first and second sensor for sensing pressure therein. 5. The apparatus of claim 4, wherein the pneumatic switch includes a button configured to be depressed to create a pressure signal in the first lumen. 6. The apparatus of claim 5, wherein the first sensor senses a pressure signal and provides a signal to a microprocessor for controlling operation of the apparatus. 7. The apparatus of claim 1, wherein the hose comprises a first, second, and third lumen coupled to the pneumatic switch near the patient end of the hose. 8. The apparatus of claim 7, wherein the inflatable cuff comprises a fourth and fifth lumen coupled to the pneumatic switch. 9. The apparatus of claim 8, wherein the first, second, and third lumen comprise a first, second, and third sensor for sensing pressure therein. 10. The apparatus of claim 9, wherein the third lumen is configured to be pneumatically self-contained from the first and second lumens. 11. The apparatus of claim 9, wherein the pneumatic switch includes a button configured to be depressed to pneumatically create a pressure signal in the third lumen. 12. The apparatus of claim 11, wherein the third sensor senses a pressure signal and provides a signal to a microprocessor for controlling operation of the apparatus. 13. The apparatus of claim 1, wherein the hose comprises a lumen coupled to the pneumatic switch near the patient end of the hose. 14. The apparatus of claim 13, wherein the lumen comprises a sensor for sensing pressure therein. 15. The apparatus of claim 13, wherein the pneumatic switch is operated by using a foot. 16. The apparatus of claim 14, wherein the pneumatic switch includes a button configured to be depressed to pneumatically create a pressure signal in the lumen. 17. The apparatus of claim 16, wherein the sensor senses a pressure signal and provides a signal to a microprocessor for controlling operation of the apparatus. 18. The apparatus of claim 16 wherein the pneumatic switch further comprises at least one seal around the button to prevent air from escaping out past ... | GE Medical Systems Information Technologies, Inc. | A61B005/02
US06921365 | B2 | 2005-07-26 | Remote non-invasive biofeedback diagnostic system based on patient image | 2003-04-14 | A non-invasive remote diagnostic system includes a central processing unit (CPU) adapted to feed an image of a patient such as a digital photograph to be displayed to an operator by a first computer monitor. A second computer monitor is displaying a realistic outline of a target area of diagnostic interest such as an outline of a human organ or a particular portion thereof. These two monitors together with a CPU are adapted to induce a state of heightened consciousness and intuition of a system operator. A detecting/evaluating unit is sensing non-invasively the operator's biofeedback response while the operator is exposed to the images. The biofeedback response is converted to an electrical signal and is fed back into the CPU to compare against a predetermined database of similar signals obtained from volunteers with known diseases. The biofeedback signal allows a non-invasive remote diagnosis of a patient's state of health. | 1. A medical diagnosis biofeedback system based on a patient image comprising: a central processing unit including a situation-generating sub-system in a computer readable memory for producing a series of predetermined patient-specific visual images including at least an outline of a target area of diagnostic interest, said central processing unit also including means for receiving a biofeedback signal from a user exposed to said images; a consciousness induction unit including a first means for visually displaying the patient image and a second means for visually displaying the outline of a target area of diagnostic interest to the user to cause a heightened state of consciousness and intuition of the user, and a detection/evaluation unit equipped with noise generator that remotely senses the noise changes constituting the biofeedback response of the user, wherein a biofeedback loop is formed between said central processing unit sending said predetermined patient-specific visual images to said consciousness induction unit to be displayed to the user, said detection/evaluation unit sensing the response of biofeedback of the user representing the user's response to said images, said detection/evaluation unit further generating an electrical signal reflecting said biofeedback response and sending said electrical signal back to said central processing unit. 2. The medical diagnosis biofeedback system based on a patient image as in claim 1, wherein said patient-specific visual images include the patient image in addition to the outline of a target area of diagnostic interest. 3. The medical diagnosis biofeedback system based on a patient image as in claim 2, wherein said patient's image is a digital photograph of the patient. 4. The medical diagnosis biofeedback system based on a patient image as in claim 2, wherein said outline of a target area is a picture of a human organ or tissue. 5. The medical diagnosis biofeedback system based on a patient image as in claim 3, wherein said digital photograph of the patient is being displayed by said first means and said outline of a target area is being respectively displayed by said second means. 6. The medical diagnosis biofeedback system based on a patient image as in claim 1, wherein said first means is adapted to display continuously the image of the patient while said second means is adapted to display a succession of outlines of various target areas. 7. The medical diagnosis biofeedback system based on a patient image as in claim 1, wherein said first and said second means are computer monitors. 8. The medical diagnosis biofeedback system based on a patient image as in claim 1, wherein said first and said second means are slide projectors. 9. The medical diagnosis biofeedback system based on a patient image as in claim 1, wherein said electrical signal generated by said detection/evaluation unit is used in diagnosis of a functional state of a target area of said patient. 10. The medical diagn... | Clinictech, Inc. | A61B005/00
US07011631 | B2 | 2006-03-14 | Noninvasive method of measuring blood density and hematocrit | 2004-01-20 | Apparatus and methods for noninvasively measuring blood density and hematocrit in a human subject can include an appliance for applying pressure around a segment of a subject's limb or appendage that includes a pressure sensing means and encloses an array of impedance sensing devices applied to the subject's skin for independent fluid volume measurements. While applying pressure to the limb segment by the pressure appliance, measurements of blood pressure, blood pulse wave velocity, and limb segment impedance are recorded. The measurements are subsequently processed to yield changes of arterial blood volume during pulse wave passage. Then pressure, wave velocity, and derived volume data are combined to yield the density of the blood. Blood density is converted to hematocrit by means of a linear relationship between the two. Independent of the blood hematocrit, such apparatus and means may also be used to measure the density of enclosed fluid in other pulsed flow non-rigid wall vessel systems. | 1. A method of noninvasively measuring fluid density of a pulsed flow system with non-rigid vessel walls, comprising: a) noninvasively measuring a local relative fluid volume ratio Vb/ΔVb where Vb is a basal volume of fluid in a vessel and ΔVb is a volume change of the fluid in the vessel due to the pulse;b) noninvasively measuring a fluid pulse propagation velocity v;c) noninvasively measuring a basal fluid pressure P and a local change in fluid pressure ΔP;d) calculating fluid density ρb as a function of the local relative fluid volume ratio, the fluid pulse propagation velocity, the basal fluid pressure, and local change in fluid pressure according to the generalized functional relationship F⁡(ρb⁢v2Δ⁢⁢P)=G⁡(VbΔ⁢⁢Vb,PΔ⁢⁢P)or its derivatives. 2. The method of noninvasively measuring fluid density of claim 1 wherein the fluid is blood. 3. The method of noninvasively measuring fluid density according to claim 2, further comprising deriving a hematocrit value from the blood density. 4. The method of noninvasively deriving a hematocrit value from blood density of claim 3 further comprising calculating the equation Hct=ρb-ρplasmaρbc-ρplasma×100or its derivatives;where ρb can be equal to (Δ⁢⁢P×YbΔ⁢⁢Yb×t2L2)where Hct is the hematocrit value,ΔP is the difference between diastolic and systolic pressure,Yb/ΔYb is the ratio of the admittance of the blood in the artery before any pressure change to the change in admittance when the pressure is increased by ΔP,t is the time it takes for a pressure wave to travel between the two displaced impedance channels that are a distance L apart,ρb is the density of the blood,ρplasma is the density of plasma, andρbc is the red blood cell density. 5. The method of noninvasively deriving a hematocrit value from blood density of claim 4 further comprising using an average of mean reported values for ρplasma and ρbc. 6. The method of noninvasively measuring fluid density according to claim 1, further comprising: a) placing a coextensive pressure applicator and electrical impedance monitoring apparatus on a measurement area of a body;b) applying a constant amplitude current to the measurement area;c) applying pressure to the measurement area to remove blood therefrom;d) measuring a change in impedance values of the measurement area while applying pressure;e) measuring an arterial pulse pressure of the measurement area;f) measuring a velocity of a pulse wave of the measurement area; andg) deriving a blood density value from measurements of arterial pulse pressure, impedance, and velocity of pulse wave. 7. An apparatus for noninvasively measuring fluid density of a pulsed flow system with non-rigid vessel walls at a local measurement area, comprising: a) means for noninvasively measuring a local relative fluid volume ratio Vb/ΔVb, where Vb is a basal volume of fluid in a vessel and ΔVb is a volume change of the fluid in the vessel due to the pulse;b) means for noninvasively measuring a fluid pulse propagation velocity... | Hemonix, Inc. | A61B005/00
US07563229 | B2 | 2009-07-21 | Method and apparatus for automatically measuring delay of tissue motion and deformation | 2003-06-11 | System and method for automatically measuring the delay of tissue motion and deformation. For example, asynchrony may be measured between the left and right ventricles and within the left ventricle. A measurement feature may be defined by default or obtained using a user input. A reference time and a search interval are identified. The search interval may be based on the reference time, or input or modified by a user. A time delay of the measurement feature within the search interval is calculated for each sample. At least one color is assigned to the samples corresponding to the calculated time delay. | 1. A method for automatically measuring, in an ultrasound system, synchronization of tissue motion and deformation, comprising: obtaining, from the ultrasound system, a data set of ultrasound samples representative of at least one of a left ventricle and a right ventricle, said data set comprising frames of said samples acquired over at least one heart cycle;obtaining a user input, to the ultrasound system, identifying a measurement feature relative to said at least one heart cycle;identifying a reference time within said frames of said data set;determining a search interval within said frames of said data set;analyzing each said sample in said frames within said search interval to determine a point in time when each said sample reaches said measurement feature;determining, for each said sample, a time delay between said reference time and the point in time at which each said sample reaches said measurement feature within said search interval;assigning at least one color, from a continuous range of colors, to each said sample based on said time delay for said corresponding individual said sample; anddisplaying a parametric image of said colors assigned to said individual samples for at least one said frame in said search interval to present an amount of synchronization between said samples in said frame. 2. The method of claim 1, further comprising defining said reference time based on a detected QRS. 3. The method of claim 1, further comprising obtaining a user input identifying said search interval. 4. The method of claim 1, further comprising: obtaining a second user input identifying a start search time and an end search time defining said search interval; andadjusting at least one of said start and end search times based on said second user input. 5. The method of claim 1, wherein said measurement feature represents one of time to peak positive value, time to peak negative value, time to peak absolute value, time to steepest negative-to-positive crossing of a threshold value, time to steepest positive-to-negative crossing of a threshold value, and time to steepest crossing of a threshold value. 6. The method of claim 1, further comprising: said obtaining a data set step further comprising storing said data set in a memory; andretrieving said data set from said memory prior to processing. 7. The method of claim 1, wherein said measurement feature represents a select state of said samples during said at least one heart cycle. 8. The method of claim 1, further comprising: defining a color scale having a range of colors within first and second end points, said at least one color being within said range of colors; andassociating a smaller said time delay with colors located near said first end point and a larger said time delay with colors located near said second end point. 9. The method of claim 1, further comprising: identifying at least one region of interest comprising at least one said sample, said at least one region of interest id... | GE Medical Systems Global Technology Company LLC | A61B008/00
US07308293 | B2 | 2007-12-11 | Non-invasive glucose meter | 2002-08-01 | An apparatus for measuring a concentration of a substance in an eye (13) includes a measurement light source (4) producing a measurement light beam having a first wavelength at which the substance has a non-zero first absorption coefficient. The apparatus further includes a reference light source (6) producing a reference light beam having a second wavelength at which the substance has a second absorption coefficient which is substantially equal to zero. At least a portion of the measurement light beam retro-reflects from the retina (17) and at least a portion of the reference light beam retro-reflects from the retina (17). The apparatus further includes a detector (9) responsive to light having the first wavelength by generating a measurement signal and responsive to light having the second wavelength by generating a reference signal. | 1. A method of determining the concentration of a substance in an eye, the eye having a cornea, a pupil, an iris, a lens, a liquid, and a retina, the method comprising: providing a nearly parallel measurement light beam having a first wavelength at which the substance has a non-zero first absorption coefficient;providing a nearly parallel reference light beam having a second wavelength at which the substance has a second absorption coefficient which is substantially equal to zero;irradiating the retina with the measurement light beam, thereby passing the measurement light beam through the cornea, the pupil, the lens, and the liquid;irradiating the retina with the reference light beam, thereby passing the reference light beam through the cornea, the pupil, the lens, and the liquid;reflecting at least a portion of the measurement light beam from the retina and through the liquid, the lens, the pupil, and the cornea, thereby producing a measurement retro-reflected light beam having the first wavelength;reflecting at least a portion of the reference light beam from the retina and through the liquid, the lens, the pupil, and the cornea, thereby producing a reference retro-reflected light beam having the second wavelength;providing a detector adapted to generate a measurement signal in response to being irradiated by light having the first wavelength and to generate a reference signal in response to being irradiated by light having the second wavelength, the detector located at a distance of at least 100 mm from the eye;irradiating the detector with the measurement retro-reflected light beam;irradiating the detector with the reference retro-reflected light beam; anddetermining the concentration of the substance in the eye in response to the measurement signal and the reference signal from the detector. 2. The method of claim 1, wherein the substance comprises glucose. 3. The method of claim 1, wherein the measurement light beam is provided by a first infrared light source and the reference light beam is provided by a second infrared light source. 4. The method of claim 3, wherein the first infrared light source comprises a laser diode or an infrared light emitting diode. 5. The method of claim 3, wherein the second infrared light source comprises a laser diode or an infrared light emitting diode. 6. The method of claim 1, wherein the measurement light beam is provided by a wideband light source and the reference light beam is provided by the wideband light source. 7. The method of claim 6, wherein the measurement light beam is transmitted through a first band filter and the reference light beam is transmitted through a second band filter. 8. The method of claim 1, wherein the measurement light beam and the measurement retro-reflected light beam are substantially parallel, and the reference light beam and the reference retro-reflected light beam are substantially parallel. 9. The method of claim 1, wherein the measurement light beam is focused a... | GlucoVista, LLC | A61B005/00
US07141016 | B2 | 2006-11-28 | Systems and methods for monitoring gastrointestinal system | 2003-04-25 | In general, the invention is directed to systems and methods for monitoring the gastrointestinal system of a patient. In one embodiment, the invention includes techniques for monitoring the emptying of the patient's stomach. The techniques may employ glucose monitoring, pH monitoring with a consumable sensor, of monitoring the position of a consumable sensor as it exits the stomach. Consumable sensors may be employed to sense conditions, such as temperature or bile concentration, in other segments of the gastrointestinal system. The invention also includes systems for tracking the position of one or more consumable sensors as the sensors transit the gastrointestinal system, and monitoring the conditions sensed by the sensors. | 1. A method comprising: monitoring a blood glucose concentration in a patient following consumption of a meal by the patient; andestimating the time that gastric emptying occurs in the patient as a function of the blood glucose concentration. 2. The method of claim 1, further comprising recording the time of consumption of the meal. 3. The method of claim 1, wherein estimating the time that gastric emptying occurs comprises: recording a baseline blood glucose concentration;recording the time that the monitored blood glucose concentration substantially changes from the baseline concentration; andestimating the time that gastric emptying occurs as the time when the blood glucose concentration substantially changes from the baseline concentration. 4. The method of claim 1, further comprising: monitoring a position of a device in the gastrointestinal system, the device consumed by the patient with the meal; andestimating the time that gastric emptying occurs as a function of the position. 5. The method of claim 1, further comprising: monitoring a pH signal from a device in a gastrointestinal system, the device consumed by the patient with the meal; andestimating the time that gastric emptying occurs as a function of the pH signal. 6. The method of claim 1, wherein the meal includes a known amount of glucose. 7. A method comprising: monitoring a first pH signal from a first device in a gastrointestinal system of a patient;monitoring a second pH signal from a second device in the gastrointestinal system of the patient; andestimating the time that gastric emptying occurs in the patient as a function of the first and second pH signals. 8. The method of claim 7, wherein estimating the time that gastric emptying occurs comprises estimating the time that at least one of the first or second pH signals indicates a substantial pH increase from a range of approximately 1 to 2 pH. 9. The method of claim 8, wherein estimating the time that gastric emptying occurs comprises estimating the time that at least one of the first or second pH signals indicates a pH increase from a range of approximately 1 to 2 pH to a range of approximately 6 to 7 pH. 10. The method of claim 7, further comprising: monitoring a blood glucose concentration in the patient following consumption of a meal by the patient; andestimating the time that gastric emptying occurs as a function of the blood glucose concentration. 11. The method of claim 7, further comprising: monitoring a position of at least one of the first and second devices device in the gastrointestinal system; andestimating the time that gastric emptying occurs as a function of the position. 12. A system comprising: a first consumable device including a transmitter, the first consumable device configured to transit the gastrointestinal system of a patient and to transmit a first signal;a second consumable device configured to transit the gastrointestinal system and to transmit a second signal;at least two receivers t... | Medtronic, Inc. | A61B005/00
US07330750 | B2 | 2008-02-12 | Estimation of cardiac death risk | 2003-04-25 | The invention relates to a method and apparatus for predicting a sudden heart abnormality for an individual patient. In order to provide a prediction mechanism that is suitable for acute care, three sub-indices are determined based on medical data obtained from the patient. The first sub-index indicates the level of deterministic chaos in the heart rate variability of the patient, the second sub-index indicates the energy level in the myocardium of the patient, and the third sub-index indicates the degree of ventricular arrhythmia of the patient. Based on the first, second, and third sub-indices, at least one overall risk index is then determined, the overall risk index indicating the risk level of a sudden heart abnormality for the patient. | 1. A method providing a composite, multiple component index for assessing a current state of a patient's heart to evaluate associated cardiac health risks, the method comprising the steps of: determining a first sub-index indicating the current level of chaos in heart rate variability of a patient;determining a second sub-index indicating the current energy level in the myocardium of the patient;determining a third sub-index indicating the current degree of arrhythmia of the patient; andcombining the first, second, and third sub-indices to compile at least one composite index from the sub-indices indicative of a current state of the patient's heart and suitable for use in evaluating cardiac health risks in the patient. 2. A method according to claim 1, further comprising the step of measuring ECG data from the patient, wherein the first, second and third sub-indices are determined based on the EGG data. 3. A method according to claim 1, wherein the step of determining said first sub-index is further defined as determining the level of non-linear behavior found in the heart rate variability of the patient. 4. A method according to claim 1, wherein the step of determining the second sub-index includes the steps of: analyzing the repolarisation phase of the physiological functioning of the heart of the patient;determining a set of repolarisation parameters based on the analyzing step; andproviding the second sub-index from the set of repolarization parameters. 5. A method according to claim 4, wherein the step of determining the second sub-index further includes the step of calculating the second sub-index as a weighted sum of at least some of the repolarisation parameters. 6. A method according to claim 1, wherein the third sub-index is determined based on the current extent of ventricular arrhythmia occurring in the heart of the patient. 7. A method according to claim 1, wherein the third sub-index is determined based on the current extent of ventricular arrhythmia occurring in the heart of the patient and an analysis of the electrical conduction functioning of the heart. 8. A method according to claim 1, wherein the composite index is determined as a weighted sum of the first, second, and third sub-indices. 9. A method according to claim 1, further defined as repeating the steps of the method to provide a plurality of sequentially obtained composite indices. 10. A method according to claim 9, further comprising the steps of carrying out a comparison of composite indices; andgiving an alarm when the comparison of composite indices fulfills a predetermined condition. 11. A method according to claim 1, further comprising the steps of determining at least one parameter relating to the arterial blood pressure of the patient; andutilizing said at least one parameter in determining the second sub-index. 12. A method according to claim 1, further comprising the steps of determining a value for the arterial blood oxyhemoglobin saturation of the... | Instrumentarium Corp. | A61B005/0402
US20040267165 | A1 | 2004-12-30 | Tactile breast imager and method for use | 2004-06-12 | A method and device for breast examination adapted for easy home use including a tactile imager probe equipped with a pressure sensor array and a motion tracking system for simultaneously recording pressure and positioning data during the examination of a breast or any other soft tissue. The method includes a step of starting the examination from a known point or an anatomical mark such as a nipple or a sternum; moving the probe towards the area of interest and oscillating it thereabout while manually or automatically recording pressure and positioning data. Subsequent data analysis identifies the presence of a lesion, calculates its location relative to the probe, estimates the location of the probe relative to the anatomical landmark and finally calculates the location of the lesion relative to that anatomical landmark. The method allows repeating examinations over time with great accuracy as they all start from the same anatomical landmark. The probe includes provisions for easy hand grip or attaching to fingers of a patient, a cable connector or a wireless transmitter for transmitting the data out to a computer or another data analysis device, as well as manual data entry means allowing the patient herself to enter the positioning data. | What is claimed is: 1. A method for detecting and locating a lesion in soft tissue comprising the steps of: a. providing a tactile imager probe equipped with pressure sensing means, b. pressing said probe against a known starting reference point of said tissue until a predetermined level of minimum pressure is reached, c. recording positioning data of said probe relative to said starting reference point, d. moving said probe towards a desired area of interest and oscillating said probe thereabout while continuously applying said minimum pressure and recording said positioning data of said probe, e. simultaneously collecting a sequence of pressure patterns acquired by said probe corresponding to said positioning data, and f. analyzing said sequence of pressure patterns and said positional data to detect and locate said lesion relative to said starting reference point. 2. The method as in claim 1, wherein said soft tissue is breast tissue. 3. The method as in claim 1, wherein said step “f” further including a step of analyzing dynamic features of said sequence of pressure patterns, said dynamic features indicative of a lesion presence. 4. The method as in claim 3, wherein said step “f” further including the steps of: evaluating a position of said lesion relative to said probe from said sequence of pressure patterns and said positioning data, estimating a position of said probe relative to said starting reference point, and calculating a position of said lesion relative to said starting reference point. 5. The method as in claim 1, wherein said step “a” further including providing said tactile imaging probe with an automatic positioning data recording means. 6. The method as in claim 1, wherein said starting reference point is an anatomical landmark. 7. The method as in claim 6, wherein said anatomical landmark is a breast nipple. 8. The method as in claim 6, wherein said anatomical landmark is a sternum. 9. A tactile imager probe comprising a housing, a pressure sensing means and a positioning means. 10. The probe as in claim 9, wherein said pressure sensing means comprising a 2-D tactile sensor array. 11. The probe as in claim 9, wherein said positioning means comprising a motion tracking system for generating positioning data in response to the motion of said probe. 12. The probe as in claim 11, wherein said motion tracking system further including at least one accelerometer. 13. The probe as in claim 11, wherein said motion tracking system further including at least one magnetometer. 14. The probe as in claim 11, wherein said motion tracking system further including at least one gyroscope. 15. The probe as in claim 9 further including an output signal source for indicating a minimum predetermined level of pressure on said pressure sensing means. 16. The probe as in claim 9, wherein said housing adapted for easy grip by a human hand. 17. The probe as in claim 9, wherein said housing adapted to be placed over a ... |  | A61B005/103
US20040254503 | A1 | 2004-12-16 | Internet-based system and a method for automated analysis of tactile imaging data and detection of lesions | 2004-06-12 | An Internet-based system is described including a number of patient terminals equipped with tactile imaging probes to allow conducting of breast examinations and collecting the 2-D digital data from the pressure arrays of the tactile imaging probes. The digital data is processed at the patient side including a step of detecting moving objects and discarding the rest of the data from further analysis. The data is then formatted into a standard form and transmitted over the Internet to the host system where it is accepted by one of several available servers. The host system includes a breast examination database and a knowledge database and is designed to further process, classify, and archive breast examination data. It also provides access to processed data from a number of physician terminals equipped with data visualization and diagnosis means. The physician terminal is adapted to present the breast examination data as a 3-D model and facilitates the comparison of the data with previous breast examination data as well as assists physicians in feature recognition and final diagnosis. | What is claimed is: 1. An Internet-based system for automated analysis of tactile imaging data and detection of lesions comprising: a host system comprising an information workstation, a first plurality of patient servers and a second plurality of physician servers, said information workstation including a breast examination database and a knowledge database, said breast examination database connected to said first plurality of patient servers and said second plurality of physician servers, said knowledge database connected to physician servers, said host system further including a workstation connected to said information workstation and said first and second plurality of servers, said workstation adapted for database administration and development, a plurality of patient terminals connected via Internet to said first plurality of patient servers, and a plurality of physician terminals connected via Internet to said second plurality of physician servers, wherein said host system configured to process and store breast examination data in said breast examination database, said knowledge database adapted to monitor and detect temporal changes in structural properties of breast tissue indicative of a presence of a lesion. 2. The system as in claim 1, wherein said patient terminals further including a tactile breast imaging probe adapted to acquire said 2-D tactile images, said patient terminals further adapted to transmit said 2-D tactile images to said host system. 3. The system as in claim 1, wherein said host system further includes analysis means for automatic preliminary examination of the breast examination data. 4. The system as in claim 1, wherein said plurality of physician terminals further including processing means for diagnostic evaluation of the breast examination data. 5. A method for acquisition and analysis of tactile imaging data and detection of lesions in a soft tissue comprising the steps of: a. providing a tactile imaging probe with an array of tactile sensors, b. acquiring and preliminary processing tactile imaging data in a 2-D digital format using said imaging probe, c. detecting moving objects data in said tactile imaging data, d. retaining said moving objects data, while discarding other data, e. digitally formatting said data and transmitting thereof to a network for further analysis and diagnosis. 6. The method as in claim 5, wherein said step of detecting said moving objects includes obtaining a prehistory for each of said tactile sensors within a predetermined period of time, determining a signal minimum within that period of time, and subtracting said minimum from the current level of signal to detect said moving objects in said underlying soft tissue. 7. The method as in claim 6, wherein said period of time is about ½ to 1 second. 8. The method as in claim 5, wherein said step “b” further including the steps of temporal and spatial filtration, skewing calculation, and pedestal adjustment. 9. The m... |  | A61B005/103
US20040236239 | A1 | 2004-11-25 | Monitoring device | 2004-06-14 | The present invention provides an apparatus for monitoring breath and heart sounds, the apparatus including, sensors for detecting breath and heart sounds, means for recording breath and heart sounds over time and a pattern classifier for comparing recorded breath and heart sounds with previously recorded breath and heart sounds. | 1. An apparatus comprising a device including at least two sound sensors embedded at different locations in a pad capable of attachment to the skin of a patient, the sensors being suitably positioned in the pad to allow the capture of breath and heart sounds over a period of time, means for recording the heart and breath sounds, and means to analyze the heart and breath sounds. 2. An apparatus as claimed in claim 1 wherein the device comprises at least two sensors positioned such that they are located on each side of the patient's chest. 3. An apparatus as claimed in claim 1 wherein a plurality of sensors are suitability positioned for capturing breath and heart sounds by locating the sensors in a matrix. 4. An apparatus as claimed in claim 1, 2 or 3 wherein the pad is attachable to the patient's skin by adhesive means. 5. An apparatus as claimed in any preceding claim, wherein the pad may be worn or wrapped around a patient to suitability locate the sensors. 6. An apparatus as claimed in any preceding claim wherein the sensors are electronically connected to each other. 7. An apparatus as claimed in any preceding claim wherein the signals produced by the plurality of sensors are transferred to a monitor by a single cable. 8. An apparatus as claimed in any preceding claim wherein the sensors can be used remotely from the recording means and means to analyze the breath and heart sounds. 9. An apparatus as claimed in any preceding claim wherein the means for recording the breath and heart sounds can convert the breath and heart sounds into an analogue signal. 10. An apparatus as claimed in claims 1 to 8 wherein the means for recording the breath and heart sounds can convert the breath and heart sounds into a digital signal. 11. An apparatus as claimed in any preceding claim wherein the means to analyze the breath and heart sounds includes means for determining the geometric position in the body from which the breath and heart sounds originate. 12. An apparatus as claimed in any preceding claim wherein the means to analyze the breath and heart sounds can convert the breath and heart signal to a graphical output that shows the position of particular sounds in relation to the lung and heart. 13. An apparatus as claimed in any preceding claim wherein the means to analyze the breath and heart sounds includes means for bandpass filtering the signal in the range 10 Hz to an upper frequency limit. 14. An apparatus as claimed in any preceding claim wherein the means to analyze the breath and heart sounds includes means for sub-band processing the signal. 15. An apparatus as claimed in claim wherein sub-band processing of the signal uses two sub-bands 10 Hz to fn and from fn to an upper frequency limit wherein fn is the anticipated upper frequency limit of the normal range of 17 sound from the transducer site. 16. An apparatus as claimed in any preceding claim wherein the means to analyze the breath and heart sounds is capable o... |  | A61B005/0205 A61B005/08
US20040215087 | A1 | 2004-10-28 | Compositions and methods for the detection of biomarkers associated with cardiovascular disease | 2004-06-01 | Compositions and methods of detecting biomarkers associated with cardiovascular disease through the use of cardiac tissue microarrays are provided. The compositions of the present invention comprise a human cardiovascular tissue microarray comprising a plurality of tissues derived from at least one human donor, and reflecting at least one state of cardiovascular disease. The methods of the present invention comprise treating a human cardiovascular tissue microarray under conditions such that a biomarker associated with cardiovascular disease is detected. | What is claimed is: 1. A device having a substantially flat surface, wherein a plurality of human cardiovascular tissue samples form at least one human donor are arrayed on said surface, wherein said plurality comprises a first sample from a first disease state and a second tissue sample from a second disease state. 2. The device of claim 1, wherein the second disease state is a later disease state than said first disease state. 3. The device of claim 1, wherein said plurality of human cardiovascular tissue samples further comprise non-diseased cardiovascular tissue controls. 4. The device of claim 1, wherein at least a portion of said human cardiovascular tissue samples comprise cadaveric donor specimens. 5. The device of claim 1, wherein said human cardiovascular tissue samples are derived from more than one human source. 6. The device of claim 1, wherein said human cardiovascular tissue samples are selected from the group consisting of human venous and arterial vessels, ventricles, and auricles. 7. A device having a substantially flat surface, wherein a plurality of human cardiovascular tissue samples from at least one human donor are arrayed on said surface, wherein said plurality comprises a first sample of a first tissue type and a second tissue sample of a second tissue type. 8. The device of claim 7, wherein said plurality of human cardiovascular tissue samples further comprise non-diseased cardiovascular tissue controls. 9. The device of claim 7, wherein at least a portion of said human cardiovascular tissue samples comprise cadaveric donor specimens. 10. The device of claim 7, wherein said human cardiovascular tissue samples are derived from more than one human source. 11. The device of claim 7, wherein said human tissue samples are selected from the group consisting of human venous and arterial vessels, ventricles, and auricles. 12. A device having a substantially flat surface, wherein a plurality of tissue samples from at least one human donor are arrayed on said surface, wherein said plurality comprises a first group of tissue samples and a second group of tissue samples, wherein said first group comprises cardiovascular tissue samples and said second group comprises non-cardiovascular tissue. 13. The device of claim 12, wherein at least a portion of said cardiovascular tissue samples of said first group are from diseased tissue. 14. The device of claim 13, wherein at least a portion of said diseased cardiovascular tissue samples are from at least two different cardiovascular disease states. 15. The device of claim 14, wherein the two different disease states are temporally different disease states. 16. The device of claim 13, wherein at least a portion of said diseased cardiovascular tissue samples are from at least two different cardiovascular tissue types. 17. The device of claim 12, wherein at least a portion of said non-cardiovascular tissue samples of said second group are from healthy tissue. ... |  | A61B005/02
US20040242981 | A1 | 2004-12-02 | Method and apparatus for increasing aircraft safety | 2004-05-18 | A method and apparatus for increasing aircraft safety by monitoring and providing a signal indicative of a blood oxygen level below a selected minimum of an aircraft pilot while in flight. | What is claimed is: 1. A system for increasing aircraft safety by monitoring and providing a signal indicative of the blood oxygen level of a pilot in an aircraft, the system comprising: a) A blood oxygen level sensor in contact with a selected area of the pilot's body; and, b) A signal generator in communication with the blood oxygen level sensor and adapted to generate a signal when the pilot's blood oxygen level drops below a selected blood oxygen level. 2. The system of claim 1 wherein the blood oxygen level sensor is a fingertip blood oxygen level sensor adapted to sense the pilot's blood oxygen level when the blood level sensor is positioned on one of the pilot's fingers. 3. The system of claim 2 wherein the blood oxygen level sensor is in communication with a wristband including the signal generator. 4. The system of claim 1 wherein the signal generator is adapted to administer a slight electrical shock signal to the pilot when the pilot's blood oxygen level drops below a selected minimum level. 5. The system of claim 1 wherein the blood oxygen level sensor is in communication with a visual signal generator that is indicative of the pilot's blood oxygen level. 6. The system of claim 1 wherein the blood oxygen level sensor is in communication with an audible signal generator adapted to generate an audible signal when the pilot's blood oxygen level drops below a selected minimum level. 7. The system of claim 1 wherein the blood oxygen level sensor is in communication with at least one of an autopilot system, an auto-land system, an altitude limitation system, an emergency oxygen supply system and a pressurization system. 8. The system of claim 1 wherein the pilot can reset the signal generator. 9. The system of claim 1 wherein the blood oxygen level sensor comprises an earlobe probe. 10. The system of claim 9 where in the earlobe probe is mounted in the pilot's helmet. 11. The system of claim 9 wherein the blood oxygen level sensor is in communication with at least one of a blood oxygen level visual indicator, an audible signal generator system, an autopilot system, an auto-land system, an emergency oxygen supply system, an altitude limiting system and a pressurization system. 12. The system of claim 11 wherein at least one of the systems is activated by a drop in the pilot's blood oxygen level below a selected minimum blood oxygen level. 13. The system of claim 11 wherein each system includes a pilot reset and override option. 14. A method for increasing aircraft safety by monitoring and providing a signal indicative of the blood oxygen level of a pilot in an aircraft, the method comprising: a) monitoring the blood oxygen level of the pilot; and, b) generating a signal indicative of the pilot's blood oxygen level when the pilot's blood oxygen level drops below a selected blood oxygen level. 15. The method of claim 14 wherein the pilot's blood oxygen level is monitored by a fingertip blood oxygen level sensor.... |  | A61B005/00
US20040225224 | A1 | 2004-11-11 | Integrated inflating and quick releasing device for electronic sphygmomanometer | 2003-05-05 | An electronic sphygmomanometer, comprising a processor, a pressure sensor coupled to said processor, a cuff coupled to said pressure sensor, an inflating and quick releasing unit coupled to said cuff and a slow deflating device. The inflating and quick releasing unit has a driving element (motor), an inflating device, and a quick releasing device, and the driving element (motor) drives the inflating device in one direction to inflate air into the cuff and increase the pressure after receiving an inflating signal from the processor. The slow deflating device deflates the air in the cuff to adjust the pressure after the pressure reaches a predetermined setting. After the measurements are completed, the driving element (motor) instructs the quick releasing device in the inflating and quick releasing unit to rotate in the opposite direction to quickly discharge the air remaining in the cuff. Such arrangement constitutes an inflating and quick releasing device that can be inflated and quickly deflated. | What is claimed is: 1. An integrated inflating and quick releasing unit for electronic sphygmomanometer being coupled to a processor, a cuff, a slow deflating device and a pressure sensor, characterized in that: said inflating device receives a signal from the processor, the inflating device is driven in one direction to inflate the cuff and increase the pressure until the pressure reaches a predetermined setting; the pressure of the cuff is then reduced gradually as the slow deflating device discharges the air; the pressure sensor transmits the signal to the processor to start blood pressure measurement; after the systolic pressure, diastolic pressure, and heartbeats are measured and calculated, the processor instructs the inflating device to rotate in the opposite direction for the quick releasing device in the inflating and quick releasing unit to quickly discharge the remaining air in the cuff. 2. The integrated inflating and quick releasing unit for electronic sphygmomanometer of claim 1, wherein said inflating device comprises a driving unit, a main gear disposed on said driving unit, a motion rod disposed on said main gear, a transmission member coupled to said motion rod, an air inlet valve and an air outlet coupled to said transmission member. 3. The integrated inflating and quick releasing unit for electronic sphygmomanometer of claim 1, wherein said quick releasing device comprises a transmission gear engaged to a main gear, a link rod coupled to said transmission gear, a wedge member disposed adjacent to said link rod, a prop member disposed adjacently to said wedge member, a sealing member disposed adjacently to said prop member, and an elastic member disposed on another side of the sealing element. 4. The integrated inflating and quick releasing unit for electronic sphygmomanometer of claim 3, wherein said elastic member is a spring. 5. The integrated inflating and quick releasing unit for electronic sphygmomanometer of claim 3, wherein said sealing member is one selected from the collection of a spherical member and a cylindrical member integrated with said prop member and said sealing member as a whole. 6. The integrated inflating and quick releasing unit for electronic sphygmomanometer of claim 3, wherein said wedge member is a lever device. 7. The integrated inflating and quick releasing unit for electronic sphygmomanometer of claim 1, wherein said unit drives the inflating device in one direction to inflate the cuff and increase the pressure, and in the opposite direction to discharge the pressure in the cuff by the quick releasing device. |  | A61B005/02
US20040225233 | A1 | 2004-11-11 | Magnetic guidewires | 2003-05-09 | A system for placement of a medical device in a body passage including a first and second guidewire, each configured with magnets on their distal ends. The guidewires are inserted through different access sites of a body passage and blindly connected using the magnets. The first guidewire is inserted into a first insertion site and the second guidewire is inserted into a second insertion site. Once the distal ends of the guidewires are attached, the second guidewire can then be removed from the first insertion site, detached from the first guidewire and attached to a medical device. The distal end of the second guidewire can then be pulled through the second insertion site to guide the medical device into a desired location in the body passage. | What is claimed is: 1. A system for the introduction and placement of a medical device in a body passage, comprising: an access guidewire having a distal end for inserting into a first insertion site of the body passage; a pulling guidewire having a distal end for inserting into a second insertion site of the body passage; a first magnet attached to the distal end of the access guidewire; and a second magnet attached to the distal end of the pulling guidewire. 2. The system of claim 1, wherein the first magnet includes a flange for retaining the second magnet. 3. The system of claim 1, further including a connector having a proximal end configured for attaching to a medical device and a distal end configured for attaching to the distal end of the pulling guidewire. 4. The system of claim 3, wherein the medical device connector includes a cam lock for attaching the second magnet on the pulling guidewire. 5. The system of claim 3, wherein the medical device connector includes a threaded lumen for removably attaching to a screwhead on the pulling guidewire. 6. The system of claim 1, wherein at least one of the access guidewire and the pulling guidewire includes a flexible portion. 7. A method for the introduction and placement of a medical device in a vasculature of a patient, comprising: providing a first guidewire having a distal end attached to a first magnet; providing a second guidewire having a distal end attached to a second magnet; inserting the first guidewire into a first insertion site of a patient vasculature; inserting the second guidewire into a second insertion site of the patient vasculature; positioning the first magnet proximal to the second magnet to removably couple the distal end of the first guidewire to the distal end of the second guidewire; manipulating the first guidewire to remove the second guidewire from the first insertion site; uncoupling the first guidewire from the second guidewire; attaching the distal end of the second guidewire to a medical device; and retracting the second guidewire through the second insertion site, so as to position the medical device at a desired location in the patient vasculature. 8. The method of claim 7, further comprising configuring the first magnet with means for mechanically retaining the second magnet. 9. The method of claim 7, further comprising configuring the medical device with a connector for removably attaching the medical device to the second guidewire. 10. The method of claim 9, further comprising configuring the medical device connector with a receptacle for removably receiving the second magnet. 11. The method of claim 9, further comprising configuring the medical device connector with a threaded lumen for removably attaching to a screwhead on a distal portion of the second guidewire. 12. The method of claim 7, further comprising configuring the first guidewire with a flexible portion proximate the distal end of the first guidewire. 13. The method... |  | A61B005/00 A61M025/09
US06800060 | B2 | 2004-10-05 | Swallowable data recorder capsule medical device | 2003-09-16 | A swallowable data recorder medical device includes a capsule including a sensing module for sensing a biologic condition within a body. A recording module is provided including an atomic resolution storage device. The recording module is electrically coupled to the sensing module for recording data representative of the sensed biologic condition in the atomic resolution storage device. A power supply is coupled to the recording module. | What is claimed is: 1. A swallowable data recorder medical device comprising:a capsule including: a sensing module for sensing a biologic condition within a body, the sensing module including a video receiver, wherein sensing the biologic condition includes the video receiver receiving video of the biologic condition; a recording module including an atomic resolution storage device, the recording module electrically coupled to the sensing module for recording data representative of the sensed biological condition, in the atomic resolution storage device; and a power supply coupled to the recording module. 2. The device of claim 1, wherein the sensing module further includes an illumination source. 3. The device of claim 1, wherein the sensing module provides an output signal representative of the sensed biological condition, and the recording module includes a controller for receiving the output signal from the sensing module. 4. The device of claim 3, wherein the controller performs one or more logical operations using the output signal, and selectively provides output data to the atomic resolution storage device based upon the logical operations. 5. The device of claim 1, wherein the recording module includes programmable logic. 6. The device of claim 5, wherein the programmable logic is located on the atomic resolution storage device. 7. The device of claim 1, wherein the atomic resolution storage device further comprises:a field emitter fabricated by semiconductor microfabrication techniques capable of generating an electron beam current; and a storage medium in proximity to the field emitter and having a storage area in one of a plurality of states to represent the information stored in the storage area via the field emitter, representative of the sensed biological condition. 8. The device of claim 7, wherein an effect is generated when the electron beam current bombards the storage area, wherein a magnitude of the effect depends upon the state of the storage area, and wherein the information stored in the storage area is read by measuring the magnitude of the effect. 9. The device of claim 7, further comprising:a plurality of storage areas on the storage medium, with each storage area being in one of the plurality of states to represent the information stored in the storage area; and a microfabricated mover in the storage device to position different storage areas to be bombarded by the electron beam current. 10. The device of claim 9, further comprising:a plurality of field emitters, with each emitter being fabricated by semiconductor microfabrication techniques capable of generating an electron beam current, the plurality of field emitters being spaced apart, with each emitter being responsible for a number of storage areas on the storage medium; wherein the plurality of the field emitters work in parallel to increase the data rate of the storage device. 11. The device of claim 1, wherein the sensing module includes at lea... | Hewlett-Packard Development Company, L.P. | A61B005/00
US06810279 | B2 | 2004-10-26 | Hyperspectral imaging calibration device | 2001-11-07 | Hyperspectral imaging calibration devices and methods for their use are described that generate images of three dimensional samples. A calibration device may assume the shape of a desired imaging sample such as a body part and may be sterile prior to placement. The calibration device may include openings or may be modified to expose a region of the sample during use. Spectral images, typically obtained at multiple wavelengths, are made of the calibration device. Algorithms are provided that utilize the spectral images of the calibration device to determine the effects of lighting conditions and sample shape on the sample image to form a calibrated image. Calibrated images produced by these devices and methods can provide information, including clinical data that are less sensitive to lighting and sample shape compared to alternative technologies. | What is claimed is: 1. A hyperspectral image calibration pad that has at least one surface exterior to a body part with the following optical properties:a. at least 95% opaque to electromagnetic radiation over a predetermined wavelength range of at least 50 nanometers; b. a predetermined reflectance of at least 1 percent to wavelengths of light over said wavelength range; c. a reflectance value for at least a first wavelength within said 50 nanometer wavelength range that varies less than 10% over a desirable image region; and d. a reflectance value for at least a second wavelength within said 50 nanometer wavelength range that varies less than 10% over a desirable image region. 2. The calibration pad of claim 1 wherein the pad is form fitting to a sample to assume the shape of that sample. 3. The calibration pad of claim 1 wherein the pad conforms to said at least one surface with minimal deformation that would effect imaging. 4. The calibration pad of claim 1 wherein the pad is form fitting to approximate surface contours of at least one surface to be imaged. 5. The calibration pad of claim 1 prepared by a process comprising:a. bathing the pad in a solution; and b. packaging the pad from step a. 6. The calibration pad of claim 1 comprising a hydrogel pack. 7. The calibration pad of claim 1 wherein the at least 50 nanometer wavelength range is at least 100 nanometers. 8. The calibration pad of claim 1 wherein the at least 50 nanometer wavelength range is at least 200 nanometers. 9. The calibration pad of claim 1 wherein the at least 50 nanometer wavelength range is at least 400 nanometers. 10. The calibration pad of claim 1 wherein the at least 50 nanometer wavelength range is at least 700 nanometers. 11. The calibration pad of claim 1 wherein the predetermined reflectance is at least 5 percent. 12. The calibration pad of claim 1 wherein the predetermined reflectance is at least 10 percent. 13. The calibration pad of claim 1 wherein the predetermined reflectance is at least 25 percent. 14. The calibration pad of claim 1 wherein reflectance properties of the exterior surface change as a function of temperature. 15. The calibration pad of claim 1 wherein reflectance properties of the exterior surface change as a function of humidity. 16. The calibration pad of claim 1 wherein the pad is polarized to electromagnetic radiation over said predetermined wavelength range. 17. The calibration pad of claim 1 wherein the pad becomes transparent or translucent upon contact with an aqueous solution. 18. The calibration pad of claim 1 wherein the pad becomes opaque upon contact with an aqueous solution. 19. The calibration pad of claim 1 further comprising one or more fiducial markers for spatial registration useful for imaging. 20. The calibration pad of claim 1 further comprising one or more fiducial markers with a predetermined geometric relationship for spatial registration between image acquisitions. 21. The calibration pad of cla... | HyperMed, Inc. | A61B005/05
US06814706 | B2 | 2004-11-09 | Skin patch including a temperature sensor | 2002-02-08 | A skin patch includes first and second layers of material and a telesensor sandwiched between the first and second layers. The first layer has a coating of skin-compatible adhesive material on its face that is remote from the second layer. | What is claimed is: 1. A skin patch comprising:a first layer of material, the first layer having first and second opposite main faces and the first main face having a coating of skin-compatible adhesive material, a second layer of material, the second layer having first and second opposite main faces and the first main face of the second layer being in confronting relationship with the second main face of the first layer, and a telesensor for emitting a signal that represents a physiological parameter sensed by the telesensor, the telesensor being sandwiched between the first and second layers, and wherein the first and second layers are permeable to water vapor. 2. A skin patch according to claim 1, wherein the first layer is a flexible circuit substrate of electrically insulating material and the telesensor is attached to the flexible circuit substrate. 3. A skin patch according to claim 2, wherein the flexible circuit substrate is formed with through holes spaced from the telesensor. 4. A skin patch according to claim 3, wherein the telesensor includes at least one electrical component attached to the flexible circuit substrate, and wherein the holes are spaced from said electrical component. 5. A skin patch according to claim 1, wherein the telesensor is a temperature sensor that includes an astable multivibrator incorporating a thermistor, the astable multivibrator generating a square wave output signal having a duty cycle that depends on the temperature of the thermistor, and the temperature sensor further comprises a microcontroller that receives the output signal of the multivibrator and generates said temperature signal. 6. A skin patch according to claim 5, wherein the temperature sensor further includes a radio transmitter connected to the microcontroller for receiving the temperature signal and encoding a carrier signal with the temperature signal, and an antenna for radiating the encoded carrier signal. 7. A skin patch according to claim 6, wherein the temperature sensor includes a means for encoding the carrier signal with identifying information. 8. A skin patch according to claim 1, including a flexible circuit substrate having first and second opposite main faces, the first main face of the flexible circuit substrate being in confronting relationship with the second main face of said first layer and the second main face of the flexible circuit substrate being in confronting relationship with the first main face of the second layer, and wherein the telesensor is attached to the flexible circuit substrate at the second main face thereof. 9. A skin patch according to claim 1, wherein the second layer is a conformal coating over the telesensor. 10. A skin patch according to claim 1, wherein the second layer is permeable to water vapor at its first face and is impermeable to liquid water at its second face. 11. A skin patch according to claim 10, further comprising a conformal coating of electrically insulating and water ... | Mini Mitter Co., Inc. | A61B005/00
US06805668 | B1 | 2004-10-19 | System and method for processing patient polysomnograph data utilizing multiple neural network processing | 2002-06-26 | A system and method for processing patient polysomnograph data are provided. An abstractor obtains raw patient polysomnograph data and generates a subset of the data to include selected factors, including data clusters. The subset of the patient polysomnograph data is transferred to two or more neural networks that process the data and generate sleep classification data. An integrator obtains the sleep classification data from the two or more neural networks by integrating the sleep classification data from each neural network. A cumulative sleep stage score is generated including confidence values and accuracy estimations for review. | What is claimed is: 1. A system for processing a set of patient polysomnograph data, the system comprising:two or more distinct neural networks, each neural network obtaining the set of patient polysomnograph data and generating a sleep classification data therefrom; and an interpreter obtaining the sleep classification data generated by the two or more neural networks and generating a cumulative sleep stage score. 2. The system as recited in claim 1 further comprising an abstractor operable to obtain the patient polysomnograph data and generate a subset of the patient polysomnograph data. 3. The system as recited in claim 2, wherein the subset of the patient polysomnograph data includes at least 24 factors. 4. The system as recited in claim 3, wherein the factors include a selection from the group consisting of a fast fourier transform in a delta band, a fast fourier transform power in a beta band, fast fourier transform power in an alpha band, a ratio of alpha band power to delta band power, a total power in the delta, alpha and beta band, a number of alpha wave segments, a total area of alpha wave segments, a percentage of pages comprised of K-complexes in the alpha band, a number of K-complexes per page, a percentage of pages comprised of K-complexes in the delta band, a number of spindles per page, a total area of spindle segments, a percentage of pages comprising spindles, a number of position changes per page, a number of eye movements both in and out of phase per page, a percentage of pages with eye movements, a number of REM movements per page, a ratio of eye movements in a first half versus a second half of page, a measure of in-phase versus out-of-phase activity, a number of chin movements per page, a total area of chin activity, a percentage of page with chin activity, a ratio of chin activity in a first half versus a second half per page, and a total area of chin/EEG noise. 5. The system as recited in claim 2, wherein the abstractor is further operable to generate at least one patient data cluster, the patient data cluster including a grouping of two or more patient data factors. 6. The system as recited in claim 5, wherein the patient data cluster includes a ratio of eye movements in a first half versus a second half of a page. 7. The method recited in claim 5, wherein the patient data cluster includes a ratio of chin activity in a first half versus a second half of a page. 8. The system as recited in claim 1, wherein the cumulative sleep stage score is generated by integrating sleep classification data from a first neural network with sleep classification data obtained from a second neural network. 9. The system as recited in claim 1, wherein the interpreter is further operable to generate a confidence value for the cumulative sleep stage score. 10. The system as recited in claim 9, wherein the confidence value is embodied as the quotient of a numerical value corresponding to a selected sleep stage score divided by the ... | Cadwell Industries, Inc. | A61B005/04 G06F015/18
US06807442 | B1 | 2004-10-19 | System for reducing signal disturbances in ECG, which disturbances are caused by cardio-pulmonary resuscitation | 2000-08-25 | A system for reducing signal disturbances in ECG, which disturbances are caused by cardio-pulmonary resuscitation (CPR). The system includes a measuring device for measuring one or more signals derived from parameters such as compression depth, lung inflation etc. as a result of CPR. The parameter signals form one or more reference signals that correlate with the signal disturbances. One or more adaptive filters filter the signals out from the signal that constitutes the ECG signals so as to remove disturbances caused by CPR. | What is claimed is: 1. A system for reducing signal disturbances in ECG of a patient, which disturbances are caused by cardio-pulmonary resuscitation (CPR), the system comprising:a device for measuring ECG signals, a plurality of devices for measuring respective reference signals that arise as a function of CPR, where references signals represent measurements that are related to causes of signal disturbances in ECG, and a computational unit connected by separate inlets to receive respective reference and ECG signals, wherein the computational unit includes one or more digital adaptive filters which calculate an estimate of the signal disturbance as a function of the correlation between the signal disturbance caused by CPR and the reference signals to enable the computational unit to produce an output that represents the difference between the ECG signal and the estimated signal disturbance; and the plurality of devices for measuring respective reference signals that arise as a function of CPR comprise a device for measuring a reference signal by measuring an impedance change between two electrodes placed at standard defibrillation positions and a device for measuring another reference signal by estimating a current running between the patient and a ground of the device for measuring ECG signals. 2. A system according to claim 1, wherein the device for measuring a reference signal by measuring an impedance change measures a change of impedance in a chest during a chest compression. 3. A system according to claim 1, wherein the devices for measuring reference signals further comprise a device for measuring compression depth as a reference signal, including a linear position transmitter installed on an automatic CPR machine. 4. A system according to claim 1, wherein the devices for measuring reference signals further comprise a device for measuring compression depth as a reference signal, including a pressure sensor that reads the pressure that drives a piston in an automatic CPR machine. 5. A system according to claim 1, wherein the device for measuring a reference signal by measuring an impedance change measures a change of impedance in a chest during a lung inflation. 6. A system according to claim 1, wherein the devices for measuring reference signals further comprise a device for measuring lung inflation as a reference signal, including a pressure sensor that is connected to a patient's respiratory passage. 7. A system according to claim 1, wherein the devices for measuring reference signals further comprise a device for measuring lung inflation as a reference signal, including a flow meter connected to a respiratory passage going into and out of a patient. 8. A system according to claim 1, wherein the devices for measuring reference signals further comprise a device for measuring lung inflation as a reference signal, including a thermocouple that is actuated by air flowing into and out of a patient. 9. A system according to claim 1,... | Laerdal Medical AS | A61B005/0402
US06946839 | B2 | 2005-09-20 | Magnetic resonance imaging method and apparatus with spatial coding using readout segmentation | 2004-04-23 | In a method and apparatus for magnet resonance imaging, and RF excitation pulse is emitted for the excitation of spins in an object to be examined and simultaneously a slice-selection gradient is activated during the RF excitation pulse, a pulse series of refocusing pulses is emitted, a slice-selection gradient pulse is activated during each refocusing pulse, and alternating readout gradient pulse series are activated, each series being in the pulse between two refocusing pulses, with a de-phasing pulse being activated immediately before each readout gradient pulse series and a re-phasing pulse being activated immediately after the each readout gradient pulse series such that a corresponding offset is produced in the readout direction so that each readout gradient pulse series scans a part of the k-matrix in the kx direction in a serpentine-like manner, with the serpentine-like scanning of each partial section being implemented by activating short phase-coding gradient pulses during each zero point of the corresponding readout-gradient pulse series. | 1. A method for magnetic resonance imaging comprising the steps of: (a) emitting a radio-frequency excitation pulse for exciting nuclear spins in an object, the excited nuclear spins causing magnetic resonance signals to be emitted; (b) selecting a slice in said object in which said nuclear spins are excited by simultaneously activating a slice selection gradient during emission of said radio-frequency excitation pulse; (c) activating a pulse series comprising a plurality of refocusing pulses; (d) during each refocusing pulse, activating a slice selection gradient pulse; and (e) activating alternating readout gradient pulse series respectively between successive ones of said refocusing pulses, and activating a dephasing pulse immediately before each readout gradient pulse series and activating a re-phasing pulse immediately after readout gradient pulse series for producing an offset in a readout direction for causing each readout gradient pulse series to scan a portion of k-space in a kx direction in a serpentine-like path, said serpentine-like path in each part of k-space being produced by activating short phase-coding gradient pulses during each zero point of the associated readout gradient pulse series. 2. A method as claimed in claim 1 comprising employing a 90° pulse as said RF excitation pulse. 3. A method as claimed in claim 1 comprising employing 180° pulses respectively as said refocusing pulses. 4. A method as claimed in claim 1 comprising equidistantly spacing the respective refocusing pulses from each other. 5. A method as claimed in claim 1 wherein each readout gradient pulse series has a gradient moment associated therewith that is sufficiently small for producing short gradient echo spacing for producing insensitivity to magnetic field susceptibilities and dynamic magnetic field discontinuities. 6. A method as claimed in claim 1 comprising combining steps (a), (b), (c), (d) and (e) with a partial Fourier acquisition technique. 7. A method as claimed in claim 1 comprising combining steps (a), (b), (c), (d) and (e) with a partial parallel imaging technique. 8. A method as claimed in claim 7 comprising selecting said partial parallel imaging technique from the group consisting of SMASH, SENSE and GRAPPA. 9. A method as claimed in claim 1 comprising implementing magnetization preparation using RF pulses and magnetic field gradient pulses for at least one of diffusion weighting and fluid suppression. 10. A method as claimed in claim 1 comprising, after said radio-frequency excitation pulse in step (a), scanning only said part of k-space, and scanning an entirety of k-space by repeating step (a). 11. A method as claimed in claim 1 comprising phase coding said magnetic resonance signals in a slice-selection direction using slice-selective excitation pulses for 3D imaging. 12. A method as claimed in claim 1 comprising phase coding said magnetic resonance signals in a slice-selection direction using non-slice-selective excitatio... | Siemens Aktiengesellschaft | G01V003/00
US06807441 | B2 | 2004-10-19 | Evaluation of tumor angiogenesis using magnetic resonance imaging | 2001-05-18 | Two sets of time course NMR data are acquired using an EPI pulse sequence in which both gradient recalled echo NMR signals and spin-echo NMR signals are acquired after bolus injection of a contrast agent. The gradient-echo signals and spin-echo NMR signals are employed to calculate rCBV maps which are corrected for contrast leakage and used as a measure of tumor angiogenesis. Both the gradient echo and spin echo signals are employed to calculate a ΔR2 weighting ratio which is also a measure of tumor angiogenesis. | What is claimed is: 1. A method for producing an image of a patient's brain using a magnetic resonance imaging (MRI) system, the steps comprising:a) injecting a contrast agent which alters the T1 relaxation constant in blood flowing through the patient's brain; b) acquiring two time course image data sets using the MRI system during the first passage of the contrast agent through the patient's brain with a pulse sequence in which gradient-recalled NMR signals are acquired to form one time course image data set and in which spin-echo NMR signals are acquired to form a second time course image data set; c) producing a relative cerebral blood volume image (rCBV) using images reconstructed from NMR signals in one of the time course image data sets; and d) correcting the rCBV image for leakage of contrast agent out of the patient's vasculature. 2. The method as recited in claim 1 in which step d) is performed by:i) calculating from one of said time course image data sets a permeability weighting factor image (K2); ii) calculating from one of said time course image data sets a transverse relaxation rate change (ΔR2*(t)); and iii) combining the product of the results in steps i) and ii) with the rCBV image. 3. The method as recited in claim 2 in which step iii) is performed by multiplying values in the permeability weighting factor image (K2) by the results calculated in step ii) and adding the result to the rCBV image. 4. The method as recited in claim 1 in which the pulse sequence is an echo-planar imaging pulse sequence. 5. The method as recited in claim 1 in which step c) is performed using the gradient-recalled NMR signals. 6. The method as recited in claim 5 which includes:e) producing a second relative cerebral blood volume imaging (rCBVSE) using images reconstructed from the spin-echo NMR signals in the other one of the time course image data sets; and f) correcting the second rCBVSE image for leakage of contrast agent out of the patient's vasculature. 7. The method as recited in claim 6 which includes:g) calculating a set of T2 relaxation rate images from the one time course image data set; h) calculating a second set of T2 relaxation rate images from the other one of the time course image data sets; and i) calculating a ratio image by averaging the ratios of corresponding values in the first and second set of T2 relaxation rate images. | The MCW Research Foundation Inc. | A61B005/03 A61B005/05
US06826422 | B1 | 2004-11-30 | Spectral volume microprobe arrays | 2000-01-11 | Methods and apparatus are provided for determining a characteristic of a sample of a material by the interaction of electromagnetic radiation with the sample. The apparatus includes an optical assembly and a protective barrier. The optical assembly sequentially illuminates a plurality of volume elements in the sample with an intensity distribution in the sample that drops off substantially monotonically from a first region in a first optical path and collects electromagnetic radiation emanating from each of the volume elements. The optical assembly collects the electromagnetic radiation emanating from each of the volume elements with a collected distribution that drops off substantially monotonically from a second region in a second optical path. The first and second regions at least partially overlap in each of the volume elements. The optical assembly can be configured as a probe, to be directed to the evaluation of a sample of a biological material. A protective barrier can be disposed between the optical assembly and a body tissue, to prevent contamination of the optical assembly by said body tissue. | What is claimed is: 1. Apparatus for determining a characteristic of a sample of biological material, comprising:a probe having an optical assembly that sequentially directs a first set of electromagnetic radiation to a plurality of locations in a sample with an intensity distribution in the sample that drops off substantially monotonically from a first region in a first optical path and that receives a response indicative of a second set of electromagnetic radiation, said second set comprising electromagnetic radiation emanating from each of said locations, said optical assembly collecting said second set of electromagnetic radiation with a collection distribution that drops off substantially monotonically from a second region in a second optical path, said first and second regions at least partially overlapping in each of said locations, said optical assembly comprising at least one array of field stops whose dimensions are large compared to a quotient of wavelength of said electromagnetic radiation divided by a working numerical aperture of said optical assembly, measured from said field stops; a detector coupled to said received response to produce signals that vary according to said characteristic in each of said locations; a processor that processes signals produced by the detector to determine the characteristic of the sample; and a sheath that covers the probe. 2. The apparatus of claim 1 wherein the probe comprises at least one pin and the sheath comprises at least one region corresponding to the at least one pin of the probe. 3. apparatus according to claim 2, wherein the optical assembly is inoperative in the absence of the sheath. 4. The apparatus according to claim 2, wherein the sample of biological material exists in continuity with an in-vivo body tissue. 5. The apparatus according to claim 4, wherein the sheath prevents the probe from contacting the in-vivo body tissue. 6. The apparatus according to claim 4, wherein the sheath prevents the probe from contacting a tissue in proximity to the in-vivo body tissue. 7. The apparatus according to claim 4, wherein the sheath is for a single use. 8. The apparatus according to claim 7, wherein the sheath is for positioning upon the probe in a unique position. 9. The apparatus according to claim 7, wherein the sheath is attached to the probe, and wherein a detachment of the sheath from the probe renders the sheath inoperable. 10. The apparatus according to claim 7, wherein the sheath further comprises a marker bearing data identifying the sheath, and wherein the probe further comprises a reader to read the data on the marker, and a processing system to correlate the data on the marker with an indicator that relates to an unused state of the sheath. 11. The apparatus according to claim 7, wherein the sheath further comprises a marker bearing data identifying the sheath, and wherein the probe further comprises a reader to read the data on the marker, and an indicator that relates... | MediSpectra, Inc. | A61B005/05
US06829378 | B2 | 2004-12-07 | Remote medical image analysis | 2001-05-04 | The Remote Medical Image Analysis System implements a process for providing computerized medical image analysis for medical service providers using an Application Service Provider [ASP] model. To analyze a medical image, the system accepts a medical image file from a remotely located user. The medical image file is transferred over a computer network, such as the Internet, wherein the system analyzes the medical image file. The analysis results (which may include transformed images, reports, and diagnoses) are then transferred by the system to the user over the computer network. To accomplish this task, the system implements web servers, application servers, and processing servers, with data servers utilizing a database for data storage and retrieval, coordinating data flows among the various servers and system users and archiving data for longer-term storage. | What is claimed is: 1. A process of providing a computerized medical image analysis system comprising the steps of:(I) prompting a user to select a system option, said prompting comprising the steps of: (A) providing the user with a set of system options for processing said medical image, said system options comprising: (i) an image analysis request; and (ii) an analysis results retrieval request; (B) requesting that the user select at least one of said system options; and (C) accepting said user selected system options; (II) analyzing a medical image file if the user selected said image analysis request, said analyzing comprising the steps of: (A) requesting that the user provide medical image information, said image information comprising: (i) a location of a medical image file; (ii) a job identifier; and (iii) processing parameters for analyzing said image file; (B) processing said medical image information, said processing comprising the steps of: (i) saving said medical image information in a database; and (ii) transferring said medical image file to said database, wherein said medical image file is obtained from said location of said medical image file; (C) analyzing said medical image file, said analyzing comprising the steps of: (i) transforming said image file, wherein said transforming creates a transformed image file; (ii) storing said transformed image file in said database, wherein said transformed image file is linked to said job identifier; (iii) generating an analysis report, wherein said analysis report contains a medical interpretation of said transformed image file; and (iv) storing said analysis report in said database wherein said analysis report is linked to said job identifier; and (D) notifying the user that said analysis is complete; (III) transferring analysis results to the user if the user selected said analysis results retrieval request, said transferring comprising the steps of: (A) requesting analysis results retrieval transfer information from the user, said analysis results retrieval transfer information comprising: (i) a job identifier; and (ii) an transfer options list, wherein the user can select one or more transfer options from said transfer options list; (B) accepting the analysis results retrieval transfer information provided by the user; (C) performing an analysis results transfer to the user. 2. The process of claim 1 further comprising the steps of:(I) processing a user login request, said login request comprising the steps of: (A) providing the user with a login prompt; (B) accepting a user login input; and (C) processing the user login input; (II) allowing the user to log off said medical imaging system; and further wherein said notifying the user that said analysis is complete can occur either when the user is logged on or when the user is logged off the system. 3. The process of claim 2 wherein said notifying the user that said analysis is complete is done by using email. 4. The process of cl... | Biomec, Inc. | G06K009/00 A61B005/00
US07195602 | B2 | 2007-03-27 | Dual-chamber liquid receiving and containing device | 2004-04-29 | A dual-chamber device for receiving and containing a liquid, particularly urine, employs a generally cylindrical body having a detachable top cover and an internal, transverse, funnel-shaped wall. The transverse wall has a central circular orifice and divides the body into lower and upper chambers for respectively receiving and retaining fore-stream and mid-stream urine liquid samples. A floatable orifice stopper in the lower chamber is responsive to fore-stream liquid filling the lower chamber to a predetermined level for closing the orifice, so that subsequent, mid-stream urine liquid is received into the upper chamber. An annular float beneath the orifice stopper assures proper stopper closing of the orifice. A bottom cover has an upstanding stopper pushing column and a flexible, spring-like, annular web adjacent the cover periphery. When the urine liquid has been collected in the device and the device is pushed downwardly onto the bottom cover, the web flexes, causing the bottom cover column to force the stopper tightly into the orifice, and locks over center to positively lock the stopper into the orifice to prevent leakage between the two chambers. Other mechanisms, including a urine liquid released compression spring, a urine liquid swellable hydrophilic material, a urine liquid activated effervescent tablet, magnetic elements and urine liquid activated adhesive, are disclosed for positively locking the stopper into the orifice. | 1. A dual-chamber liquid receiving and retaining device which comprises: a. a liquid receiving and retaining body, said body having a continuous outside wall, and an open top and an open bottom;b. a detachable top cover and a detachable bottom cover for said body;c. a funnel-shaped transverse inner wall dividing said body into an upper liquid receiving and retaining chamber and a lower liquid receiving and retaining chamber, said transverse inner wall tapering downwardly toward a transverse inner wall orifice which enables liquid flow communication between said upper and lower chambers;d. an annular depending locking flange surrounding said orifice, said flange being formed having a narrow inner annular locking recess; ande. an orifice stopper disposed in said lower chamber, said stopper being responsive to liquid filling said lower chamber to a predetermined level for causing the stopper to float upwardly into sealing engagement with said orifice for preventing liquid flow into the lower chamber, said stopper being formed having a narrow external annular bead shaped to latch into said locking flange annular recess when the stopper is tightly received into said orifice; andf. an annular, spring-like flexible web formed in said bottom cover and responsive to a downward pushing on the device for deflecting upwardly in a manner causing a central upstanding region of the bottom cover to engage said stopper and force the stopper upwardly into said orifice and latch said stopper external annular bead into said locking flange annular recess for tightly sealing the orifice against liquid leakage past the stopper. 2. The dual-chamber device as claimed in claim 1, wherein when said web is upwardly deflectable to cause said bottom cover upstanding region to force the stopper tightly into said orifice and latch said stopper external annular bead into said locking flange annular recess, the web being lockable over-center to positively lock the stopper into the orifice and latch said stopper external annular bead into said locking flange annular recess so as to assure that liquid does not leak past the stopper between said upper and lower chambers. 3. The dual-chamber device as claimed in claim 2, including a bottom cover extension sized for attachment to said downwardly extending bottom cover region, said bottom cover extension being sized to provide a larger device body footprint and an additional height to the downwardly extending bottom cover region so as to assure said over-center locking of the web and latching of said stopper external annular bead into said locking flange annular recess so as to secure locking of the stopper into the orifice. | - | A61B005/00 B65D081/00
US07610076 | B2 | 2009-10-27 | Method for acquiring time-resolved MR images using continuous table motion | 2004-03-05 | MRA data is acquired from an extended field of view by translating the patient through the bore of the MRI system as three-dimensional MRA data sets are acquired and time-resolved images reconstructed. The leading edge of a contrast bolus can be tracked in these images and parameters such as bolus velocity and bolus arrival time can be calculated to provide functional information in addition to anatomical information. Temporal resolution is improved by undersampling peripheral k-space and sampling the center of k-space at a higher temporal rate. | 1. In a magnetic resonance imaging (MRI) system having a defined field of view (FOV), a method for producing a series of time-resolved images of a subject over an extended field of view (FOVtot) which is larger than the FOV, the steps comprising: a) moving the subject through the MRI system such that the extended field of view (FOVtot) passes through the defined field of view (FOV);b) acquiring three-dimensional image data while step a) is performed by repeatedly performing a three-dimensional pulse sequence with the MRI system to repeatedly sample three-dimensional k-space in accordance with a prescribed sampling pattern by stepping a phase encoding gradient through a prescribed series of values in a succession of phase encoding cycles, and in which the prescribed sampling pattern fully samples a central region of k-space and undersamples a peripheral region of k-space for each phase encoding cycle;c) adjusting the three-dimensional image data acquired in step b) to offset table motion during its acquisition; andd) reconstructing a series of time resolved, three-dimensional images from the adjusted three-dimensional image data acquired at successive times. 2. The method as recited in claim 1 in which the MRI system has a table, and step a) is performed by: i) placing the subject on the table; andii) moving the table. 3. The method as recited in claim 2 in which the table is moved continuously while performing step a). 4. The method as recited in claim 2 in which the table is moved at different velocities while performing step a). 5. The method as recited in claim 2 which includes: injecting the subject with a contrast agent; and in which the table is moved at a velocity which tracks the contrast agent as it moves through the extended field of view (FOVtot). 6. The method as recited in claim 1 in which said peripheral region of k-space includes a radial sector of k-space that extends outward from the central region. 7. The method as recited in claim 1 in which said peripheral region of k-space includes a plurality of radial sectors of k-space that extend outward from the central region. 8. The method as recited in claim 7 in which different radial sectors are sampled during successive phase encoding cycles. 9. The method as recited in claim 7 in which said radial sectors are distributed around the central region of k-space. 10. The method as recited in claim 1 in which the peripheral region of k-space sampled by the prescribed sampling pattern includes a first annular region that encircles the central region of k-space, and a second annular region that encircles the first annular region. 11. The method as recited in claim 10 in which during each phase encoding cycle the central region of k-space is fully sampled and a portion of said first and second annular regions are sampled. 12. The method as recited in claim 11 in which all of the prescribed samples in the first annular region are acquired in two successive phase encoding cycles. ... | Mayo Foundation for Medical Education and Research | A61B005/055
US07018367 | B2 | 2006-03-28 | Urine collection assembly for males | 2003-05-14 | A urine collection assembly for males for allowing a male passenger in a vehicle to relieve oneself discreetly and sanitarily without having to stop the vehicle. The urine collection assembly for males includes a container assembly including a container having top and bottom walls and also having a drainage opening being disposed through the bottom wall, and also including a cap being removably disposed over the drainage opening; and also includes a fastening assembly for fastening the container to a user's body; and further includes a conduit assembly including a first hose being connected to the container; and also includes a male organ attachment assembly including a flexible sleeve being removably disposed about a male urinary organ, and also including a funnel being connected to the flexible sleeve and to the hose. | 1. A urine collection assembly for males comprising: a container assembly including a container having top and bottom walls and also having a drainage opening being disposed through said bottom wall, and also including a cap being removably disposed over said drainage opening, said container also including a tubular air outlet member being disposed in said top wall of said container, and further including a tubular fluid-receiving member being disposed in said top wall of said container, and also including a hose connector member being attached at a top end of said tubular fluid receiving member, and further including a tubular air ventilation member being attached to and disposed through a wall of said tubular fluid-receiving member for ventilating said tubular fluid-receiving member;a fastening assembly for fastening said container to a user's body, said fastening assembly including straps being securely attached to a side wall of said container and having first and second end portions, and also including strips of hook and loop fasteners being attached at said first and second end portions, said straps being adapted to fasten about a user's leg for supporting said container to the user's leg;a conduit assembly including a hose being connected to said container, said hose having a first end which is removably and engageably received in said hose connector member, and also having a second end, said conduit assembly further including an air ventilating boss being conventionally disposed in a wall of said hose near said second end thereof, said air ventilating boss having a bore being disposed therethrough and into said hose, and also having an annular flange being conventionally disposed about an outer rim thereof for connecting to an air hose; anda male organ attachment assembly including a flexible sleeve adapted to being removably disposed about a male urinary organ, and also including a funnel being connected to said flexible sleeve and to said hose. 2. The urine collection assembly for males as described in claim 1, wherein said funnel includes a conical-shaped portion having an open end and a closed end with a hole being disposed through said closed end, and also includes a tubular stem portion being disposed about said hole and extending outwardly from said conical-shaped portion and being removably engaged in said second end of said hose, said flexible sleeve having an end portion which is removably and engageably disposed about said open end of said funnel. | - | A61F005/44
US07462149 | B2 | 2008-12-09 | Method and apparatus for remote blood alcohol monitoring | 2003-05-19 | A tamper proof transdermal alcohol content monitoring device is made up of analog and digital sides which are securely attached to the human subject to be monitored. The analog side has a sampling circuit which draws a measured insensible skin perspiration sample from the skin of the subject and measured with an electrochemical fuel cell. A distance measurement of the device from the skin of the subject and temperature of the sample are monitored along with the transdermal alcohol content, and converted to digital signals which are transmitted to a modem when the monitor is in proximity to the modem. The signals are stored in the modem and uploaded to a central monitoring station. Automatic alerts may be sent from the central monitoring station to a supervising agency. The supervising agency may also access the information through secured dedicated websites via the Internet. | 1. A system for continuous remote blood alcohol monitoring of a human subject comprising: a monitor device adapted to be attached to the human subject, wherein said monitor device takes a plurality of transdermal alcohol concentration readings at predetermined time intervals according to a first schedule stored in a first memory in said monitor device without active participation by the human subject, wherein said plurality of transdermal alcohol concentration readings are stored in said first memory;a modem in communication with said monitor device, wherein said plurality of transdermal alcohol concentration readings stored in said first memory are communicated from said monitor device to said modem at predetermined time intervals according to said first schedule through radio frequency signals without active participation by the human subject, wherein said plurality of transdermal alcohol concentration readings are stored in a second memory in said modem;a monitor network in communication with said modem, wherein said plurality of transdermal alcohol concentration readings stored in said second memory are communicated from said modem to said monitor network at predetermined time intervals according to a second schedule stored in said second memory through a first communication link without active participation by the human subject, and further wherein said monitor network analyzes said plurality of transdermal alcohol concentration readings to determine if an alert condition exists; anda supervising agency in communication with said monitor network, wherein said monitor network communicates an alert to said supervising agency through a second communication link when said alert condition exists. 2. The system according to claim 1 further comprising: a plurality of monitor devices each of which are adapted to be attached to one of a plurality of human subjects, wherein each of said plurality of monitor devices takes a plurality of transdermal alcohol concentration readings at predetermined time intervals according to a plurality of first schedules stored in a plurality of first memories in said plurality of monitor devices without active participation by said plurality of human subjects, wherein said plurality of transdermal alcohol concentration readings are stored in said plurality of first memories;a plurality of modems, wherein each of said plurality of modems is paired with and in communication with one of said plurality of monitor devices adapted to be attached to said one of a plurality of human subjects, wherein said plurality of transdermal alcohol concentration readings stored in said plurality of first memories are communicated from each of said plurality of monitor devices to its paired said plurality of modems at predetermined time intervals according to said plurality of first schedules through a plurality of radio frequency signals without active participation by said plurality of human subjects, wherein said plurality of transder... | Alcohol Monitoring Systems, Inc. | A61B005/00
US07299087 | B2 | 2007-11-20 | System and method for analyzing a patient status for myocardial ischemia for use in automated patient care | 2004-06-24 | A system and method for providing diagnosis and monitoring of myocardial ischemia for use in automated patient care is described. At least one recorded physiological measure is compared to at least one other recorded physiological measure on a substantially regular basis to quantify a change in patient pathophysiological status for equivalent patient information. An absence, an onset, a progression, a regression, and a status quo of myocardial ischemia is evaluated dependent upon the change in patient pathophysiological status. | 1. A system for analyzing a patient status for myocardial ischemia for use in automated patient care, comprising: a server system receiving a set of one or more physiological measures relating to patient information directly recorded by a medical device on a substantially continuous basis or derived therefrom;a database module storing the physiological measures set into a patient care record for an individual patient into a database; andan analyzer analyzing one or more of the physiological measures in the physiological measures set relative to one or more other physiological measures and determining therefrom an onset, a progression, a regression, and a status quo of myocardial ischemia. 2. A system according to claim 1, further comprising: the analyzer analyzing the physiological measures in the physiological measures set relative to the other physiological measures and determining therefrom an onset, a progression, a regression, and a status quo of diseases other than myocardial ischemia. 3. A system according to claim 1, further comprising: the server system receiving a set of one or more quality of life measures relating to patient information recorded on a substantially continuous basis or derived therefrom; the database module staring the quality of life measures set into the patient care record for the individual patient into the database; andthe analyzer analyzing the quality of life measures in the physiological measures set relative to the other quality of life measures and determining therefrom an onset, a progression, a regression, and a status quo of myocardial ischemia. 4. A system according to claim 1, further comprising: the server system receiving a set of one or more baseline physiological measures relating to patient information recorded during an initial time period or derived therefrom;the database module storing the baseline physiological measures set into the patient care record for the individual patient into the database; andthe analyzer analyzing the physiological measures in the physiological measures set relative to the baseline physiological measures and determining therefrom an onset, a progression, a regression, and a status quo of myocardial ischemia. 5. A system according to claim 1, further comprising: a comparison module retrieving the other physiological measures from measures sets for at least one of an individual patient, a peer group, and a overall patient population. 6. A method for analyzing a patient status for myocardial ischemia for use in automated patient care, comprising: receiving a set of one or more physiological measures relating to patient information directly recorded by a medical device on a substantially continuous basis or derived therefrom;storing the physiological measures set into a patient care record for an individual patient into a database; andanalyzing one or more of the physiological measures in the physiological measures set relative to one or more other physiological measure... | Cardiac Intelligence Corporation | A61B005/0452
US07130673 | B2 | 2006-10-31 | Method of positioning electrodes for central nervous system monitoring and sensing pain reactions of a patient | 2003-04-08 | A method concerning measurements by using an electrode array comprising three electrodes for central nervous system (CNS) monitoring from the forehead of a patient's head. A first electrode of said three electrodes is positioned between the eyebrows or immediately above the eyebrows of the patient. A third electrode of said three electrodes is positioned apart from the first electrode on the hairless fronto-lateral area of the forehead the patient. A second electrode is positioned between the first and the third electrodes on the forehead of the patient. | 1. Method of positioning electrodes in an electrode array consisting of three electrodes for central nervous system (CNS) monitoring from the forehead of a patient's head, said method comprising the steps of: positioning a first electrode of said three electrodes between the eyebrows or above the eyebrows near frontalis and orbicularis muscles of the patient;positioning a third electrode of said three electrodes apart from the first electrode on the hairless fronto-lateral area of the frontal lobe of the patient; andpositioning a second electrode between the first and the third electrodes on the forehead of the patient. 2. The method of claim 1, in which the first and the third electrodes are measuring electrodes and the second electrode is a ground electrode. 3. The method of claim 2, in which the second electrode is positioned essentially in the middle of the first and the third electrodes having essentially the same distance to said first and third electrodes. 4. The method of claim 2, in which the positioning of the first and the third electrodes enables the first and third electrodes to obtain electroencephalography (BEG) signals. 5. The method of claim 4 in which the positioning of the first electrode enables the first electrode to obtain mainly frontal electromyography (FEMG) signals when the patient is awake or the patient feels pain. 6. The method of claim 4 in which the positioning of the third electrode enables the third electrode to obtain mainly electroencephalography (EEG) signals from the fronto-lateral area of the forehead. 7. The method of claim 1, in which the second electrode is positioned essentially in the middle of the first and the third electrodes having essentially the same distance to said first and third electrodes. 8. The method of claim 7, in which the positioning of the first and the third electrodes enables the first and third electrodes to obtain electroencephalography (EEG) signals. 9. The method of claim 8 in which the positioning of the first electrode enables the first electrode to obtain mainly frontal electromyography (FEMG) signals when the patient is awake or the patient feels pain. 10. The method of claim 8 in which the positioning of the third electrode enables the third electrode to obtain mainly electroencephalography (EEG) signals from the fronto-lateral area of the forehead. 11. The method of claim 1, in which the positioning of the first and the third electrodes enables the first and third electrodes to obtain electroencephalography (EEG) signals. 12. The method of claim 11, in which the positioning of the first electrode enables the first electrode to obtain mainly frontal electromyography (FEMG) signals when the patient is awake or the patient feels pain. 13. The method of claim 11, in which the positioning of the third electrode enables the third electrode to obtain mainly electroencephalography (EEG) signals from the fronto-lateral area of the forehead. 14. The method of claim 1, fur... | Instrumentarium Corp. | A61B005/0478 A61B005/0492
US07070570 | B2 | 2006-07-04 | Method and means of physiological monitoring using sonification | 2002-08-26 | The invention resides in a respiratory sonification monitoring method and system for monitoring respiration in a subject including the use of capnometric means for measuring carbon dioxide concentrations, flowmeter means for measuring gas flow and volume of gas; means adapted to process into digital information, signal output from the capnometric means and the flowmeter means, sound synthesizer means adapted to convert the digital information into synthesised audio output, wherein, changes in respiratory flow during inhalation and exhalation, and changes in end tidal carbon dioxide concentrations (ETC02) and cumulative tidal volume (cumVt) of the subject can be represented as changes in synthesised sound heard through a loudspeaker, headphone or ear piece. | 1. A respiratory sonification monitoring system for monitoring respiration and/or, gas exchange in a subject including in combination; capnometric means for measuring respiratory carbon dioxide concentrations,flowmeter means for measuring gas flow and volume of said gas flow by the integration of the gas flow with respect to time,signal processing means adapted to process into digital information, signal output from the capnometric means and the flowmeter means throughout the subject's breathing process,sound synthesizer means adapted to convert said digital information into a synthesized audio output which is not a simulated realistic body sound,wherein in use, changes in respiratory flow during inhalation and exhalation, and changes in end tidal carbon dioxide concentrations (ETCO2) and cumulative tidal volume (cumVt) of the subject are represented as changes in the synthesized audio. 2. A respiratory sonification monitoring system for monitoring respiration and/or gas exchange in a subject as claimed in claim 1, wherein the capnometric means is an electronic carbon dioxide monitor with signal output means whereby end tidal carbon dioxide concentrations (ETCO2) can be measured and recorded. 3. A respiratory sonification monitoring system for monitoring respiration and/or gas exchange in a subject as claimed in claim 1, wherein the flow meter means is an electronic respiratory flow meter wherein cumulative volume measurements can be calculated by the electronic integration of the flow signal over a given time interval. 4. A respiratory sonification monitoring system for monitoring respiration and/or gas exchange in a subject as claimed in claim 1, wherein the signal processing means is an analogue to digital signal converter wherein analogue signals from the capnometric means and the flow meter means are converted into digital information. 5. A respiratory sonification monitoring system for monitoring respiration and/or gas exchange in a subject as claimed in claim 1, wherein the sound synthesizer means has audio pre-amplifier means which conditions the digital information and converts it to a synthesized audible tone which can be heard through a loudspeaker, headphone or ear piece. 6. A respiratory sonification monitoring system for monitoring respiration and/or gas exchange in a subject as claimed in claim 1, wherein inhalation is represented as an upper note of a musical third interval and exhalation is represented as the lower note that comprise a pair of tones. 7. A respiratory sonification monitoring system for monitoring respiration and/or gas exchange in a subject as claimed in claim 6, wherein end tidal carbon dioxide concentration (ETCO2) is represented by a change in relative pitch across respiratory cycles wherein the pitch of the exhalation tone is set at a minor third interval below that of the inhalation tone, and wherein a high ETCO2 would be represented by a pair of tones at a high pitch and low ETCO2 would be represented ... | - | A61B005/00
US07575558 | B2 | 2009-08-18 | Universal diagnostic platform | 2004-07-16 | A portable medical analyzer comprising a sampling module with a sample port for receiving body fluid, an assay sensor module for analysis of the body fluid, an analytical detector module with detection of information from the assay, and a communications module for transferring the information to a remote location via a wired or wireless network. | 1. A portable medical analyzer comprising: a lancet within a cartridge;a lancet driver for advancing said lancet to puncture tissue;a sample pathway for receiving at least one body fluid directly from a tissue puncture formed by said lancet, said pathway contained within the cartridge;at least one assay sensor housed in said cartridge, said sensor adapted for at least one assay for said body fluid received by said sample pathway;an analytical detector comprising at least one signal processor and circuitry for processing of signals from at least one detector corresponding to said assay sensor, said detector adapted to detect information from said assay; anda communication module coupled to said signal processor, said communication module comprising a transmitter and receiver in communication with an information management system;wherein a pressure seal on the cartridge is broken by a vacuum when interfaced with the analytical detector, to transfer the body fluid to the assay sensor. 2. A portable medical analyzer according to claim 1, wherein: said communication module comprises a transmitter adapted to transfer said information to a remote location. 3. A portable medical analyzer according to claim 1, wherein: said communication module comprises a receiver adapted to communicate with a remote location. 4. A portable medical analyzer according to claim 1, wherein: communication module has a transmitter using one of the following for transmission of information to a remote location: infrared or radio frequency signals. 5. A portable medical analyzer according to claim 1, wherein: communication module includes at least one of the following: a processor, display, RF chip, antenna, an operating system, RAM, DRAM, or a PCMCIA interface. 6. A portable medical analyzer according to claim 1, wherein: said communication module is adapted to couple with said analytical detector via a standard port. 7. A portable medical analyzer according to claim 1, wherein: said transmitter is adapted to include at least one interface chosen from radio frequency, infrared and standard ports. 8. A portable medical analyzer according to claim 1, further comprising: an information storage unit for storing said information locally on said portable medical analyzer. 9. A portable medical analyzer according to claim 1, wherein said driver comprises an electromechanical lancet driver. 10. A portable medical analyzer according to claim 1, wherein said driver comprises an electrical lancet driver. | Pelikan Technologies Inc | A61B005/00
US07003342 | B2 | 2006-02-21 | Catheter and method for mapping a pulmonary vein | 2003-06-02 | An improved catheter is provided that is particularly useful for mapping the pulmonary vein and other tubular regions of or near the heart. The catheter comprises an elongated catheter body having a proximal end, a distal end and at least one lumen extending longitudinally therethrough. A mapping assembly is mounted at the distal end of the catheter body and comprises a stem and at least two spines. The spines are moveable between a collapsed position, where each spine has a distal end attached to the stem, and a free proximal end positioned generally against the stem, and an expanded position, where the free proximal end of each spine extends outwardly from the stem. Each spine carries at least one electrode. | 1. A catheter comprising: an elongated catheter body having a proximal end, a distal end and at least one lumen extending longitudinally therethrough;a mapping assembly mounted at the distal end of the catheter body and comprising a stem and at least two spines, the stem comprising a short tubing having an outer wall and a proximal end mounted at the distal end of the catheter body, wherein the short tubing of the stem is more rigid than the catheter body, wherein each spine has a distal end attached to the stem and a free proximal end positioned generally against the stem, and wherein each spine carries at least one electrode, the spines being moveable between a collapsed position and an expanded position where the free proximal end of each spine extends outwardly from the stem. 2. The catheter according to claim 1, wherein the at least one electrode carried by each spine comprises a tip electrode mounted at the proximal end of the spine. 3. The catheter of claim 2, wherein each tip electrode has an exposed length ranging from about 0.5 mm to about 4 mm. 4. The catheter of claim 2, wherein each tip electrode has an exposed length ranging from about 0.5 mm to about 2 mm. 5. The catheter of claim 2, wherein each tip electrode has an exposed length of about 1 mm. 6. The catheter according to claim 1, wherein each spine carries at least two electrodes. 7. The catheter according to claim 1, wherein the spines are evenly-spaced around the stem. 8. The catheter according to claim 1, wherein the mapping assembly comprises at least four spines. 9. The catheter according to claim 1, wherein the mapping assembly comprises at least six spines. 10. The catheter according to claim 1, wherein the mapping assembly comprises at least eight spines. 11. The catheter according to claim 1, wherein the at least two spines are the same length. 12. The catheter of claim 1, wherein each spine carries at least four electrodes. 13. The catheter of claim 1, wherein each spine has a length ranging from about 4 cm to about 16 cm. 14. The catheter of claim 1, wherein each spine has a length ranging from about 6 cm to about 14 cm. 15. The catheter of claim 1, wherein each spine has a length ranging from about 9 cm to about 12 cm. 16. The catheter of claim 1, wherein each spine comprises a non-conductive covering having a support arm that has shape memory disposed therein. 17. The catheter of claim 16, wherein each support arm comprises nitinol. 18. The catheter of claim 16, further comprising a spine mounting assembly mounted around the distal end of the stem, the spine mounting assembly comprising: an outer mounting ring; anda mounting structure provided coaxially within the outer mounting ring;wherein the outer mounting ring and the mounting structure provide a channel in which the distal end of each support arm is mounted. 19. The catheter of claim 18, wherein the stem extends coaxially through the mounting structure. 20. The catheter of claim 1, wherein ... | Biosense Webster, Inc. | A61B005/042
US07302850 | B2 | 2007-12-04 | Ultrasonic diagnostic apparatus and image processing apparatus | 2004-04-27 | An ultrasonic diagnostic apparatus that performs high acoustic pressure and low acoustic pressure ultrasonic transmissions by switching at predetermined timing in the enhanced ultrasonography, and displays concurrently a replenishment image obtained through the low acoustic pressure transmission in real time like a moving picture, and a pre-flash image obtained through the low acoustic pressure transmission immediately before switching to the high acoustic pressure transmission like a still image to allow the operator to understand the structure at the level of capillaries. It is also possible to display a selected image obtained through the low acoustic pressure transmission at an arbitrary timing instead of the pre-flash image. | 1. An ultrasonic diagnostic apparatus that obtains an ultrasonic image by scanning, by ultrasonic waves, a specific region of a subject injected with contrast medium bubbles, said apparatus comprising: an ultrasonic probe to transmit an ultrasonic wave to said subject and receive an echo signal from said ultrasonic wave;a transmission unit to perform, via said ultrasonic probe, a first ultrasonic transmission for one frame plural times at a first acoustic pressure, which is an acoustic pressure not to destroy said contrast medium bubbles but to obtain an image of a blood flow circulation, and to perform a second ultrasonic transmission at a second acoustic pressure to destroy said contrast medium bubbles;a control unit to control said transmission unit in such a manner that said plural first ultrasonic transmissions and said second ultrasonic transmission are performed alternately;an image generating unit to generate a first display image by performing a luminance value holding computation using echo signals of at least two frames obtained through said plural first ultrasonic transmissions; anda display unit to display said first display image. 2. The ultrasonic diagnostic apparatus according to claim 1, wherein: said image generating unit generates said first display image according to an echo signal obtained through said first ultrasonic transmission corresponding to a frame immediately before said plural first ultrasonic transmissions are switched to said second ultrasonic transmission. 3. The ultrasonic diagnostic apparatus according to claim 1, wherein: said image generating unit generates said first display image according to an echo signal obtained through said first ultrasonic transmission at a second point in time at which a predetermined time period has elapsed since a first point in time at which said second ultrasonic transmission is switched to said plural first ultrasonic transmissions. 4. The ultrasonic diagnostic apparatus according to claim 3, further comprising: a setting unit to set said second point in time to an arbitrary time,wherein said image generating unit generates said first display image according to an echo signal obtained through said first ultrasonic transmission at said second point in time set by said setting unit. 5. The ultrasonic diagnostic apparatus according to claim 1, wherein: said image generating unit updates said first display image time-sequentially by performing said luminance value holding computation from time to time, using echo signals for respective frames obtained through said plural first ultrasonic transmissions. 6. The ultrasonic diagnostic apparatus according to claim 1, wherein: said image generating unit generates a second display image using an echo signal corresponding to an arbitrary frame among echo signals of plural frames obtained through said plural first ultrasonic transmissions; andsaid display unit displays said first display image and said second display image concurrently.... | Kabushiki Kaisha Toshiba Toshiba Medical Systems Corporation | G01N029/07 A61B008/00
US07877134 | B2 | 2011-01-25 | Apparatus and methods for in vivo imaging | 2002-08-01 | An in vivo imaging device and method, the device including at least one illumination source; at least one image sensor; and at least two optical systems. The optical systems have different depths of focus. A first and second image are focused onto the image sensor. | 1. An in vivo imaging device comprising: an illumination source;an image sensor;at least two optical systems oriented in substantially the same direction, a first of said optical systems having a first depth of focus and configured to focus at least a first image onto said image sensor, a second of said optical systems having a second depth of focus and configured to focus a second image onto said image sensor; anda first light switching unit interposed between the first of the at least two optical systems and the image sensor, and a second light switching unit interposed between the second of the at least two optical systems and the image sensor, wherein the first and second light switching units are operable to block or enable the passage of light therethrough; andwherein said in vivo imaging device is a swallowable capsule. 2. The device according to claim 1 wherein the at least first and at least second image do not overlap. 3. The device according to claim 1 wherein the at least first and at least second image at least partially overlap. 4. The device according to claim 1 wherein at least a first light switching unit is switched on during a first imaging time period and wherein a second light switching unit is switched on during a second imaging time period. 5. A device according to claim 4 wherein the first light switching unit is switched off after the first imaging time period and wherein the second light switching unit is switched off after the second imaging time period. 6. The device according to claim 1 comprising a controller to control the switching of at least one light switching unit. 7. The device according to claim 1 comprising a memory device. 8. The device according to claim 1 comprising a transmitter. 9. A method for obtaining in vivo images, the method comprising the steps of: focusing light remitted from an in vivo site onto an image sensor through at least a first optical system having a first depth of focus;focusing light remitted from the in vivo site onto said image sensor through at least a second optical system having a second depth of focus oriented in substantially the same direction as said first optical system;wherein a first light switching unit is interposed between the first optical system and the image sensor, and a second light switching unit is interposed between the second optical system and the image sensor; andcontrolling the first and second light switching units to block or enable the passage of light therethrough. 10. The method according to claim 9 comprising reading out image data into a memory device. 11. The method according to claim 9 further comprising transmitting image data from the memory device to an external receiving unit. 12. The method according to claim 9 further comprising a step of transmitting image data to an external receiving unit. 13. The method according to claim 9wherein said step of focusing light remitted from an in vivo site by an image sensor through at least a f... | Given Imaging Ltd. | A61B006/00
US20040260163 | A1 | 2004-12-23 | Non-invasive diagnostic systems for lower urinary tract disorders | 2004-08-18 | An analysis, measurement, and data reduction system for carrying out a noninvasive urodynamic analysis of the human male or female urogenital tract. The apparatus comprises a urethral extender device, a vacuum system, a flow and pressure measuring and control system, a parameter variation device, and a control, acquisition and analysis system capable of the analysis of time dependent urine pressure and flow data so as to obtain clinically significant parameters, including bladder pressure and resistance and compliance parameters for the components of the urogenital tract. | What is claimed is: 1. A urethral extender device for providing a non-invasive, leak free attachment to a human male urethra, comprising: a vacuum chamber having a proximal end, a distal end, a vacuum outlet port and an outer adaptor ring positioned at said proximal end; a urethral extension tube with an inner adaptor ring, coupled to said vacuum chamber distal end and extending through said vacuum chamber; and wherein said outer adaptor ring and said inner adaptor ring are shaped and positioned to hold a glans penis immobile and to provide a leak free seal to the urethra, while allowing for unimpeded urine flow through said urethral extension tube. 2. The urethral extender device of claim 1, wherein: said outer adaptor ring and said inner adaptor ring come into abutting contact against said glans penis; and a vacuum is applied to said vacuum outlet port thereby sealing said outer and inner adaptor rings securely against said glans penis. 3. The urethral extender device of claim 2, wherein said urethral extender device comes into contact only with said glans penis. 4. The urethral extender device of claim 1, wherein said urethral extension tube is slidably coupled to said vacuum chamber. 5. The urethral extender device of claim 4, additionally comprising means for locking said slidably coupled urethral extension tube in place. 6. The urethral extender device of claim 1 wherein said vacuum chamber is formed from a transparent, non-compliant material. 7. The urethral extender device of claim 1, wherein said vacuum chamber is formed from material selected from the group consisting of poly(methyl methacrylate), polyethylene, polyurethane, polycarbonate, and glass. 8. The urethral extender device of claim 1, wherein said vacuum chamber and said urethral extension tube are cylindrical in shape. 9. The urethral extender device of claim 8, wherein said vacuum chamber has an outside diameter of between 2½ in. to 3 in. 10. The urethral extender device of claim 8, wherein said urethral extension tube has an outside diameter of between ½ in. to 1½ in. 11. The urethral extender device of claim 2, wherein a vacuum of up to 300 mm Hg. is applied to said vacuum outlet port. 12. A urethral extender device for providing a non-invasive, leak free attachment to a human female urethra, comprising: a vacuum chamber having a proximal end, a distal end, a vacuum outlet port, and an outer adaptor ring positioned at said proximal end; a urethral extension tube including an inner adaptor ring, coupled to said vacuum chamber distal end and extending through said vacuum chamber; wherein said outer adaptor ring and said inner adaptor ring are shaped and positioned to conform to tissue adjacent to a urethral orifice; and wherein said outer adaptor ring and said inner adaptor ring provide a leak free seal to the urethra, while allowing for unimpeded urine flow through said urethral extension tube. 13. The urethral extender device of claim 12, wherei... |  | A61B005/05
US20040249254 | A1 | 2004-12-09 | Devices, systems and methods for extracting bodily fluid and monitoring an analyte therein | 2004-06-04 | A system for extracting a bodily fluid sample (e.g., an interstitial fluid [ISF] sample) and monitoring an analyte therein includes a disposable cartridge and a local controller module. The disposable cartridge includes a sampling module adapted to extract a bodily fluid sample and an analysis module adapted to measure an analyte (e.g., glucose) in the bodily fluid sample. The local controller module is in electronic communication with the disposable cartridge and is adapted to receive and store measurement data from the analysis module. An ISF extraction device includes a penetration member configured for penetrating and residing in a target site of a user's skin layer and, subsequently, extracting an ISF sample therefrom. The device also includes a pressure ring(s) adapted for applying pressure to the user's skin layer in the vicinity of the target site. The device is configured such that the pressure ring(s) is capable of applying pressure in an oscillating manner whereby an ISF glucose lag of the ISF sample extracted by the penetration member is mitigated. A method for extracting ISF includes providing an ISF fluid extraction device with a penetration member and a pressure ring(s). Next, a user's skin layer is contacted by the pressure ring(s) and penetrated by the penetration member. An ISF sample is then extracted from the user's skin layer while pressure is being applied in an oscillating manner by the pressure ring(s). The oscillating pressure mitigates an ISF glucose lag of the extracted ISF sample. | What is claimed is: 1. A system for extracting an Interstitial Fluid (ISF) sample and monitoring an analyte therein, the system comprising: a cartridge including: a sampling module for extracting an ISF sample from a target site of a body; and an analysis module for measuring an analyte in the ISF sample; and a local controller module in electronic communication with the cartridge, the local controller configured to receive measurement data from the analysis module and store the data, wherein the sampling module includes at least one pressure ring adapted for applying pressure to the body in the vicinity of the target site, and wherein the sampling module is configured such that the pressure ring is capable of applying the pressure in an oscillating manner whereby an ISF glucose lag of the ISF sample extracted by the sampling module is mitigated. 2. The system of claim 1, wherein the pressure ring is configured to apply pressure for approximately 85 seconds of an approximately 15 minute sampling cycle. 3. The system of claim 1, wherein the sampling module further includes a depth penetration control element. 4. The system of claim 3, wherein the depth penetration control element is integrated with at least one pressure ring of the sampling module. 5. The system of claim 1, wherein the sampling module includes a penetration member and the penetration member is moveable independently of the at least one pressure ring. 6. The system of claim 1, wherein the sampling module includes a penetration member and the penetration member is fixed with respect to at least one pressure ring of the sampling module. 7. The system of claim 1, wherein the sampling module employs a lag mitigating chemical to further mitigate the ISF glucose lag. 8. The system of claim 1, wherein the lag mitigating chemical is a histamine chemical. 9. The system of claim 1, wherein the sampling module employs ultrasound to further mitigate the ISF glucose lag. 10. The system of claim 1, wherein the sampling module employs heat to further mitigate the ISF glucose lag. 11. The system of claim 1, wherein the sampling module employs vacuum to further mitigate the ISF glucose lag. 12. The system of claim 1, wherein the sampling module employs an electropotential to further mitigate the ISF glucose lag. 13. The system of claim 1, wherein the sampling module employs non-oscillatory mechanical manipulation of the body to further mitigate the ISF glucose lag. 14. A system for monitoring an analyte in Interstitial Fluid (ISF) of a user, the system comprising: a cartridge including an analysis module for measuring an analyte in the ISF of the user; and a local controller module in electronic communication with the cartridge, the local controller configured to receive measurement data from the analysis module and store the data, wherein the analysis module includes an analyte sensor configured to be at least partially implanted in a target site of the user, and whe... |  | A61B005/05
US20040254500 | A1 | 2004-12-16 | Device and method for collecting, transporting and recovering low molecular weight analytes in saliva | 2004-08-16 | This invention relates to low molecular weight analyte sequestration, storage, transport and recovery device and methods for its use with saliva samples in the detection of glucose and other low molecular weight analytes. A stimulated or non-stimulated saliva sample is contacted with a matrix (16) disposed within a container (12) that adsorbs glucose, absorbs water and excludes molecules above a certain size when hydrated. After hydration of the matrix by the saliva sample, the glucose is both adsorbed to the matrix, and migrates into the cavities within the matrix, whereas microbes such as bacteria and larger molecules such as proteins cannot. A membrane (18) keeps the matrix (16) in the bottom of the container (12). The sample is then transported to a location where the glucose will be eluted from the matrix and assayed. | 1. A device for sequestering a low molecular weight analyte from a saliva sample and storing the low molecular weight analyte until detection, comprising: (a) a matrix, said matrix being able to absorb water from the sample and reversibly adsorb the low molecular weight analyte from the sample, and said matrix comprising cavities sized to accommodate the low molecular weight analyte within, and to exclude selected components of saliva, and (b) a container, into which the saliva sample and the matrix may be placed. 2. The device of claim 1 wherein the low molecular weight analyte is glucose. 3. The device of claim 1 further comprising a preservative in the container. 4. The device of claim 1 wherein the matrix is affixed to a solid support. 5. The device of claim 1 further comprising a membrane, said membrane providing a low molecular weight analyte-permeable barrier between the sample and the matrix. 6. The device of claim 1 further comprising a means for sealing the container. 7. The device of claim 1 wherein the container contains a marking that indicates the level to which the sample must be collected. 8. The device of claim 1 further comprising a plastic dropper, for transfer of saliva into the container. 9. The device of claim 1 wherein the container is comprised of plastic or glass. 10. The device of claim 1 wherein the matrix is cross-linked agarose. 11. The device of claim 1 wherein the matrix is a zeolite. 12. The device of claim 1 wherein the matrix is one of: (a) a cross-linked anionic polyamine flocculent material, or (b) a cross-linked anionic polyacrylamide flocculent material. 13. The device of claim 1 wherein the matrix is selected from a group consisting of: cross-linked aluminosilicate, clinoptilolite, gel alumina, alumino-silicate adsorbant sieves, activated carbon, activated charcoal, cross-linked cationic polyamine flocculent material, and cross-linked cationic polyacrylamide flocculent material. 14. The device of claim 3 wherein the preservative is one of: (a) 2-methyl-4-isothiazolin-3-one, or (b) 5-chloro-2-methyl-4-isothiazolin-3-one. 15. The device of claim 3 wherein the preservative is selected from a group consisting of: sodium azide, benzoic acid, sorbic acid, salts of sorbic acid, thimerosal, phenyl mercuric acetate, phenyl mercuric nitrate, ethyl alcohol, chlorhexidine gluconate and benzalkonium chloride. 16. The device of claim 5 wherein the membrane is selected from a group consisting of: glass fiber, filter paper, PVC membrane filters, polypropylene, polyethersulfone prefilters, RW prefilters; nylon membranes, supported PTFE, unsupported PTFE, hydrophilized PTFE, quartz fiber filters, mixed cellulose esters filters, polyvinylidene fluoride membrane, dacron membranes, rayon membranes, polyethelene membranes, cellulose acetate membranes, cellulose nitrate membranes, and nitrocellulose membranes. 17. A method of sequestering a low molecular weight analyte from a saliva sample, compris... |  | A61B005/00
US06829500 | B2 | 2004-12-07 | Method and device for determining access to a subsurface target | 1999-06-15 | A targeting device defines a direction of approach to a subsurface target under guidance of imaging equipment such as a computer tomograph or a magnetic resonance imaging machine. The targeting device is positioned relative to the target in such a way that the optimal direction of approach avoiding vital internal structures can be selected by reference to the images displayed on the imagine equipment. The device projects a visible light beam, such as a laser beam, on a region of a patient, indicating the point of entry and the angle of approach to the subsurface target. | What is claimed is: 1. An apparatus for defining a direction of approach to a subsurface target along a predetermined path comprising:imaging equipment having an image plane; a support structure carrying a plurality of fiducials defining the predetermined path relative to the support structure, the support structure having a size and shape locating the fiducials outwardly of the surface and defining an air gap between the fiducials and the surface and locating the fiducials in the image plane, the support structure being translationally and rotationally movable; and a visible light source generating a visible light beam traveling along the predetermined path and being indicative of a direction of approach to the subsurface target. 2. The apparatus of claim 1, wherein the support structure is radiolucent. 3. The apparatus of claim 1 further comprising a radiotransparent reflector for directing the visible light beam along the predetermined path. 4. The apparatus of claim 3, wherein the support structure is substantially circular. 5. The apparatus of claim 1, wherein the support structure is substantially circular. 6. The apparatus of claim 5, wherein the predetermined path is defined along the diameter of the support structure. 7. The apparatus of claim 5, wherein a displacement of the support structure relative to the subsurface target places the subsurface target in the center of the diameter of the support structure. 8. The apparatus of claim 1, wherein the visible light source serves as one of the fiducials. 9. The apparatus of claim 1, wherein the visible light source is mounted on the support structure. 10. The apparatus of claim 1, wherein the visible light beam travels from the visible light source to the predetermined path through a light conductor. 11. The apparatus of claim 1, wherein the support structure comprises two oppositely spaced fiducials. 12. The apparatus of claim 1, wherein a displacement of the fiducials relative to the subsurface target alters the predetermined path to the subsurface target. 13. The apparatus of claim 1, wherein the visible light beam is a laser beam. 14. The apparatus of claim 1, wherein the fiducials are radio-opaque. 15. The apparatus of claim 1, wherein the fiducials are non-ferromagnetic. 16. A system for defining a direction of approach to a subsurface target by illuminating a predetermined path with a visible light beam, the system comprising:an imaging machine having an image plane, the image plane having a plurality of degrees of freedom; a support structure having at least one rotational and at least two translational degrees of freedom; at least two fiducials mounted on the support structure and the fiducials being situated in the image plane, the support structure having a size and shape locating the fiducials outwardly of the surface and defining an air gap between the fiducials and the surface; and a visible light source generating the visible light beam traveling along the ... | Minrad Inc. | A61B005/00
US06805672 | B2 | 2004-10-19 | Blood flow monitor for shock and resuscitation | 2002-05-16 | A shock monitor comprising one or more probes, for measuring physiological conditions indicative of shock, and a controller for calculating blood flow values, as an indicator of the state-of-shock, is disclosed. The probe is used to introduce an input signal and produces an output signal, which represents the state-of-shock of the tissue in communication with the probe. The output signal is used to calculate a blood flow value. | What is claimed is: 1. A system for monitoring shock comprising:means for supplying heat to tissue in which blood flow typically decreases during shock; means for cyclically energizing and deenergizing said heat supplying means; means for sensing in the tissue a thermal response functionally related to the perfusion of blood in the tissue during said energizing and deenergizing cycles; and means for calculating a value indicative of shock as a function of thermal responses sensed over more than one energizing and deenergizing cycle. 2. The system of claim 1, wherein the means for supplying heat to tissue comprises a thermistor. 3. The system of claim 1, wherein the sensor comprises a thermal diffusion probe. 4. The system of claim 1, wherein the sensor comprises an intraluminal probe. 5. A shock monitor comprising:a thermistor for thermal contact with tissue at a site where blood flow typically decreases during shock; means for electrically energizing and deenergizing said thermistor to cyclically elevate the temperature of said thermistor above the baseline temperature of tissue at said site; means for producing over several temperature cycles an electrical signal the value of which is functionally related to the electrical energy supplied to said thermistor and the rate at which heat from said thermistor is transferred in said tissue; and means for producing a signal indicative of shock as a function of said electrical signal. 6. A shock monitor comprising:thermistor means for thermally contacting living tissue at a site on the inner wall of the rectum; means for electrically energizing and deenergizing said thermistor means cyclically to cause the temperature of said tissue to rise and fall cyclically; means for producing a signal functionally related to the power used to energize said thermistor during each energizing and deenergizing cycle; means responsive to the temperature change in said tissue and the power related signal from said producing means for producing a signal during each energizing and deenergizing cycle as a function of perfusion in said tissue; and means for computing a value for blood flow in said tissue indicative of shock during each energizing and deenergizing cycle as a function of the perfusion related signal. 7. The shock monitor of claim 6, wherein the means for computing a value comprises a microprocessor. 8. The shock monitor of claim 6, wherein the means for computing a value comprises an embedded microdevice. 9. A system for producing a signal indicative of shock comprising:a thermistor for contacting the inner wall of the rectum to establish thermal contact with tissue at a site in the inner wall of the rectum; control means for electrically energizing and deenergizing said thermistor cyclically to cause the temperature of said thermistor to cyclically rise and fall, the rate of temperature rise in an initial time period within each energizing and deenergizing cycle being substantially a function of... | Thermal Technologies, Inc. | A61B005/02
US06836679 | B2 | 2004-12-28 | Method and apparatus for estimating physiological parameters using model-based adaptive filtering | 2002-02-05 | A method and apparatus for reducing the effects of noise on a system for measuring physiological parameters, such as, for example, a pulse oximeter. The method and apparatus of the invention take into account the physical limitations on various physiological parameters being monitored when weighting and averaging a series of measurements. Varying weights are assigned different measurements, measurements are rejected, and the averaging period is adjusted according to the reliability of the measurements. Similarly, calculated values derived from analyzing the measurements are also assigned varying weights and averaged over adjustable periods. More specifically, a general class of filters such as, for example, Kalman filters, is employed in processing the measurements and calculated values. The filters use mathematical models which describe how the physiological parameters change in time, and how these parameters relate to measurement in a noisy environment. The filters adaptively modify a set of averaging weights to optimally estimate the physiological parameters. | What is claimed is: 1. A method for determining oxygen saturation comprising:detecting first and second electromagnetic radiation signals from a patient corresponding to infrared and red wavelengths of light; converting said first and second electromagnetic radiation signals into first and second digital signals; filtering said first and second digital signals; normalizing said first and second digital signals; determining a first oxygen saturation value using a first saturation calculation algorithm applied to said first and second digital signals; determining a second oxygen saturation value using a second saturation calculation algorithm applied to said first and second digital signals; arbitrating between said first and second oxygen saturation values based on a saturation confidence associated with said first and second oxygen saturation values to select a best oxygen saturation value; determining a first pulse rate from said first and second digital signals using a first pulse rate algorithm; determining a second pulse rate from said first and second digital signals using a second pulse rate algorithm; and arbitrating between said first and second pulse rates based on a pulse rate confidence associated with said first and second pulse rate signals to select a best pulse rate. 2. The method of claim 1 wherein said first saturation calculation algorithm includes performing adaptive filtering. 3. The method of claim 1 wherein said second saturation calculation algorithm utilizes the ratio of ratios. 4. The method of claim 1 wherein said first pulse rate algorithm analyzes a waveform of said first and second digital signals. 5. The method of claim 1 wherein said second pulse rate algorthm analyzes a frequency of said first and second digital signals. 6. The method of claim 5 wherein said second pulse rate algorithm utilizes a comb filter. 7. The method of claim 1 wherein said saturation confidence and said pulse rate confidence are based on noise characteristics of said first and second digital signals. 8. The method of claim 1 further comprising:providing a first confidence level associated with said first oxygen saturation value; and providing a second confidence level associated with said second oxygen saturation value; wherein the arbitrating comprises: comparing the first and second confidence levels; and selecting as the best oxygen saturation value one associated with one of the first and second confidence levels which is greater than the other of the first and second confidence levels by at least a first amount. 9. The method of claim 1 further comprising:cancelling out a noise signal from at least one of said first and second digital signals. 10. A method for determining oxygen saturation comprising:detecting first and second electromagnetic radiation signals from a patient corresponding to infrared and red wavelengths of light; converting said first and second electromagnetic radiation signals into first and second digit... | Nellcor Puritan Bennett Incorporated | A61B005/00
US06807443 | B2 | 2004-10-19 | High-resolution medical monitoring apparatus particularly useful for electrocardiographs | 2002-04-30 | Medical monitoring apparatus to be used in an environment including electrical supply lines of a particular line frequency, for monitoring a particular body activity and for producing an electrical output signal corresponding to the monitored body activity includes: a first filter network connected to receive the electrical output signal and tuned to the line frequency for rejecting the line frequency component of the electrical output signal; a second filter network connected to receive the output of the first filter network and also tuned to the line frequency for rejecting the line frequency component of the electrical output signal; and a high impedance coupling between the first and second filter networks. | What is claimed is: 1. Medical monitoring apparatus to be used in an environment including electrical supply lines of a particular line frequency, for monitoring a particular body activity and for producing an electrical output signal corresponding to the monitored body activity; said apparatus, comprising:a first filter network connected to receive said electrical output signal and tuned to said line frequency for rejecting the line frequency component of said electrical output signal; a second filter network connected to receive the output of said first filter network and also tuned to said line frequency for rejecting the line frequency component of said electrical output signal; and a high impedance coupling between said first and second filter networks. 2. The apparatus according to claim 1, wherein at least one of said filter networks includes:a first capacitor and a second capacitor connected in series with each other to ground; and an operational amplifier having one input connected from a point between the second capacitor and ground, an output connected to a point between the first and second capacitors, and a second input connect to said output of the operational amplifier. 3. The apparatus according to claim 2, wherein both of said filter networks include said first capacitor, said second capacitor, said operational amplifier, and the electrical connections therebetween. 4. The apparatus according to claim 1, wherein said high impedance coupling between the first and second filter networks is an electrical resistor network. 5. The apparatus according to claim 1, wherein said high impedance coupling between said first and second filter networks is a buffer amplifier. 6. The apparatus according to claim 1, wherein the monitoring apparatus monitors electrocardiograph signals accompanying heart activity. 7. Medical monitoring apparatus to be used in an environment of electrical supply lines of a particular line frequency, for monitoring a particular body activity and for producing an electrical output signal corresponding to the monitored body activity; said apparatus, including a filter network connected to receive said electrical output signal and tuned to said line frequency for rejecting the line frequency component of said electrical output signal; said filter network comprising:a first capacitor and a second capacitor connected in series with each other to ground; and an operational amplifier having one input connected from a point between the second capacitor and ground, an output connected to a point between the first and second capacitors, and a second input connect to said output of the operational amplifier. 8. The apparatus according to claim 7, wherein the monitoring apparatus monitor electrocardiograph signals accompanying heart activity. | Cheetah Medical Inc. | A61B005/04
US06911021 | B2 | 2005-06-28 | Safety syringe for taking blood | 2003-06-03 | A safety syringe for taking blood has a hollow barrel, a seal, a tube and a needle hub. The hollow barrel has an outside surface, a proximal open end and a distal closed end. The seal with an inner needle is mounted inside the hollow barrel. The tube has a proximal open end and a distal open end and is attached longitudinally to the outside surface of the hollow barrel. The needle hub is mounted inside the tube, and the needle can extend out of the distal open end of the tube. A first through hole defined in the hollow barrel and a second through hole is defined in the tube align with the first through hole. When taking blood, the needle is extended out from the distal end of the tube to take a blood sample and a vacutainer is inserted into the hollow barrel to collect a blood sample. The used needle is retracted into the tube after use to keep people from getting injured or infected. | 1. A safety syringe for taking blood comprising a hollow barrel having a distal closed end; a proximal open end; a sidewall; an outside surface; and a first through hole defined through the sidewall; a seal mounted inside the hollow barrel; an inner needle being L-shaped with an inner channel and mounted on the seal; a tube connected to the hollow barrel, being cylindrical and having a proximal open end; a distal open end; a sidewall; a lip defined inside the distal open end; a guide slot defined longitudinally through the tube and having a proximal end and a distal end; two locking slots defined through the tube and locking slots being perpendicular to the guide slot and communicating with the guide slot; a second through hole defined through the sidewall of the tube and aligning and communicating with the first through hole of the hollow barrel; and a needle hub slidably mounted inside the tube and having a stopper having a top surface, a bottom surface and a cylindrical surface; a needle with a longitudinal fluid passage and mounted in the bottom surface of the stopper; a fluid channel defined through the stopper and having a first end defined through the bottom surface of the stopper and connected to the needle; and a second end; a guide stub attached to the cylindrical surface of the stopper and moveably received in the guide slot in the tube; and a tapered hole formed in the cylindrical sidewall and communicating with the second end of the fluid channel so the tapered hole aligns with the second through hole when the needle of the needle hub is fully extended out the tube. 2. The safety syringe for taking blood as claimed in claim 1, wherein the hollow barrel and the tube are integrally formed together. 3. The safety syringe for taking blood as claimed in claim 1, wherein the seal and the hollow barrel are integrally formed together. 4. The safety syringe for taking blood as claimed in claim 1 further comprises a spring mounted inside the tube and the needle is inserted through the spring. 5. The safety syringe for taking blood as claimed in claim 4 further comprises a plug mounted inside the proximal open end of the tube. 6. The safety syringe for taking blood as claimed in claim 1, wherein the locking slots comprises a retracted locking slot formed near the proximal end of and perpendicular to the guide slot, and an extended locking slot is formed at the distal end of and perpendicular to the guide slot. 7. The safety syringe for taking blood as claimed in claim 1, wherein the inner needle further comprises an elastic sheath mounted on the inner needle. | - | A61M005/00 A61M037/00 A61B019/00
US06821257 | B1 | 2004-11-23 | Method and apparatus for evaluating back flexibility | 2002-05-28 | A system and method is disclosed for evaluating the likelihood of a person to subsequently develop a back injury on a job which requires some medium to heavy lifting and a variety of back movements. The system and method include measuring various back movements, namely flexion, extension, side bending, rotation and trunk flexibility, and then comparing each measurement against a pre-established threshold. Failing to meet the threshold in any one of the measurements disqualifies a person for the job under consideration. | What is claimed is: 1. A method for evaluating the capability of a person to perform a physical task including the steps of:providing a standard reference threshold value for a predetermined physical characteristic; measuring the predetermined physical characteristic of a person to obtain a measured value of the predetermined physical characteristic; comparing the measured value with the reference threshold value; and providing a pass/fail determination of the person to perform a physical task based on the results obtained by comparing the measured value with the reference threshold value. 2. The method according to claim 1 wherein the predetermined physical characteristic is a range of motion of the back of a person. 3. The method according to claim 2 wherein the range of motion comprises motion selected from the group consisting of: flexion, extension, side bending, and rotation. 4. The method according to claim 1 wherein the step of providing a standard reference threshold value is for a first predetermined physical characteristic, and wherein the step of measuring is the step of measuring the first predetermined physical characteristic and further including the steps of providing a standard reference threshold value for a second predetermined physical characteristic and measuring the second predetermined physical characteristic of a person to obtain a measured value of the second predetermined physical characteristic; and comparing the second measured value with the second reference threshold value wherein the step of providing a pass/fail determination is based on the results obtained by both of the comparing steps. 5. The method according to claim 4 wherein the first predetermined physical characteristic is flexion motion of the back and the second predetermined characteristic is extension motion of the back. 6. The method according to claim 4 wherein the first predetermined physical characteristic is side bending to the left, and the second predetermined physical characteristic is side bending to the right. 7. The method according to claim 4 wherein the first predetermined physical characteristic is rotation of the lower back to the right, and the second predetermined physical characteristic is rotation of the back to the left. 8. The method according to claim 3 wherein the step of providing a standard reference threshold value is for a first predetermined physical characteristic, and wherein the step of measuring is the step of measuring the first predetermined physical characteristic and further including the steps of providing a standard reference threshold value for a second predetermined physical characteristic and measuring the second predetermined physical characteristic of a person to obtain a measured value of the second predetermined physical characteristic; and comparing the second measured value with the second reference threshold value wherein the step of providing a pass/fail determination is based on the results ob... |  | A61B005/103 A61B005/117
US06836118 | B2 | 2004-12-28 | Method and apparatus for NMR imaging | 2000-03-10 | The subject invention pertains to a method and apparatus for Nuclear Magnetic Resonance (NMR) imaging. The subject method and apparatus are advantageous with respect to the use of RF coils for receiving signals in NMR scanners. The subject invention can utilize multiple coils to, for example, improve the signal to noise, increase the coverage area, and/or reduce the acquisition time. The use of multiple smaller surface or volume coils to receive NMR signals from the sample can increase the signal to noise ratio compared to a larger coil that has the same field of view and coverage area. | What is claimed is: 1. A magnetic resonance imaging system coil configuration, comprising:a radio frequency pair of coils in an opposite rotation orientation associated with a first magnetic field in a region of interest, wherein the region of interest is essentially within a cylinder created by the pair of coils; a radio frequency single coil associated with a second magnetic field in the region of interest, wherein the first magnetic field and the second magnetic field are substantially parallel in the region of interest, wherein the single coil is positioned at an essentially zero-flux contour with respect to the first magnetic field. 2. The configuration according to claim 1, further comprising:a means for utilizing the pair of coils for detecting the first magnetic field; and a means for utilizing the single coil for detecting the second magnetic field. 3. The configuration according to claim 1, further comprising:a means for utilizing the pair of coils for generating the first magnetic field; and a means for utilizing the single coil for generating the second magnetic field. 4. The configuration according to claim 1, wherein the zero-flux contour is located outside the pair of coils with respect to the length of the cylinder created by the pair of coils. 5. The configuration according to clam 1,wherein said pairs of coils are connected together by a pair of electrical conductors to form an Alderman-Grant coil pair. 6. The configuration according to claim 1, wherein each of said pair of coils and said single coil lie in planes parallel to each other, and wherein said essentially zero-flux contour is an essentially zero-flux plane. 7. The configuration according to claim 6, wherein the pair of coils and the single coil are co-axial. 8. The configuration according to claim 2,wherein the single coil is a first channel and the pair of coils is a second channel such that coupling between the first channel and second channel is low. 9. The configuration according to claim 8, wherein coupling between the first channel and second channel is approximately zero. 10. The configuration according to claim 1, wherein the zero-flux contour is located between the pair of coils. 11. The configuration according to claim 10, wherein a second zero-flux contour with respect to the fit magnetic field is located outside the pair of coils, further comprising a second single coil for generating a third magnetic field in the region of interest, wherein the second single coil is positioned at the second zero-flux contour with respect to the first magnetic field. 12. The configuration according to claim 10,wherein the single coil is positioned approximately equidistance from each of the pair of coils. 13. The configuration according to claim 10, wherein the single coil is positioned closer to one of the coils of the pair of coils than to the other. 14. The configuration according to claim 2, further comprising:a means for utilizing the pair of coil... | MRI Devices Corp. | G01V003/00 A61B005/055
US06804550 | B1 | 2004-10-12 | Method and apparatus for frank lead reconstruction from derived chest leads | 2000-09-27 | In an ECG monitoring and analyzing system of the type where electrodes are placed on a subject for detecting electrical activity of a heart, and where the electrode placement is such that Frank Leads X, Y and Z can be constructed from the detected electrical activity, an ECG signal transformation network for providing Frank X, Y and Z leads, comprises an input, responsive to a set of input signals corresponding to no more than derived chest leads dV;1;, dV;2;, dV;3;, dV;4;, dV;5 ;and dV;6;, a memory for storing coefficients of a transformation matrix, and an output, for providing transformation matrix output signals corresponding to application of said transformation matrix coefficients to said input signals, said output signals corresponding to said Frank X, Y and Z leads. The invention reduces bandwidth requirements in an ECG signal communication network, as well as the complexity of the processing required for constructing the Frank Leads. | What is claimed is: 1. An ECG signal transformation system for providing ECG lead signals comprising three Frank lead signals X, Y, and Z, comprising:an input processor for receiving data representing a plurality of no more than seven chest lead signals being derived from weighted linear combinations of Frank Lead signals sensed from a plurality of electrodes of a set of patient attached Frank electrodes and limb lead electrodes; said processor for applying coefficients of a transformation matrix to data exclusively representing said received derived chest lead signals to provide data representing three Frank lead signals X, Y, and Z; and said processor for providing said data representing three Frank lead signals X, Y, and Z for output. 2. The apparatus of claim 1 whereinsaid plurality of chest lead signals comprise 6 signals dV1, dV2, dV3, dV4, dV5, and dV6, said data representing said derived chest lead signals dV1, dV2, dV3, dV4, dV5 and dV6 is derived by applying a Dower transformation matrix to data representing an original set of Frank lead signals. 3. The apparatus of claim 2 wherein said transformation matrix coefficients correspond to the following values, with a 20% tolerancedV1dV2dV3dV4dV5 dV6X−0.407579−0.1305200.3226120.2509850.123851 0.081250Y4.1873310.885971−3.7198760.0791442.772391 2.627536Z0.187753−0.220349−0.612081−0.0451360.342818 0.379452 4. The apparatus of claim 1 whereinsaid input processor also receives data representing a sampled, non-derived version of at least two of Einthoven ECG lead signals I, II and III from said limb lead signals, and said processor generates data representing augmented lead signals from said data representing said sampled, non-derived versions of Einthoven ECG leads I, II and III. 5. The apparatus of claim 4, whereinsaid augmented lead signals comprise at least a aVR, aVL, aVF lead signal. 6. The apparatus of claim 1 whereinsaid plurality of chest lead signals comprise 6 signals dV1, dV2, dV3, dV4, dV5 and dV6. 7. The apparatus of claim 1 whereinsaid data representing three Frank lead signals X, Y, and Z provided by said processor comprises re-constructed versions of said original set of Frank lead signals X,Y and Z. 8. A patient monitoring system comprising:an input processor for receiving ECG signals from a plurality of electrodes of a set of Frank electrodes and limb lead electrodes attached to a patient and for processing said received signals using weighted linear combinations of Frank Lead signals to provide data representing a plurality of derived chest lead signals; a data processor; and a communication interface for communicating, via a communication network, said data representing a plurality of derived chest lead signals to said data processor, said data processor for applying coefficients of a transformation matrix to data exclusively representing said received derived chest lead signals to provide data representing three Frank lead signals X, Y, and Z, said data proce... | Draeger Medical Systems, Inc. | A61B005/04
US06862469 | B2 | 2005-03-01 | Method for combining proton beam irradiation and magnetic resonance imaging | 2004-04-16 | A method which coordinates proton beam irradiation with an open magnetic resonance imaging (MRI) unit to achieve near-simultaneous, noninvasive localization and radiotherapy of various cell lines in various anatomic locations. A reference image of the target aids in determining a treatment plan and repositioning the patient within the MRI unit for later treatments. The patient is located within the MRI unit so that the target and the proton beam are coincident. MRI monitors the location of the target. Target irradiation occurs when the target and the proton beam are coincident as indicated by the MRI monitoring. The patient rotates relative to the radiation source. The target again undergoes monitoring and selective irradiation. The rotation and selective irradiation during MRI monitoring repeats according to the treatment plan. | 1. A method for treating a target within a body of a patient, said method comprising: irradiating a treatment volume having a known position; supporting the patient such that the target is adjacent to the treatment volume; scanning the body to monitor the position of the target; selectively activating a radiating apparatus in response to the monitored position of the target to irradiate the target when the target is at least partially coincident with the treatment volume; and selectively deactivating the radiating apparatus in response to the monitored position of the target when the target is not at least partially coincident with the treatment volume. 2. The method of claim 1 wherein said supporting the patient includes adjusting an upright supporting mechanism supporting the patient so that the target is at least partially coincident with the treatment volume. 3. The method of claim 2 wherein said supporting the patient further includes adjusting a platform supporting the patient so that the target is at least partially coincident with the treatment volume. 4. The method of claim 3 wherein said supporting the patient further includes adjusting the position of the patient so that the target is at least partially coincident with the treatment volume. 5. The method of claim 4 wherein said supporting the patient further includes moving the patient so that the target is located along a line as defined by the radiating apparatus and the treatment volume. 6. The method of claim 5 wherein said supporting the patient further includes attenuating the irradiating so that the treatment volume is at least partially coincident with the target. 7. The method of claim 1 further comprising rotating the patient relative to the radiating apparatus and again selectively irradiating the treatment volume in the adjusted position. 8. The method of claim 1 further comprising rotating the patient relative to the radiating apparatus by rotating the patient relative to the target. 9. The method of claim 1 further comprising rotating the patient relative to the radiating apparatus by rotating the radiating apparatus relative to the treatment volume. 10. A method for treating a target within a body of a patient with a proton beam radiating apparatus having a Bragg peak irradiating a treatment volume having a known position, said method comprising: positioning the patient such that the target to be treated is located near the treatment volume; scanning the body to determine the position of the target relative to the treatment volume; activating the proton beam radiating apparatus to irradiate the target when the determined position of the target is at least partially coincident with the known position of the treatment volume; and deactivating the proton beam radiating apparatus when the determined position of the target is not at least partially coincident with the treatment volume. 11. The method of claim 10 wherein said positioning the patient includes adjust... | St. Louis University | A61B005/05 G01V003/00
US07291113 | B2 | 2007-11-06 | Pulse wave measuring apparatus that can calculate early systolic component and late systolic component properly from original waveform | 2004-04-13 | A pulse wave measuring apparatus obtains the N-th derivative of a measured pulse waveform. The pulse waveform is classified into waveforms α-δ in accordance with the presence/absence of a shoulder (inflection point) at a rising phase of a pulse waveform of one beat, and also in accordance with the presence/absence of a shoulder in a falling phase. In each classified waveform, each calculated characteristic point of the N-th derivative corresponds to a traveling wave or reflected wave. The pulse wave measuring apparatus can calculate an AI value or the like that is the characteristic value of a pulse wave using such characteristic points and calculation equation of each waveform. | 1. A pulse wave measuring apparatus comprising a first calculation unit calculating a wave of multi-dimensional derivative from a pulse wave of one beat to obtain a characteristic point of multi-dimensional derivative anda second calculation unit calculating, based on presence of a certain characteristic point of multi-dimensional derivative calculated by said first calculation unit in a predetermined interval of said pulse wave of one beat, one of an early systolic component and late systolic component corresponding to said predetermined interval, using said certain characteristic point of multi-dimensional derivative,whereinsaid predetermined interval is an interval of a rising phase from a start of said pulse wave of one beat to a pulse wave highest point, andsaid second calculation unit calculates the early systolic component using said characteristic point of multi-dimensional derivative when said certain characteristic point of multi-dimensional derivative is present in said rising phase interval. 2. The pulse wave measuring apparatus according to claim 1, wherein said second calculation unit uses said pulse wave highest point in the calculation of said early systolic component when a position of said certain characteristic point of multi-dimensional derivative approximates said pulse wave highest point and said pulse wave is a pulse wave immediately preceding an eventual match of said position of said certain characteristic point of multi-dimensional derivative to said pulse wave highest point to be indiscernible. 3. The pulse wave measuring apparatus according to claim 1, wherein said predetermined interval is an interval of a falling phase from a pulse wave highest point to a next notch point of said pulse wave highest point, andsaid second calculation unit calculates the late systolic component using said characteristic point of a multi-dimensional derivative when said certain characteristic point of multi-dimensional derivative is present in said falling phase interval. 4. The pulse wave measuring apparatus according to claim 3, wherein said second calculation unit uses said pulse wave highest point in the calculation of said late systolic component when a position of said certain characteristic point of multi-dimensional derivative approximates said pulse wave highest point and said pulse wave is a pulse wave immediately preceding an eventual match of said position of said certain characteristic point of multi-dimensional derivative to said pulse wave highest point to be indiscernible. 5. The pulse wave measuring apparatus according to claim 3, wherein said second calculation unit uses said notch point in the calculation of said late systolic component when a position of said certain characteristic point of multi-dimensional derivative approximates said notch point and said pulse wave is a pulse wave immediately preceding an eventual match of said position of said certain characteristic point of multi-dimensional derivative to sai... | Omron Healthcare Co., Ltd. | A61B005/02
US07473548 | B2 | 2009-01-06 | Optical detector for enzyme activation | 2003-04-25 | Activation of an enzyme in a bodily fluid is detected based on the amount of cleavage of a substrate for the enzyme. The substrate is tagged with two fluorescent dyes—a donor and an acceptor. The tagged substrate is presented to the bodily fluid. A device emits energy at a first wavelength into the bodily fluid, and detects energy at second and third wavelengths emitted by the dyes in response to the energy at the first wavelength. Prior to enzymatic cleavage of the substrate, the acceptor emits energy at the third wavelength in response to energy at the second wavelength received through fluorescent resonant energy transfer (FRET) from the donor. After enzymatic cleavage of the substrate, the donor emits energy at the second wavelength. The device can determine the concentration of activated enzyme within the bodily fluid based on the relative intensities of energy at the second and third wavelengths. | 1. An implantable medical device comprising: an emitting element to emit energy at a first wavelength into a bodily fluid that contains an enzyme and a substrate tagged with at least two fluorescent dyes;a detector to detect energy emitted by a first one of the dyes at a second wavelength based on fluorescent resonant energy transfer from a second one of the dyes in response to the emitted energy at the first wavelength; anda processor to control the emitting element to emit energy at the first wavelength, receive an indication of an intensity of energy detected by the detector, and detect enzyme activation based on the indicated energy intensity. 2. The device of claim 1, wherein the detector detects energy emitted by the second one of the dyes at a third wavelength in response to the emitted energy at the first wavelength, and wherein the processor receives an indication of an intensity of energy detected by the detector at the second and third wavelengths, determines a ratio between a first detected intensity at the second wavelength and a second detected intensity at the third wavelength, and determines a concentration of activated enzyme within the bodily fluid based on the ratio. 3. The device of claim 2, wherein the substrate includes a first product and a second product, the first product tagged with the first one of the dyes, and the second product tagged with the second one of the dyes, and wherein the enzyme cleaves the substrate, and the first one of the dyes absorbs energy received from the second one of the dyes at the third wavelength via fluorescent resonant energy transfer and emits energy at the second wavelength in response to receiving the energy at the third wavelength prior to cleavage of the substrate by the enzyme. 4. The device of claim 2, wherein the detector comprises a first detector to detect energy emitted at the second wavelength and a second detector to detect energy at the third wavelength, the device further comprising: a first filter to pass energy at the second wavelength to the first detector; anda second filter to pass energy at the third wavelength to the second detector. 5. The device of claim 1, further comprising an optical fiber optically coupled to the emitting element and the detector, wherein a distal end of the optical fiber is located in the bodily fluid, the emitting element emits energy into the bodily fluid via the optical fiber, and the detector detects energy emitted by the first one of the dyes via the optical fiber. 6. The device of claim 5, wherein the fluid is blood and the distal end of the optical fiber is located within a blood vessel of a patient. 7. The device of claim 5, wherein the optical fiber includes a cladding, and wherein the optical fiber includes a region at which the cladding is removed from the optical fiber, and wherein the substrate is linked to the region of the optical fiber where the cladding is removed. 8. The device of claim 7, wherein the region is a distal r... | Medtronic, Inc. | C12M001/34
US07651468 | B2 | 2010-01-26 | Urological instrument for assessing a urine flow | 2003-12-15 | A urological instrument (1) for assessing a urine flow, includes a receiving member (5) for the urine flow which, at least during operation, is in open liquid communication with a urine guide (6). The urine guide (6) leads to an inlet of flow indicator element (7) for assessing at least a magnitude of the urine flow. The receiving member (5) has a first, relatively compact storage state and a second, expanded ready-to-use state and is designed and adapted to allow it to be brought manually from the storage state to the ready-to-use state. At least in the ready-to-use state the receiving member comprises a cavity open on at least one side for receiving the urine flow therein. | 1. A urological measuring instrument for determining a magnitude of urine flow, the instrument comprising: a receiving member for receiving the urine flow; anda urine guide in communication with the receiving member, comprising an inlet and an outlet for the urine flow, the urine guide further comprising a flow indicator for measuring the magnitude of the urine flow, the flow indicator in communication with the inlet and the outlet,wherein the instrument has a compacted storage state and an expanded ready-to-use state, and in the compacted storage state the receiving member, urine guide, and flow indicator are substantially folded onto each other with respective external surfaces facing each other and are substantially flush with each other, and in the ready-to-use state, the receiving member is open on at least one side, comprises a cavity for receiving the urine flow therein, and is in liquid communication with the inlet of the urine guide, andthe flow indicator comprises a plurality of outflow openings and side channels arranged in a side wall of the urine guide through which the urine flow occurs, whereby the number of the outflow openings through which the urine flow occurs is a measure of the magnitude of the urine flow. 2. The instrument according to claim 1, further comprising a collecting device, wherein at least in the expanded ready-to-use state, the collecting device is in liquid communication with the urine guide on an end opposite the receiving member, the collecting device comprises a closing member having a normally-closed position, and the collecting device is expandable from the compacted storage state to the expanded ready-to-use state. 3. The instrument according to claim 2, wherein the collecting device is connected to the outlet of the urine guide. 4. The instrument according to claim 2, wherein the collecting device comprises a collection bag. 5. The instrument according to claim 2, wherein the collecting device further comprises a volume indicator for measuring a urine volume received therein. 6. The instrument according to claim 2, wherein in the compacted storage state at least one of the receiving member and the collecting device covers the urine guide on one side of the flow indicator. 7. The instrument according to claim 1, further comprising an irreparable breakable seal adapted to hold the instrument in the compacted storage state and allowing the instrument to be brought into the expanded ready-to-use state only after the seal is broken. 8. The instrument according to claim 1, further comprising a registration member arranged on an outer side of the instrument for manual registration of one or more values determined with the instrument. 9. The instrument according to claim 8, wherein the registration member comprises a removable self-adhesive label. 10. The instrument according to claim 9, wherein the label is arranged at the position of the flow indicator, leaving a transparent window at the position of a... | IQ + Investments N.V. | A61B005/00 B65D081/00
US07414404 | B2 | 2008-08-19 | Metal detection apparatus | 2002-09-23 | A metal detection apparatus includes a transmitter for generating a magnetic field in the vicinity of the metal object, and a detector for detecting a secondary magnetic field. The detector include a first gradiometer for providing a first output signal representative of a first direction, y, to the metal object, a second gradiometer arranged substantially orthogonal to the first gradiometer for providing a second output signal representative of a second direction, x, to the metal object, the second direction being substantially orthogonal to the first direction and in the same plane as the first direction, and an outer coil and an inner coil arranged to be substantially concentric with one another and each of which is arranged to provide an output signal representative of secondary magnetic field strength in a third direction, z, which is substantially orthogonal to the plane of the first and second directions. | 1. An apparatus for detecting a metal object beneath a surface of a human or animal body comprises transmitter means for generating a magnetic field in the vicinity of the metal object, thereby to generate a secondary magnetic field, and detection means for detecting the secondary magnetic field, wherein the detection means include a first gradiometer having first and second gradiometer coils wound in opposite polarity to one another in series in a figure-of-eight configuration about a clearance region for providing a first output signal representative of a first direction, y, to the metal object, a second gradiometer having first and second gradiometer coils wound in opposite polarity to one another in series in a figure-of-eight configuration about a clearance region arranged substantially orthogonal to the first gradiometer for providing a second output signal representative of a second direction, x, to the metal object, the second direction being substantially orthogonal to the first direction and in the same plane as the first direction, an outer coil and an inner coil arranged to be substantially concentric with one another and each of which is arranged to provide an output signal representative of secondary magnetic field strength in a third direction, z, which is substantially orthogonal to the plane of the first and second directions, and processing means for comparing the output signal generated by the inner coil with the output signal generated by the outer coil so as to provide an indication of depth, d, of the metal object beneath the surface, the inner and outer coils and the clearance regions of the first and second gradiometers being arranged about a common axis in the third direction to define an access channel within which a device is received, for marking the surface of the body, the apparatus being capable of simultaneously indicating the depth of the metal object beneath the surface of the body and marking the surface there-above. 2. The apparatus as claimed in claim 1 said outer coil comprises an upper outer coil and a lower outer coil spaced apart in the third direction, and said inner coil comprises an upper inner coil and a lower inner coil, each of said coils arranged to be substantially concentric with a corresponding one of the upper or lower outer coils, each of the outer and inner coil sets providing an output signal representative of secondary field strength in the third direction. 3. The apparatus as claimed in claim 1, wherein the first gradiometer includes first and second gradiometer coils wound in a separated figure-of-eight configuration. 4. The apparatus as claimed in claim 1, wherein the first gradiometer includes first and second gradiometer coils wound in an overlapped figure-of-eight configuration. 5. The apparatus as claimed in claim 2, wherein the second gradiometer is oriented substantially orthogonally to the first gradiometer in the plane of the first gradiometer. 6. The apparatus as claimed in ... | QinetiQ Limited | G01V003/08
US07171259 | B2 | 2007-01-30 | Method and device for measuring heart rate, and method for manufacturing the device | 2004-04-16 | A heart rate measuring device is attached around a user's hand, the device having an inner surface, which is in contact with the skin on the hand to which it is attached, and an outer surface, which is other than the inner surface. The inner surface of the measuring device is provided with an electrically conductive inner structure, which functions as an electrode for a contact with the skin of the hand to which the device is attached. An electrically conductive outer structure functions as an electrode for a contact with the user's other hand and it is electrically isolated from the electrically conductive inner structure. The electrically conductive outer structure on the measuring device extends at least to opposite sides of the hand to which the device is attached, and at least part of the electrically conductive outer surface is on the outer surface of the measuring device, on opposite sides of the hand to which the device is attached. The electrically conductive outer structure and inner structure are connected to a measuring unit for heart rate measurement. | 1. A heart rate measuring device to be attached around a user's wrist, the device comprising: an attachment device fixed to a measuring unit;an inner surface arranged to be in contact with skin of the wrist to which the device is attached;an outer surface other than the inner surface;an electrically conductive inner structure provided on the inner surface of the measuring device and comprising at least one electrode adapted to be in contact with the skin of the wrist to which the device is attached;an electrically conductive outer structure comprising at least one electrode adapted to be in contact with the user's other hand and electrically isolated from the electrically conductive inner structure;a measuring unit to which the electrically conductive outer structure and inner structure are connected for heart rate measurement, whereinthe electrically conductive outer structure of the measuring device extends at least to opposite sides of the wrist to which the device is attached, the electrically conductive outer structure comprises at least a first electrode and a second electrode on the outer surface of the measuring device, on opposite sides of the wrist to which the measuring device is attached, which first electrode and second electrode the user is to touch with separate fingers of the user's other hand from opposite directions of the wrist to which the device is attached, wherein the electrically conductive outer structure comprises at least two electrodes, which are on different sides of the wrist to which the device is attached, andat least one of the electrodes being connected to the measuring unit with a wire inside the wristband. 2. A measuring device according to claim 1, wherein the electrically conductive outer structure forms a uniform electrode on the outer surface of the measuring device, which electrode the user is to touch with separate fingers of the user's other hand at least from opposite directions in relation to the wrist to which the device is attached. 3. A measuring device according to claim 1, wherein the electrically conductive outer structure forms a uniform electrode extending on part of the outer surface of the measuring device to opposite sides of the wrist to which the device is attached, which electrode the user is to touch with separate fingers of the user's other hand at least from opposite directions in relation to the wrist to which the device is attached. 4. A measuring device according to claim 1, wherein the electrically conductive outer structure comprises at least two electrodes which are connected together with a wire inside the wristband. 5. A measuring device according to claim 1, wherein the electrically conductive outer structure is made of electrically conductive plastic. 6. A measuring device according to claim 1, wherein the electrically conductive outer structure is made of electrically conductive metal. 7. A heart rate measuring device to be attached around a user's wrist, the device co... | Polar Electro Oy | A61B005/04
US07555356 | B2 | 2009-06-30 | Method for manufacturing a body-worn electronic device adapted to the shape of an individual's body area | 2003-04-03 | A body-worn device, such as a hearing aid, is adapted to the shape of an individual's body area, such as an ear. A digitized, three-dimensional representation of the area is prepared. At least one characteristic feature of the representation, such as a dimension of a part of the ear, is automatically determined. A shell is produced based on the characteristic feature. The body-worn device is assembled with the shell. | 1. A method for manufacturing a body-worn device adapted to the shape of a body area of an individual, said method comprising the steps of: selecting one of a plurality of characteristic anatomical features of a shape of the body area as present at a standard of the body area;preparing a digitized three-dimensional representation of said characteristic anatomical feature;preparing a digitized three-dimensional custom representation of the body area of the individual;automatically determining a best-fitting location of said digitized representation of said characteristic anatomical feature at the digitized custom representation of the body area of the individual by comparing said digitized three-dimensional representation of said characteristic anatomical feature with and along said digitized three-dimensional custom representation of the body area of the individual;determining a detailing area oriented on said determined best-fitting location; andperforming detailing of said digitized custom representation of the body area of the individual at said detailing area. 2. The method of claim 1, wherein said detailing comprises at least one of digitally cutting, surface treating, offsetting, fixing and relaxing a part of said digitized representation. 3. The method of claim 1, further comprising performing said localizing by automatically investigating said digitized representation under the constraint of predetermined geometrical rules. 4. The method of claim 1, further comprising the step of preparing said digitized custom representation by scanning a cast of said body area. 5. The method of claim 1, further comprising the step of preparing said digitized custom representation by scanning said body area. 6. The method of claim 1, wherein preparing said digitized custom representation comprises providing a digitized representation of said area which has already been applied for manufacturing a body-worn device. 7. The method of claim 1, further comprising the step of preparing said digitized custom representation by scanning a cast of said body area, and mechanically detailing said cast in dependency of said detailed digitized representation, thereby producing said shell from said detailed cast. 8. The method of claim 7, further comprising performing detailing of said cast by a digitally controlled treatment. 9. The method of claim 1, further comprising the step of producing a shell by a mould and producing said mould in dependency of said detailed digitized custom representation. 10. The method of claim 9, further comprising producing said mould by a digitally controlled process. 11. The method of claim 1, further comprising the step of producing a shell by means of a digitally controlled process, controlling said process comprising controlling said process by said detailed digitized custom representation. 12. The method of claim 1, further comprising performing automatically at least one of detailing and of providing at least one suggesti... | Phonak AG | G06F019/00 H04R025/00 A61B007/02 H04R005/00
US07758520 | B2 | 2010-07-20 | Medical device having segmented construction | 2003-05-27 | A medical device having a segmented construction. In at least some embodiments, a medical device including a plurality of conductive elongated members that are of such a length and are connected together in such a manner to impart a degree of MRI compatibility to the device. In some embodiments, the elongated members can include a series of solid elongate members and tubular elongate members, which construction provides one way to control at least some properties of the device, for example, stiffness, torque transmission, flexibility, shape retention, and the like. In yet some additional embodiments, at least one of the elongated members has a recess into which a protrusion of another elongated member may fit. | 1. A medical device for use with an MRI machine, the MRI machine adapted to apply a radio frequency pulse having a wavelength which creates an image, the medical device comprising: an elongated core member, the core member including: a first conductive elongate member having a solid cross section;a second conductive elongate member comprising a tubular member, wherein an end of the first elongate member has a recess, and a mating end of the tubular second elongate member is disposed therein;a third conductive elongate member, wherein an end of the second elongate member has an opening, and a mating end of the third elongate member is disposed therein;a first joint having low electrical conductivity relative to the elongate members, wherein the first joint is situated between and adjoins the first and second elongate members;a second joint having low electrical conductivity relative to the elongate members, wherein the second joint is situated between and adjoins the second and third elongate members;wherein the length of each of the three elongate members is less than one half the wavelength of the radio frequency pulse applied by the MRI machine; andwherein the first and second joints retard the occurrence of a conductive path between the elongate members wherein the first and second joints comprise an adhesive or bonding material which has a relatively low conductivity to at least some of the elongate members. 2. The medical device of claim 1, wherein the length of each of the three elongate members is less than one quarter the wavelength of the radio frequency pulse applied by the MRI machine. 3. The medical device of claim 1, wherein the length of the first and second elongate member is 25 centimeters or less. 4. The medical device of claim 1, wherein the length of the first and second elongate member is 21 centimeters or less. 5. The medical device of claim 1, wherein the medical device has a proximal and a distal end and wherein the first and second elongate members are at the distal end. 6. The medical device of claim 1, wherein the aggregate length of the medical device is 30 centimeters or greater. 7. The medical device of claim 1, wherein each of the joints comprises an adhesive or bonding material. 8. The medical device of claim 7, wherein the adhesive or bonding material has non-conducting properties relative to the elongate members. 9. The medical device of claim 7, wherein the adhesive or bonding material comprises cyanoacrylate. 10. The medical device of claim 7, wherein the adhesive comprises epoxy, acrylic, silicone or urethane materials. 11. The medical device of claim 1, further including one or more additional elongate members connected to the first or third elongate member. 12. The medical device of claim 11, wherein the one or more additional elongate members are connected to the first or third elongate member with a joint having low electrical conductivity relative to the elongate members, and wherein the length ... | Boston Scientific Scimed, Inc. | A61B005/00
US07260428 | B2 | 2007-08-21 | Shield arrangement for ECG lead wires | 2004-01-08 | A grounding arrangement in a system using the same connector for 5- and 12-lead connection in ECG-measurement. If 5-lead configuration is used, the connector elements of the 12-lead connection are used for grounding of lead wire shields through a current limiting circuit exhibiting non-linear voltage-current characteristics. | 1. Grounding circuitry suitable for use with ECG signal acquisition conductors providing ECG signals acquired from a patient to an electrocardiograph, said conductors including at least a first set of ECG signal conductors for connection to the patient and suitable for carrying out ECG signal acquisition from the patient of a given number of leads, said grounding circuitry also being suitable for use with a second set of ECG signal conductors for connection to the patient, said second set of conductors being suitable for carrying out, with said first set of conductors, ECG signal acquisition from the patient of a greater number of leads than said given number of leads, said circuitry comprising: switch means, said switch means being suitable for connection to the ECG signal conductors of the second set of conductors, when present, and having a first condition that connects the conductors of the second set to an output for providing ECG signal acquisition of said greater number of leads to the electrocardiograph, said switch means having a second condition; anda grounding circuit having a first terminal connectable to ground and a second terminal, said grounding circuit comprising means for creating low impedance path between said first and second terminals when in a first state and for creating a high impedance path between said first and second terminals when in a second state;said switch means when in the second condition, disconnecting conductors of the second set from said output and connecting the conductors of the second set to said second terminal of said grounding circuit,said grounding circuit means being responsive to the presence of current in the second set of conductors when said second set of conductors is connected to said second terminal for assuming said first, low impedance path state when the current at said second terminal is below a predefined limit for holding the conductors of the second set at the potential of the ground, said grounding circuit means assuming said second, high impedance path state when the current at said second terminal is in excess of the predefined limit for limiting the amount of current to which the patient is exposed if a conductor of said second set is connected to the patient. 2. The grounding circuitry of claim 1 wherein said grounding circuit means comprises an operational amplifier interposed between said first and second terminals. 3. The grounding circuitry of claim 1 wherein said grounding circuit means includes means for sensing an operating condition of the grounding circuit means when said grounding circuit mean is in said second state for determining that an electrode of the second set is connected to the patient. 4. The grounding circuitry of claim 3 wherein said sensing means comprises voltage comparison means. 5. The grounding circuitry of claim 3 wherein said sensing means causes said switching means to switch from said second state to said first state when it is determined that a... | GE Healthcare Finland Oy | A61B005/0428
US07291115 | B2 | 2007-11-06 | Spirometer and method to measure the ventilatory function by spirometry | 2001-11-05 | The function of the multispirometer and procedure to measure the ventilatory function by spirometry is to know how a person exhales or expels air with the objective to study and monitor the functioning of his/her lungs and many pathologies. By means of this method, the ventilatory function by spirometry is measured, and is capable of obtaining respiratory restriction and obstruction values of a patient. To perform the above mentioned method, an electronic spirometer provided with flow detector means, microprocessor control means to carry out calculations on the basis of measured data, and means associated to said microprocessor to store the measured results, to visualize the results and to compare the stored results, is used. | 1. Method of measuring the ventilatory function of a patient including obtaining respiratory restriction and obstruction values of a patients by spirometry using an electronic spirometer provided with flow detector means, microprocessor control means to carry out calculations on the basis of measured data, and means associated with said microprocessor to store the measured results, and to visualize the results and compare the stored results, said method comprising the steps of: capturing data by means of said spirometer of a test consisting of a VC (vital capacity) maneuver, where from a maximal inhalation the subject has to exhale slowly until no more air can be expelled;capturing data by means of said spirometer of a FEV maneuver consisting of a forced and continuous exhalation from maximal inhalation, and exhaling the air until at least one second has already lapsed;processing the expiration flow data obtained during the previously-mentioned maneuvers by said microprocessor to obtain main parameters and an evaluation of the ventilatory function and the respiratory condition of the patient; andwherein said data processing step comprises calculating an FEV maneuver index (IM) consisting of a 2-digit numerical expression based on the flow/time curve, which reflects the FEV maneuver performed by the patient, which includes drawing a flow/time curve taking as the first digit of said index the time measurement in tenths of a second, from a maximum flow point until the first second of forced exhalation relative to the initial exhalation intensity of the patient, and as the second digit of said index the time in tenths of a second of descending and concave portions of a curve viewed from above, from the maximum flow point until the first second of forced exhalation, relative to the intensity and the uniformity of the expiration of air during the first second; the results being classified according to a weighted score from 99 to 00. 2. Method, according to claim 1, wherein said minimum predetermined forced exhalation time in said FEV maneuver oscillates between 2.5 and 3.5 seconds. 3. Method, according to claim 1, wherein said forced exhalation time limit is indicated by means of a signal at which time said forced expiration may be stopped. 4. Method, according to claim 1, further comprising the step of capturing by means of said spirometer conventional forced spirometry measurements or complete test with all the parameters and curves required by standard procedures. 5. Method, according to claim 4, further comprising the step of performing an FVC (forced vital capacity) maneuver, wherein said spirometer further comprises a screen, which shows if each VC, FEV and FVC maneuvers performed is acceptable as per a predetermined set of criteria, including uniformity of volume/time curve for FEV and FVC, and wherein said method further comprises indicating the moment in which the test being carried out complies with said predetermined set of criteria as f... | Health Solutions, S.L. | A61B005/08
US07282032 | B2 | 2007-10-16 | Portable respiratory diagnostic device | 2003-06-03 | A portable, handheld device for measuring lung- and airway-specific respiratory parameters. The device defines a chamber in fluid communication with a mouthpiece. A sensor and/or a flow sensor monitor pressure and/or airflow within the device. A respiratory gas source, e.g., an internal pump, or an external compressor, is also in fluid communication with the chamber and a mouthpiece. The device operates in an active phase and a passive phase. In the active phase, a subject forcibly exhales into the device and the sensors collect spirometric data. In the passive phase, the pump is activated to pump air from the device and inflate the subject's lungs to a specific capacity. The sensors monitor pressure and/or flow as the air is introduced into the subject's respiratory system. The data collected by the sensor is used to determine lung and airway specific parameters, including but not limited to, airway conductance, airway resistance, airway compliance and total lung capacity. | 1. A self-contained diagnostic device for measuring a respiratory parameter of a subject having lungs with a capacity comprising: a portable housing including a tube defining a chamber;at least one of a mouthpiece and a mask releasably secured to said housing and in fluid communication with said chamber;at least one of an airflow sensor and a pressure sensor disposed in said housing in fluid communication with said chamber and adapted to measure at least one of airflow and pressure within the chamber;a pump disposed substantially entirely in said housing, said pump operated in an active mode and passive mode, said pump in said active mode enabling the subject to perform tidal breathing, said pump in said passive mode generating a gas flow of respiratory gas that travels through said chamber to the at least one of a mouthpiece and a face mask so that the respiratory gas inflates the lungs of the subject to a pre-selected portion of the capacity, said pump ceasing to provide the gas flow into the lungs after the respiratory gas inflates the lungs of the subject to the pre-selected portion of the capacity, said pump incapable of automatically sustaining continuous normal tidal breathing for the subject for multiple breaths in either of said active mode and said passive mode; andmeans for assisting in diagnosis of reduced pulmonary function resulting from at least one of smoke exposure, biological substance exposure, chemical substance exposure and a disease affecting the lungs of the subject. 2. The device of claim 1 comprising a processor in communication with said at least one of said flow sensor and said pressure sensor to collect at least one of volume data and flow data measured by the at least one of the flow sensor and the pressure sensor. 3. The device of claim 2 comprising a display coupled to the housing that outputs the at least one of the volume data and flow data. 4. The device of claim 2 wherein the processor processes the at least one of volume data and flow data and outputs at least one of airway resistance, airway conductance, lung compliance and total lung capacity to the display. 5. The device of claim 1 comprising a filter disposed in said housing adjacent the at least one of said flow sensor and said pressure sensor to prevent contamination of the at least one flow sensor and pressure sensor. 6. A portable diagnostic device for measuring respiratory parameters of a subject having lungs with a capacity comprising: a handheld housing;a chamber disposed in said housing;at least one of a pressure sensor and a flow sensor disposed in the housing in fluid communication with the chamber, said pressure sensor generating a pressure signal representative of pressure in the chamber, said flow sensor generating a flow signal representative of flow in the chamber;an output portion in fluid communication with the chamber;a flow source in fluid communication with the output portion, said flow source operating in at least one of a first mo... | - | A61B005/00
US07008385 | B2 | 2006-03-07 | Evaluation of reflected time-energy profile for evaluation of osseointegration and density | 2004-03-16 | A method for measuring the acoustic damping capacity of a material or structure, such as a layered honeycomb structure, comprises tapping the honeycomb structure with a tapping rod. The tapping action imparts mechanical energy to the honeycomb structure. The method further comprises measuring, for a time interval, energy reflected from the honeycomb structure as a result of the tapping. The method further comprises creating a time-energy profile based on the energy reflected from the honeycomb structure during the time interval. The method further comprises evaluating the time-energy profile to determine the acoustic damping capacity of the honeycomb structure. | 1. A method for assessing the bone density of an anatomical structure, the method comprising: tapping the anatomical structure with a tapping rod, thereby imparting mechanical energy to the implant structure;measuring, for a time interval, energy reflected from the anatomical structure as a result of the tapping;creating a time-energy profile based on the energy reflected from the anatomical structure during the time interval; anda shape of evaluating the time-energy profile to determine the bone density of the anatomical structure. 2. A method comprising: tapping a dental structure with a tapping rod, thereby imparting mechanical energy to the dental structure, wherein the dental structure is anchored in a foundation having a bone density;measuring energy reflected from the dental structure as a result of the tapping;creating a time-energy profile of the energy reflected from the dental structure; anda shape of evaluating the time-energy profile to make a determination regarding the bone density of the foundation. 3. A method comprising: tapping an object that is anchored to an anatomical structure, thereby imparting mechanical energy to the object, wherein the anatomical structure has a bone density;measuring energy reflected from the object as a result of the tapping;creating a time-energy profile of the energy reflected from the object; anda shape of evaluating the time-energy profile to make a determination regarding the bone density of the anatomical structure to which the object is anchored. 4. The method of claim 3, wherein the object is a natural tooth that has been subjected to a trauma-induced fracture. 5. The method of claim 3, wherein the object is a natural tooth that has become at least partially abscessed. 6. The method of claim 3, wherein the object is a natural tooth that has undergone a bone augmentation procedure. 7. The method of claim 3, wherein the object is a dental implant. 8. The method of claim 3, wherein the object is an orthopedic implant. | - | A61B005/103 A61B019/00
US07524286 | B2 | 2009-04-28 | System for combined transcutaneous blood gas monitoring and negative pressure wound treatment | 2004-06-15 | A method and apparatus for the transcutaneous monitoring of blood gases generally comprises a blood gas data acquisition device, a vacuum source and a blood gas transducer unit. The blood gas transducer unit is adapted for application to a patient's skin and administration of a local vacuum at the area of patient application. It further comprises an electrochemical blood gas transducer, well known to those of ordinary skill in the art, which is disposed entirely within the local vacuum at the area of patient application. The vacuum source is placed in fluid communication with the blood gas transducer unit, through a hydrophobic membrane filter for safety purposes, in order to induce a condition of hyperperfusion in the locality of the electrochemical blood gas transducer. Under the control of a microcontroller, or equivalent means, the blood gas acquisition device is then utilized to capture a measure of skin surface oxygen or carbon dioxide pressure. The microcontroller can then utilize this measure to arrive at an estimate of arterial partial pressure of oxygen or carbon dioxide, accordingly. Because vacuum induced perfusion produces the requisite condition of hyperperfusion without local heating and, therefore, without acceleration of the local metabolic function, the present invention results in more accurate than previously available estimates of partial pressure blood gas pressures and does so while eliminating a significant risk for injury to the patient. | 1. A transcutaneous blood gas monitoring device particularly suited for application to a site on a patient's skin under a local vacuum, comprising: a non-invasive blood gas data acquisition device, the non-invasive blood gas data acquisition device adapted to measure skin surface oxygen and carbon dioxide pressure;a vacuum source in fluid communication with a wound site in proximity to the site on the patient's skin for applying a negative pressure to the wound site;an electrochemical blood gas transducer unit in fluid communication with said vacuum source;a transducer interface module communicating between the electrochemical blood gas transducer unit, the vacuum source and the non-invasive blood gas data acquisition device and adapted to reduce or eliminate contamination; anda screen formed to fit within said wound site. 2. The transcutaneous blood gas monitoring device of claim 1, wherein the vacuum source is in fluid communication with the electrochemical blood gas transducer unit through an interposed vacuum hose. 3. The transcutaneous blood gas monitoring device of claim 2, wherein the electrochemical blood gas transducer unit is in electrical communication with the non-invasive blood gas data acquisition device through an interposed electrical cable. 4. The transcutaneous blood gas monitoring device of claim 3, wherein the interposed vacuum hose and the interposed electrical cable comprise a unitary hose and cable pair for reduction of entanglement with other tubes, cables or equipment. 5. The transcutaneous blood gas monitoring device of claim 4, further comprising a hydrophobic membrane filter interposed in the interposed vacuum hose. 6. The transcutaneous blood gas monitoring device of claim 5, wherein the hydrophobic membrane filter is disposable. 7. The transcutaneous blood gas monitoring device of claim 3, wherein the non-invasive blood gas data acquisition device monitors healing of the wound site. 8. The transcutaneous blood gas monitoring device of claim 3, further comprising: a seal for maintaining the negative pressure within said wound site during application of negative pressure. 9. The transcutaneous blood gas monitoring device of claim 3, further comprising a collection canister interposed between the vacuum source and the screen. 10. The transcutaneous blood gas monitoring device of claim 9, wherein the interposed vacuum hose is bifurcated at a position between the vacuum source and the collection canister to prevent fluids drawn from the wound site from interfering with the electrochemical blood gas transducer unit. 11. The transcutaneous blood gas monitoring device of claim 3, further comprising a controller for governing actions of said non-invasive blood gas data acquisition device. 12. The transcutaneous blood gas monitoring device of claim 1, wherein the transducer interface module comprises a male and female interface pair, wherein the male interface is adapted to plug into the female interface and establi... | KCI Licensing, Inc. | A61B005/00
US07215984 | B2 | 2007-05-08 | Signal processing apparatus | 2004-05-04 | The present invention involves method and apparatus for analyzing measured signals that are modeled as containing primary and secondary portions. Coefficients relate the two signals according to a model defined in accordance with the present invention. In one embodiment, the present invention involves utilizing a transformation which evaluates a plurality of possible signal coefficients in order to find appropriate coefficients. Alternatively, the present invention involves using statistical functions or Fourier transform and windowing techniques to determine the coefficients relating to two measured signals. Use of this invention is described in particular detail with respect to blood oximetry measurements. | 1. A physiological monitoring system including an optical probe configured to output one or more intensity signals representative of at least one physiological characteristic of body tissue, and a signal processing device configured to accept the one or more intensity signals and configured to determine a resulting value indicative of the at least one physiological characteristic, the physiological monitoring system comprising: an optical probe including a light-sensitive detector configured to detect light of at least first and second wavelengths attenuated by body tissue carrying pulsing blood and configured to output one or more intensity signals based on the detected light; anda signal processing device including: a first calculator capable of utilizing a first calculation technique to determine at least a first ratio representative of at least one physiological characteristic of the pulsing blood based on at least one of the one or more intensity signals generated from said detection of said light at said at least first and second wavelengths,a second calculator capable of utilizing a second calculation technique different from the first calculation technique, to determine at least a second ratio representative of the at least one physiological characteristic based on at least one of the one or more intensity signals generated from said detection of said light at said at least first and second wavelengths, anda processing module configured to utilize at least one of the first and second calculators to determine a resulting value indicative of the at least one physiological characteristic. 2. The physiological monitoring system of claim 1, wherein the at least one physiological characteristic comprises a blood constituent level. 3. The physiological monitoring system of claim 2, wherein the blood constituent level comprises blood oxygen saturation. 4. The physiological monitoring system of claim 3, wherein the resulting value comprises a ratio. 5. The physiological monitoring system of claim 3, wherein the resulting value of the blood oxygen saturation is significantly free of an influence of motion induced noise. 6. The physiological monitoring system of claim 1, wherein at least one the physiological characteristic comprises a pulse rate. 7. The physiological monitoring system of claim 6, wherein the resulting value of the pulse rate is significantly free of an influence of motion induced noise. 8. The physiological monitoring system of claim 1, wherein the resulting value comprises a plethysmographic waveform. 9. The physiological monitoring system of claim 8, wherein the plethysmographic waveform is significantly free of an influence of motion induced noise. 10. The physiological monitoring system of claim 1, wherein the first calculator is capable of determining characteristics of at least one of the one or more intensity signals; andwherein the processing module is configured to utilize the characteristics in the determination ... | Masimo Corporation | A61B005/00
US07500955 | B2 | 2009-03-10 | Signal compression based on curvature parameters | 2003-06-27 | For a sampled signal, storing characteristic points generated based on parameters corresponding to curvature of the signal. The characteristic points include a time of occurrence of a lobe in a curvature series based on the signal and a corresponding amplitude of the signal. The characteristic points provide a compressed version of the sampled signal. The signal is reconstructed by establishing a function between a chronological sequence of characteristic points. For a repetitive signal, the stored data includes a code to indicate a time of reoccurrence of a previous cycle or data corresponding to differences between a previous cycle and a current cycle. | 1. A method comprising: receiving a sample series corresponding to a signal sampled at a predetermined rate, the signal sensed using a medical device system;for each sample in the sample series, calculating a curvature to form a curvature series using a processor, the curvature series corresponding to a curvature signal;identifying a lobe in the curvature series, the lobe corresponding to a portion of the curvature signal starting when the curvature signal crosses a first threshold in one direction and ending when the curvature signal crosses a second threshold in an opposite direction;calculating an area of the lobe between the portion of the curvature signal corresponding to the lobe and a baseline; andif the area is greater than a predetermined value, identifying a parameter for the lobe and storing a characteristic point in a memory of the medical device system, the characteristic point including a time of the parameter and an amplitude corresponding to the time of the parameter. 2. The method of claim 1 wherein identifying the parameter includes identifying a centroid. 3. The method of claim 1 wherein receiving a sample series corresponding to the signal sampled at the predetermined rate includes receiving a sample series generated as a function of an electrocardiogram sampled at a predetermined rate. 4. The method of claim 1 wherein the signal is a function of a sensor signal. 5. The method of claim 1 wherein the signal is a function of time. 6. The method of claim 1 wherein the signal is a function of temperature. 7. The method of claim 1 wherein the signal is a function of an impedance. 8. The method of claim 1 further including receiving the predetermined value. 9. The method of claim 1 further including calculating the predetermined value as a function of changes in the sampled signal. 10. The method of claim 1 wherein identifying the lobe includes identifying a first time when an absolute value of the amplitude of the curvature series is greater than the first threshold and identifying a second time when the absolute value of the amplitude of the curvature series is less than the second threshold. 11. The method of claim 10 wherein the second threshold is less than the first threshold. 12. The method of claim 1 further including, if the area is greater than the predetermined value, storing a code as a function of the predetermined rate. 13. The method of claim 1 wherein storing the characteristic point is performed in real time relative to receiving the sample series. 14. The method of claim 1 wherein receiving the sample series includes accessing stored sample data. 15. The method of claim 1 further including storing a repetition marker to indicate that a later plurality of characteristic points substantially matches an earlier plurality of characteristic points. 16. The method of claim 15 wherein storing the repetition marker includes storing identification data that identifies the earlier plurality of characteristic p... | Cardiac Pacemaker, Inc. | A61B005/04
US07963927 | B2 | 2011-06-21 | Electromyography system | 2004-04-21 | An electromyography system and related method for performing automated screw test procedures, involving automatically determining an onset neuro-muscular response to the application of an electrical stimulus to a portion of pediculur bone and communicating to a user an onset electrical stimulus level which causes the onset neuro-muscular response. | 1. A method of determining structural integrity of a bone within the spine of a patient using a neurophysiology system, the bone having a first aspect and a second aspect, said second aspect separated from said first aspect by a width and located adjacent to a spinal nerve, said method comprising: applying an electrical stimulus to said first aspect of said bone;electrically monitoring a plurality of leg muscle myotome locations via a plurality of electromyographic (EMG) sensor electrodes coupled to the leg muscle myotome locations, at least one of the leg muscle myotome locations being associated with said spinal nerve;detecting an onset neuro-muscular response having an amplitude greater than a predetermined positive value in response to the application of said electrical stimulus to said first aspect of said bone by automatically increasing said electrical stimulus in constant increments until said onset neuro-muscular response is detected by one or more of the EMG sensor electrodes, wherein said automatic increasing is controlled by said neurophysiology system; anddisplaying on an integrated display device of said neurophysiology system while viewed by a surgeon operating on the patient's spine an onset electrical stimulus current level which causes said onset neuro-muscular response. 2. The method of claim 1, wherein the electrical stimulus is emitted from an electrode disposed on the distal end of an instrument inserted through a cannula extending toward said bone. 3. The method of claim 1, wherein automatically increasing said electrical stimulus in constant increments comprises applying a plurality of electrical stimulus pulses. 4. The method of claim 3, wherein the plurality of electrical stimulus pulses comprises current pulses that automatically increase in constant increments over time until said onset neuromuscular response is determined. 5. The method of claim 1, wherein the electrical stimulus is increased by constant current increments from within the range of 0.5 to 4 milliamps. 6. The method of claim 1, wherein the electrical stimulus is increased within a current range from 0.5 to 32.0 milliamps. 7. The method of claim 1, wherein said spinal nerve exits from successive vertebrae within the patient's spine. 8. The method of claim 1, wherein said onset neuro-muscular response is an electromyography response from a muscle coupled to said spinal nerve. 9. The method of claim 1, wherein electrically monitoring said plurality of leg muscle myotome locations is performed through the use of needle electrodes electrically coupled to leg muscle myotomes. 10. The method of claim 1 and further, comprising audibly indicating to said surgeon an intensity level representing said onset electrical stimulus current level causing said onset neuro-muscular response for said spinal nerve. 11. The method of claim 10, wherein audibly indicating comprises sounding an alarm if said onset neuro-muscular response is detected at a predetermined ... | NuVasive, Inc. | A61B005/04 A61B005/05
US20040249264 | A1 | 2004-12-09 | Medical triggering device | 2001-07-31 | A trigger generator for supplying a trigger signal to a medical device. The generator includes a respiratory signal device associated with the subject that generates a respiratory signal representing the flow of gas into and out of the subject's lungs during the subject's breathing cycle. A trigger generator integrates the respiratory signal and generates a trigger signal when the integrated respiratory signal has a value representing a selected point in the subject's breathing cycle. | What is claimed is: 1. A trigger generator for supplying a trigger signal to a medical device, the trigger generator comprising: a respiratory signal device associated with the subject that generates a respiratory signal representing the flow of gas into and out of the subject's lungs during the subject's breathing cycle; and a trigger generator that integrates the respiratory signal and generates a trigger signal when the integrated respiratory signal has a value representing a selected point in the subject's breathing cycle. 2. The trigger generator of claim 1, wherein the trigger generator comprises: an integrator that integrates the respiratory signal and generates a corresponding integrated respiratory signal; and a trigger level detector that compares the integrated respiratory signal with a trigger level and generates the trigger signal when the integrated respiratory signal equals the trigger level. 3. The trigger generator of claim 2, wherein the trigger level detector further comprises: a trigger level source for generating the trigger level representing the selected point in the subject's breathing cycle. 4. A method for triggering operation of a medical system at a selected point in a subject's breathing cycle, the method comprising the steps of: receiving a respiratory signal representing the flow of gas into and out of the subject's lungs during the subject's breathing cycle; integrating the respiratory signal to create an integrated respiratory signal; and triggering the medical device when the integrated respiratory signal has a value corresponding to a selected point in the subject's breathing cycle. 5. The method of claim 4, wherein the steps of triggering the medical device comprises the steps of: receiving the integrated respiratory signal; receiving a trigger level representing a value corresponding to selected point in the subject's breathing cycle as described by an integrated signal; comparing the integrated respiratory signal and the trigger level; and generating the trigger signal when the integrated respiratory signal corresponds to the trigger value. 6. The method of claim 5, wherein the step of comparing the integrated respiratory signal and the trigger level signal comprises the step of setting a value to be represented by the trigger value. 7. A trigger generator for supplying a triggering to a medical device, the trigger generator comprising: respiratory signal means associated with the subject for generating a respiratory signal representing the flow of gas into and out of the subject's lungs during the subject's breathing cycle; and trigger generator means for integrating the respiratory signal and generating a trigger signal when the integrated respiratory signal has a value representing a selected point in the subjects breathing cycle. 8. A medical data acquisition system comprising: a medical data system that acquires a set of data from a subject based on a trigger signal; a respiratory ... |  | A61B005/05 A61B005/08 A61B008/00
US20040254430 | A1 | 2004-12-16 | Method and apparatus for monitoring an obstetrics patient | 2003-06-13 | A method and an apparatus for monitoring an obstetrics patient are provided. The apparatus includes an input for receiving a signal indicative of a measurement of a health characteristic of the obstetrics patient, the measurement being associated with a likelihood of a certain outcome. A processing unit processes the signal to derive data indicative of an action for causing a change in the likelihood of the certain outcome. The data indicative of the action for causing the likelihood of the certain outcome to be modified is then released to be conveyed to a user. The data derived by the processing unit is indicative of an action for causing a change to the health characteristic, such as to cause the change to the likelihood of the certain outcome. | 1. An apparatus for monitoring an obstetrics patient, said apparatus comprising: a) an input for receiving a signal indicative of a measurement of a health characteristic of the obstetrics patient, the measurement being associated with a likelihood of a certain outcome; b) a processing unit coupled to said input, said processing unit being operative for processing said signal to derive data indicative of an action for causing a change in the likelihood of the certain outcome; c) an output for releasing the data indicative of the action for causing the change in the likelihood of the certain outcome. 2. An apparatus as defined in claim 1, wherein the health characteristic is modifiable. 3. An apparatus as defined in claim 1, wherein the data derived by the processing unit is indicative of an action for causing the health characteristic to be modified such as to cause the change in the likelihood of the certain outcome. 4. An apparatus as defined in claim 1, wherein the measurement of the health characteristic of the obstetrics patient is indicative of a measurement of a health characteristic of a fetus. 5. An apparatus as defined in claim 1, wherein the measurement of the health characteristic of the obstetrics patient is indicative of a measurement of a health characteristic of a pregnant woman. 6. An apparatus as defined in claim 2, wherein said processing unit is adapted for: a) processing the signal indicative of a measurement of a health characteristic to derive a data element indicative of the likelihood of the certain outcome; b) deriving data indicative of an action for causing the health characteristic to be modified such as to cause a change in the likelihood of the certain outcome at least in part on the basis of: i. the data element indicative of the likelihood of the certain outcome; ii. the signal indicative of the measurement of the health characteristic of the obstetrics patient. 7. An apparatus as defined in claim 6, wherein the measurement of the health characteristic is indicative of a measurement of a uterine cervix. 8. An apparatus as defined in claim 7, wherein the measurement of the uterine cervix is a measurement of the ripeness of the cervix, said certain outcome being indicative of a delivery by cesarean section. 9. An apparatus as defined in claim 8, wherein the data indicative of the action for causing the health characteristic to be modified is indicative of a treatment for affecting the ripeness of the cervix. 10. An apparatus as defined in claim 3, wherein the output releases a signal suitable for displaying on a display screen the data indicative of the action for causing the health characteristic to be modified. 11. An apparatus as defined in claim 3, wherein the output releases a signal suitable for causing a printing device to display in printed format the data indicative of the action for causing the health characteristic to be modified. 12. An apparatus as defined in claim 6, wherein th... |  | A61B005/00
US20040236201 | A1 | 2004-11-25 | Sensing apparatus and process | 2004-06-29 | A sensing apparatus with a connector, a sensor lead and a sensor module with a spacer placed over electrodes that have been deposited on a substrate. The spacer may have a space for receiving an enzyme. End portions of the sensor module may be encapsulated, such as with molded beads. A sensor lead may attach to the sensor module and may have an outer tubing that passes over the module and attaches to the beads at the end of the sensor module. The sensor lead may also attach to the connector such that the sensing apparatus may be electrically coupled to a pump, electronics or other devices. The sensing apparatus may be implanted into a vein or artery. | 1. A sensing apparatus comprising: a cable having a first end, a second end and a core, wherein the core extends from the first end of the cable to the second end of the cable and wherein the core defines an outer diameter within which no electrical conduction occurs; a connector residing at the first end of the cable; a sensor module residing at the second end of the cable; a conductive element extending from the connector to the sensor module and electrically coupled to at least one of said connector and sensor module, wherein the conductive element is helically wrapped around at least a substantial length of the outer diameter of the core between the connector and the sensor. 2. A sensing apparatus according to claim 1, wherein the cable, and the sensor module are unidiametrical; and wherein the diameter of the connector is no greater than the diameter of the cable and sensor module. 3. A sensing apparatus according to claim 1, wherein the cable comprises a first tubing covering the core and the conductive element. 4. sensing apparatus according to claim 3, wherein the core is polyester. 5. A sensing apparatus according to claim 3, wherein the conductive element is a ribbon cable. 6. A sensing apparatus according to claim 3, wherein the conductive element includes wires. 7. A sensing apparatus according to claim 6, wherein the wires are welded to the connector and the sensor module. 8. A sensing apparatus according to claim 6, wherein the wires are crimped to the connector. 9. A sensing apparatus according to claim 6, wherein the wires are platinum. 10. A sensing apparatus according to claim 3, wherein the first tubing is radio opaque. 11. A sensing apparatus according to claim 3, further comprising a second tubing covering the first tubing. 12. A sensing apparatus according to claim 11, wherein a window is cut into the second tubing. 13. A sensing apparatus according to claim 1, wherein the sensor module comprises a first end and a second end. 14-16. (Cancelled) 17. A sensing apparatus according to claim 1, further comprising an enzyme within the sensor module. 18. A sensing apparatus according to claim 17, wherein the enzyme is glucose oxidase. 19. A sensing apparatus according to claim 17, wherein the enzyme is human serum albumin. 20. A sensing apparatus according to claim 17, wherein the enzyme is a protein matrix. 21. A method of making a sensing apparatus comprising obtaining a connector; obtaining a cable, wherein the cable has a core; obtaining a sensor module; attaching a first end of the cable to the connector; attaching a second end of the cable to the sensor modules; extending a conductive element from the connector to the sensor module, wherein the conductive element is electrically coupled to at least one of said connector and sensor module; and helically wrapping the conductive element around a substantial lenth of the outer diameter of the core between the connector and the sensor module,... | MEDTRONIC MINIMED, INC. | A61B005/00
US20040254436 | A1 | 2004-12-16 | Automatic continuous measuring device for ventricle volume | 2004-03-10 | The purpose of the present invention is to provide an automatic, continuous measuring device for a ventricle volume that is able to measure blood conductivity and parallel conductance, which are regarded as necessary for the calculation of ventricular volume from the conductance measured, using a conductance catheter inserted into the ventricle without special procedures such as blood sampling and saline infusion. ;An automatic, continuous measuring device for a ventricle volume with the following characteristics provides the means to solve the above-mentioned purpose: it is furnished with a multifunction catheter (2) to be introduced into the ventricle and a power supply unit (5) to supply the necessary current to the above-mentioned multifunction catheter (2); and that the above-mentioned multifunction catheter (2) is composed of two parts—a conductance catheter (3) containing multiple segments (31s1 to 31s5) interposed with electrodes (32d1 to 32d6) at fixed intervals with an arbitrary high-frequency weak current passing between the two end electrodes (32d1 and 32d6), and a electrode (4) for measuring blood conductivity placed in close proximity to one of the above-mentioned multiple electrodes (32d1 to 32d6). | What is claim is: 1. An automatic, continuous measuring device for a ventricle volume (1) characterized by the following: furnished with a multifunction catheter (2) to be introduced into the ventricle, and a power supply unit (5) to supply the necessary current to the above-mentioned multifunction catheter (2); The above-mentioned multifunction catheter (2) consists of two parts—a conductance catheter (3) made up of multiple segments interposed with electrodes at fixed intervals such that an arbitrary high-frequency weak current is passed between the two end electrodes while the voltages are measured in the other segments except the two end segments, and an electrode for measuring blood conductivity placed at one of the above-mentioned multiple segments; The above-mentioned power supply unit (5) is configurated so as to be able to supply a weak current at three or more frequencies between the two electrodes at the two ends of the above-mentioned multifunction catheter (2); Individual ventricular conductances are measured with three or more arbitrary frequencies supplied to the electrodes at the two ends of the above-mentioned multifunction catheter (2), and the two frequencies that provide the greatest difference in conductance are used to determine parallel conductance: 2. An automatic, continuous measuring device for a ventricle volume (1) characterized by the following: furnished with a multifunction catheter (2) to be introduced into the ventricle, and a power supply unit (5) to supply the necessary current to the above-mentioned multifunction catheter (2); The above-mentioned multifunction catheter (2) consists of two parts—a conductance catheter (3) made up of at least three segments interposed with at least 4 electrodes such that an arbitrary high-frequency weak current is passed between the two end electrodes while the voltages are measured in all segments except the two end segments, and four electrodes (41) for measuring blood conductivity placed in one of the above-mentioned multiple segments; Of the above-mentioned four electrodes (41) for measuring blood conductivity, the electrodes at two ends are designated current input electrodes (41a and 41b) and the inner pair of electrodes is designated voltage measurement electrodes (41b and 41c). 3. An automatic, continuous measuring device for a ventricle volume (1) described in claim 2 characterized by the following: the above-mentioned power supply unit (5) is configurated so as to be able to supply a weak current at two frequencies between the two electrodes at the two ends of the above-mentioned multifunction catheter (2). 4. An automated continuous ventricular volume measurement system (1) described in claim 2 characterized by the following: the above-mentioned power supply unit (5) is configurated so as to be able to supply a weak current at three or more frequencies between the two electrodes at the two ends of the above-mentioned multifunction catheter (2). Individual ve... |  | A61B005/04
US06814707 | B2 | 2004-11-09 | Blood collection safety device | 2002-06-19 | A blood collection device includes a syringe assembly containing a slidable needle assembly within the cavity of a syringe body. The syringe body has a syringe top for receiving a seal assembly wherein the seal assembly is reversibly locked to the top of the syringe top. Within the insertable tube of the seal assembly is an occluding seal secured within the insertable cylinder with retaining rings. The occluding seal allows blood to flow from on end of a double pointed needle into a fully inserted collection tube. When the collection tube is removed the occluding seal keeps blood from flowing into the cavity of the insertable cylinder. | We claim: 1. A blood collection safety syringe for use with a collection tube having a seal, the syringe comprising:a syringe assembly comprising a syringe body with a hollow barrel and a tapered distal end, the syringe body adapted for enclosing a needle assembly wherein the needle assembly comprises a needle carrier and a double pointed needle extending outward from each end of the carrier, the syringe assembly further having a syringe top secured to the proximal end of the syringe body; and an insertable seal assembly comprising an insertable cylinder and an occluding seal secured within the distal end of the insertable cylinder, further the insertable cylinder has a reversible locking means on its proximal end for locking the cylinder to the syringe top, the insertable cylinder further having an irreversible locking means for securing the seal assembly to the needle assembly causing the needle assembly to move with the seal assembly when the insertable cylinder is unlocked from the syringe top and pulled in the proximal direction. 2. The blood collection device of claim 1 wherein the reversible locking means is a bayonet type locking mechanism. 3. The blood collection device of claim 1 wherein the occluding seal comprises a flat seal and a conical seal adapted to contain a compressible spring. 4. The blood collection device of claim 1 wherein the irreversible locking means comprises a lock tab at the distal end of the insertable cylinder and a lock groove on the outer edge of the proximal end of the needle carrier. 5. The blood collection device of claim 4 wherein one or more retaining rings secures the occluding seal within the insertable cylinder. 6. A blood collection device for collecting blood in a collection tube, the blood collection device comprising:a syringe assembly having a syringe body with a cavity, the syringe body having a taper at its distal end, the syringe assembly further having a slidable needle assembly axially holding a double pointed needle contained in the cavity by a syringe top on the proximal end of the syringe body and the taper; and a seal assembly adapted for insertion into the syringe body, the seal assembly having a means for allowing blood to flow in the distal lumen of the needle from a venipuncture and through the lumen end of the needle into the fully inserted collection tube, the seal assembly further having a means for pulling the needle assembly within the syringe body when blood collection is completed, thereby removing the chance of a needle stick. 7. The blood collection device of claim 6 wherein the needle assembly has a lock groove that snaps to a lock tab on the seal assembly. 8. The blood collection device of claim 7 wherein distal end of syringe top acts as a stop to keep the needle carrier from exiting the proximal end of the syringe assembly when the carrier is pulled in the proximal direction. 9. The blood collection device of claim 6 wherein the seal assembly has a means for occl... |  | A61B005/00 B65D081/00
US06807440 | B2 | 2004-10-19 | Ceramic reinforcement members for MRI devices | 2001-11-09 | The present invention relates to a reinforced magnetic resonance imaging catheter. The catheter comprises an elongated body having at least one lumen extending therethrough. The elongated body also includes a proximal end, a distal end, and circumference, a longitudinal axis running between the proximal and distal ends, and a coaxial layer that incorporates at least one elongated ceramic member. An antenna is operably disposed proximate the distal end the elongated body. | What is claimed is: 1. A reinforced magnetic resonance imaging catheter, comprising:an elongated body having at least one lumen extending therethrough, the elongated body further comprising a proximal end, a distal end, a circumference, a longitudinal axis running between said proximal and distal ends, and a coaxial layer that incorporates at least one elongated ceramic member; and an antenna operably disposed proximate the distal end of the elongated body. 2. The reinforced magnetic resonance imaging catheter of claim 1 wherein the elongated ceramic member is substantially covered with a coating. 3. The reinforced magnetic resonance imaging catheter of claim 2, wherein the elongated ceramic member comprises applied surface scratches, and the coating substantially fills the applied surface scratches, enabling an enhanced flexibility wherein the ceramic fiber can be bent without breaking. 4. The reinforced magnetic resonance imaging catheter of claim 2, wherein the coating includes a pyrolytic carbon material. 5. The reinforced magnetic resonance imaging catheter of claim 1, wherein the elongated ceramic member is of an overall flexibility that it can be bent without breaking. 6. The reinforced magnetic resonance imaging catheter of claim 1, wherein the coaxial layer is a woven layer of fibers that reinforce the elongated body and the elongated ceramic member is a ceramic fiber woven together with non-ceramic fibers into the woven layer. 7. The reinforced magnetic resonance imaging catheter of claim 1, wherein the elongated ceramic member is wrapped around the elongated body. 8. The reinforced magnetic resonance imaging catheter of claim 1, wherein the elongated ceramic member includes a silicon carbide material. 9. The reinforced magnetic resonance imaging catheter of claim 1, wherein the elongated ceramic member includes a carbon material. 10. The reinforced magnetic resonance imaging catheter of claim 1, wherein the elongated ceramic member includes an aluminum oxide material. 11. An elongated medical device for intravascular manipulation during magnetic resonance imaging of body tissue, comprising:an elongated body; an antenna operably disposed proximate the distal end of the elongated body; and a reinforcement mechanism disposed about a portion of said elongated body, the reinforcement mechanism comprising at least one elongated ceramic member. 12. The elongated medical device of claim 11, wherein the elongated ceramic member is substantially covered with a coating. 13. The elongated medical device of claim 12, wherein the coating is a polymeric coating. 14. The elongated medical device of claim 12, wherein the coating includes a pyrolytic carbon material. 15. The elongated medical device of claim 11, wherein the elongated ceramic member is of an overall flexibility that it can be bent without breaking. 16. The elongated medical device of claim 11, wherein the reinforcement mechanism is a woven layer of fibers that reinforc... | SciMed Life Systems, Inc. | A61B005/05 A61M025/00
US06817983 | B1 | 2004-11-16 | External fluid-filled catheter pressure transducer | 2002-09-19 | An external fluid-filled catheter pressure transducer for monitoring fluid pressure characteristics in a vessel in a living body. The external fluid-filled catheter pressure transducer includes an inverted sensor bonded to a hollow carrier so that measuring occurs on the inside of the carrier. The fluid-filled catheter pressure transducer allows pressure measurements to be taken in vessels smaller than 1 mm in diameter. A method for manufacturing an external fluid-filled catheter pressure transducer describes connecting sections of tubing (semi-rigid and flexible) to an inverted sensor module, and providing a reference port for the inverted sensor module. | What is claimed is: 1. An external fluid-filled catheter transducer for sensing fluid pressure in a body vessel in a living body, said fluid-filled catheter transducer comprising:an inverted sensor module, said inverted sensor module comprising a sensor module carrier, a sensor mounted to said sensor module carrier such that the diaphragm of said sensor is positioned to sense fluid characteristics inside of said inverted sensor module, and communication media connected to said sensor, wherein said sensor is operable to send information to a monitoring device through said communication media; semi-rigid tubing connected to said inverted sensor module and capable of insertion into said living body; flexible tubing connected between said semi-rigid tubing and said inverted sensor module; a reservoir of fluid connected to said inverted sensor module; and a port located in said external catheter and capable of introducing a reference pressure to said sensor. 2. The external fluid-filled catheter transducer of claim 1, further comprising clamps operable to block the passage of any fluid through any of said sections of flexible tubing. 3. The external fluid-filled catheter transducer of claim 1, wherein said semi-rigid tubing comprises polyimide. 4. The external fluid-filled catheter transducer of claim 1, wherein said flexible tubing comprises silicone rubber. 5. The external fluid-filled catheter transducer of claim 1, wherein said sensor module carrier comprises rigid tubing. 6. The external fluid-filled catheter transducer of claim 1, wherein a distal tip of said semi-rigid tubing for insertion into a living body is less than 1 mm in diameter. 7. The external fluid-filled catheter transducer of claim 6, wherein said distal tip of said semi-rigid tubing is tapered. 8. The external fluid-filled catheter transducer of claim 7, wherein said semi-rigid tubing is drawn. 9. The external fluid-filled catheter of claim 1, wherein said semi-rigid tubing for insertion into a living body is loss than 3 cm in length. 10. The external fluid-filled catheter transducer of claim 1, wherein said external fluid-filled catheter transducer is operable to be flushed periodically to prevent contamination or clogging by body fluids. 11. The external fluid-filled catheter transducer of claim 1, wherein said fluid-filled catheter transducer is operable to expose said sensor to a reference pressure. 12. The external fluid-filled catheter transducer of claim 1, wherein said sensor is operable to detect fluid pressure. 13. The external fluid-filled catheter transducer of claim 1, wherein said sensor is a resistive type sensor. 14. A method for determining a fluid pressure in a vessel inside a living body, comprising the steps of:obtaining an external fluid-filled catheter pressure transducer comprising an inverted sensor module having a distal end and a proximal end, wherein said distal end comprises tapered semi-rigid tubing, wherein said proximal end comprises... | Millar Instruments, Inc. | A61B005/02
US06832108 | B2 | 2004-12-14 | Endovaginal MRI receiver coil | 2001-04-19 | An MRI apparatus includes a local endovaginal probe (;30;) for receiving magnetic resonance in a study of the endopelvic fascia surrounding the female urethra. The probe (;30;) includes a shaft portion (;62;) an insert portion (;60;), the insert portion to be inserted into the vaginal cavity of a female subject. The insert portion (;60;), in order to have maximum efficiency in imaging the endopelvic fascia, is designed to specific dimensions to achieve the optimum balance between image quality and patient comfort. In an imaging sequence, a main magnet assembly (;12;) produces a main magnetic field through an imaging region (;14;). A whole-body RF coil (;26;) excites and manipulates magnetic resonance in the vicinity of the vaginal cavity. The probe (;30;) detects the magnetic resonance, which is received and demodulated. The received magnetic resonance is then reconstructed into an image representation of the tissue surrounding the vaginal cavity of the subject. | Having thus described the preferred embodiments, the invention is now claimed to be: 1. A magnetic resonance apparatus comprising:a main magnet assembly for producing a substantially uniform main magnetic field through an imaging region; an RF transmit coil assembly for exciting and manipulating magnetic resonance in selected dipoles of a subject in the imaging region; an RF vaginal coil assembly for insertion into a vaginal cavity of the subject and reception of magnetic resonance signals from tissues adjacent the vaginal cavity, the coil assembly including: at least one coil loop at a distal end of a head of the assembly, relative to a shaft of the assembly; and, a tuning circuit mounted on the head connected directly with the coil loop at the distal end of the head; a reconstruction processor for reconstructing the received magnetic resonance signals. 2. The magnetic resonance apparatus as set forth in claim 1, wherein the RF vaginal coil assembly includes:a medical grade plastic member having an insert portion and a shaft portion, the shaft portion defining a longitudinal axis of the RF receive coil assembly. 3. The magnetic resonance apparatus as set forth in claim 2, wherein the insert portion includes:a head having a length parallel to the longitudinal axis which is longer than a width transverse to the longitudinal axis. 4. The magnetic resonance apparatus as set forth in claim 3, wherein the length is greater than 60 mm and less than 100 mm. 5. The magnetic resonance apparatus as set forth in claim 4, wherein the length is 80 mm. 6. The magnetic resonance apparatus as set forth in claim 3, wherein the width is greater than 25 mm and less than 42 mm. 7. The magnetic resonance apparatus as set forth in claim 6, wherein the width is 35 mm. 8. The magnetic resonance apparatus as set forth in claim 3, further including:a thickness that is about 10 mm. 9. The magnetic resonance apparatus as set forth in claim 3, further including:a groove defined in a periphery of the head extending from the shaft portion, to a distal end, and back to the shaft portion. 10. The magnetic resonance apparatus as set forth in claim 1, further including:a second coil loop mounted on the head adjacent a proximal end of the head having an area defined by a perimeter of the second coil loop, which area partially overlaps an area defined by a perimeter of the at least one coil loop. 11. A magnetic resonance apparatus comprising:a main magnet assembly which produces a main magnetic field through an imaging region; an RF transmit coil assembly for exciting and manipulating magnetic resonance in selected dipoles of a subject in the imaging region; an RF vaginal coil assembly including a shaft portion and a head portion, the head portion being elongated relative to a length parallel to a longitudinal axis of the vaginal coil assembly, which length is longer than a width transverse to the longitudinal axis; a groove defined inward in an outermost periphera... | Koninklijke Philips Electronics, N.V. | A61B005/05
US20040249291 | A1 | 2004-12-09 | Image display apparatus, image display method, and computer program | 2004-04-23 | An average color bar indicating the overall imaging period of images taken in time sequence by a capsule endoscope is displayed. A list of checked images in the entire taken images is displayed in a checked-image display field, computation is made to what time during an observation period each checked image corresponds is computed, and a mark is displayed with a scale of the average color bar by a number corresponding to each checked image on the average color bar. | What is claimed is: 1. An image display apparatus comprising: an input unit that inputs image data taken in time sequence by an in-vivo imaging device; a scale display control unit that controls to display a scale indicating an overall imaging period of input image data taken in time sequence and input by the input unit; a color information detecting unit that detects color information of a screen of the image data input by the input unit; a color display control unit that controls to display a color corresponding to the color information detected by the color information detecting unit at a time-corresponding position on the scale; an image display control unit that controls to display an image corresponding to the image data input by the input unit; an image designation unit that designates the image subjected to be displayed by the image display control unit; and an index display control unit that controls to display, on the scale, an index indicating a position corresponding to an imaging time of the image designated by the image designation unit. 2. The image display apparatus according to claim 1, wherein the color information detecting unit includes an average color detecting unit that detects color information on average color from color information of a screen of the image data input by the input unit. 3. The image display apparatus according to claim 1, further comprising a designated image display control unit that controls to display the image designated by the image designation unit, wherein the index display control unit and the designated image display control unit are configured to make correlation display indicating a correlation between the index displayed on the scale and the displayed designated image. 4. The image display apparatus according to claim 1, further comprising: an organ discriminating unit that discriminates an organ based on the color information detected by the color information detecting unit; and an organ name display control unit that controls to display a name of the organ discriminated by the organ discriminating unit in association with the scale. 5. The image display apparatus according to claim 4, wherein the organ discriminating unit includes a discoloration edge detecting unit that detects a discoloration edge from the color information detected by the color information detecting unit. 6. An image display method comprising: inputting image data taken in time sequence by an in-vivo imaging device; displaying a scale indicating an overall imaging period of input image data taken in time sequence and input by the input unit; detecting color information of a screen of the image data input by the input unit; displaying a color corresponding to the color information detected by the color information detecting unit at a time-corresponding position on the scale; displaying an image corresponding to the image data input by the input unit; designating the image subjected to be displayed by the im... | Olympus Corporation | A61B005/00
US06821255 | B2 | 2004-11-23 | Meridian point-probing device and curative effect-determining device | 2002-08-21 | A meridian point-probing device includes a pulse wave-detecting unit for detecting pulse waves, a stimulation unit having an end that stimulates a position of skin of a trial subject, a memory unit for storing pulse waveforms detected by the pulse wave-detecting unit before and after the stimulation of the position by the stimulation unit, and a meridian point determination unit for determining whether the stimulation position is a meridian point, according to the pulse waveforms stored in the memory unit. The position of the meridian point can be objectively determined with high reproducibility. | What is claimed is: 1. A meridian point-probing device, comprising:a pulse wave-detecting unit which detects pulse waves; a stimulation unit having an end that stimulates a position of skin of a trial subject; a memory unit which stores pulse waveforms detected by the pulse wave-detecting unit before and after the stimulation of the position by the stimulation unit; and a meridian point determination unit which determines whether the stimulated position is a meridian point, according to the pulse waveforms stored in the memory unit, the meridian point determination unit including a waveform parameter calculation subunit that calculates a pressure parameter based on a point located on the pulse waveforms and determines whether the stimulated position is a meridian point, according to the pressure parameter. 2. A meridian point-probing device, comprising:a pulse wave-detecting unit which detects pulse waves; a stimulation unit having an end that stimulates skin of a trial subject; a memory unit which stores pulse waveforms detected by the pulse wave-detecting unit after the stimulation of a plurality of positions of the skin of the trial subject by the stimulation unit; and a meridian point determination unit which determines whether each of the stimulated positions is a meridian point, according to the pulse waveforms stored in the memory unit, the meridian point determination unit including a waveform parameter calculation subunit that calculates a pressure parameter based on a point located on the pulse waveforms and determines whether the stimulated position is a meridian point, according to the pressure parameter. 3. The meridian point-probing device according to claim 2, wherein the waveform parameter calculation subunit calculates the pressure parameter that includes at least one of a pulse pressure that is a differential pressure between a systolic blood pressure and a diastolic blood pressure, a post-ejection pressure that is a differential pressure between a blood pressure at a dicrotic notch and the systolic blood pressure, a dicrotic wave height that is a differential pressure between the blood pressure at the dicrotic notch and a maximum blood pressure of the dicrotic wave, a post-ejection pressure ratio that corresponds to the post-ejection pressure normalized by the pulse pressure, a dicrotic wave height ratio that corresponds to the dicrotic wave height normalized by the pulse pressure, a tidal wave height ratio that corresponds to the tidal wave height normalized by the pulse pressure wherein the tidal wave height is a differential pressure between the blood pressure of the post-ejection pressure and a maximum blood pressure of a tidal wave, or a pulse from the pulse waveforms stored in the memory unit. | Seiko Epson Corporation | A61B005/00
US07197356 | B2 | 2007-03-27 | Microwave detection apparatus | 2004-05-18 | Microwave detection apparatus includes an intravascular catheter containing inner and outer conductors, the distal ends of the conductors forming an antenna at a distal end of the catheter. A gap is provided in the inner conductor near the antenna thereby forming spaced-apart opposing proximal and distal inner conductor segments between which is connected an electrical circuit. That circuit includes a temperature reference and a Dicke-switch switchable in response to a switching signal between a first condition wherein the switch connects the proximal inner conductor segment to the temperature reference thereby delivering a temperature reference signal from the temperature reference to the proximal ends of the conductors and a second condition wherein the switch connects the proximal inner conductor segment to the distal inner conductor segment thereby delivering an antenna signal from the antenna to the proximal ends of the conductors. | 1. Microwave detection apparatus comprising an intravascular catheter containing an inner conductor and an outer conductor, each conductor having proximal and distal ends, the distal ends of said conductors forming an antenna at a distal end of the catheter;means defining a gap in the inner conductor relatively near the antenna thereby forming spaced-apart opposing distal and proximal inner conductor segments, andan electrical circuit in said catheter and connected electrically between said conductor segments, said circuit including a temperature reference, anda Dicke-switch switchable in response to a switching signal between a first condition wherein the switch connects the proximal inner conductor segment to the temperature reference thereby delivering a temperature reference signal from the temperature reference to the proximal ends of the conductors and a second condition wherein the switch connects the proximal inner conductor segment to the distal inner conductor segment thereby delivering an antenna signal from the antenna to the proximal ends of the conductors, and a detector responsive to the antenna signal for providing an indication of microwave emissions picked up at the antenna. 2. The apparatus defined in claim 1 and further including a switching signal source connected electrically to the switching circuit via the inner conductor for applying a switching signal to said switch to toggle the switch between said two conditions. 3. The apparatus defined in claim 2 wherein the switching signal source comprises a switched DC voltage source. 4. The apparatus defined in claim 1 wherein the temperature reference comprises a resistor. 5. The apparatus defined in claim 1 wherein said circuit is comprises an integrated circuit chip which fits entirely within said outer conductor and is electrically grounded thereto. 6. The apparatus defined in claim 5 wherein the chip includes first and second series-connected diodes, each diode having a cathode and an anode;a first conductor connecting the cathode of the first diode to the distal inner conductor segment;a first resistor connecting the cathode of the first diode to the outer conductor, anda second conductor connecting the proximal inner conductor segment to the anode of the first diode and the cathode of the second diode,said temperature reference being a resistance connected electrically between the anode of the second diode and the outer conductor. 7. The apparatus defined in claim 1 and further including a voltage source having an output providing a switched DC bias voltage, anda filter device connected between said output and the proximal ends of said conductors to isolate the switching signal to the switch from the antenna signal from the antenna. 8. The apparatus defined in claim 1 wherein the detector comprises a radiometer operating at a selected frequency and having an input, andconnection means electrically connecting the proximal ends of said conductors to said input. 9. Th... | Meridian Medical Systems, LLC | A61B005/00
US07433728 | B2 | 2008-10-07 | Dynamic metal immunity by hysteresis | 2003-05-29 | Apparatus is provided for tracking an object in a body of a patient in the presence of an interfering article. A set of one or more radiators are adapted to generate an energy field at a fundamental frequency in a vicinity of the object. A position sensor, fixed to the object, is adapted to generate a signal responsive to the energy field. A control unit has access to a database of one or more harmonic frequency patterns associated with one or more respective specific types of interfering articles. The control unit is adapted to (a) receive the signal, (b) detect a pattern of harmonic frequencies of the fundamental frequency present in the signal responsive to an interaction of the interfering article with the energy field, (c) compare the pattern to harmonic frequency patterns stored in the database, (d) identify the interfering article responsive to the comparison, (e) correct the signal responsive to the identification of the interfering article and a magnitude of one or more of the harmonic frequencies in the detected pattern, and (f) determine position coordinates of the object responsive to the corrected signal. | 1. Apparatus for tracking an object in a body of a patient in the presence of an interfering article, comprising: a set of one or more radiators, which are adapted to generate an energy field at a fundamental frequency in a vicinity of the object;a position sensor, fixed to the object, which is adapted to generate a signal responsive to the energy field; anda control unit, with access to a database of one or more harmonic frequency patterns associated with one or more respective specific types of interfering articles, the control unit adapted to:receive the signal,detect a pattern of harmonic frequencies of the fundamental frequency present in the signal responsive to an interaction of the interfering article with the energy field,compare the pattern to harmonic frequency patterns stored in the database,identify the interfering article responsive to the comparison,correct the signal responsive to the identification of the interfering article and a magnitude of one or more of the harmonic frequencies in the detected pattern, anddetermine position coordinates of the object responsive to the corrected signal. 2. Apparatus according to claim 1, wherein the interfering article is ferromagnetic, and wherein the control unit is adapted to identify the ferromagnetic interfering article. 3. Apparatus according to claim 1, wherein the position sensor comprises at least one of: a Hall effect device, a coil, and an antenna. 4. Apparatus according to claim 1, wherein the fundamental frequency is between about 200 Hz and about 12 kHz, and wherein the radiators are adapted to generate the energy field at the fundamental frequency. 5. Apparatus according to claim 1, wherein the control unit is adapted to detect the pattern of harmonic frequencies by calculating a ratio of an amplitude of a first harmonic of the fundamental frequency present in the signal to an amplitude of a second harmonic of the fundamental frequency present in the signal, and to compare the pattern to harmonic frequency patterns stored in the database by comparing the calculated ratio to ratios stored in the database. 6. Apparatus according to claim 1, wherein the control unit is adapted to correct the signal by calculating an interfering effect of the interfering article on the signal, and by removing the interfering effect from the signal. 7. Apparatus according to claim 6, wherein the control unit is adapted to remove the interfering effect by subtracting, in a frequency domain, the interfering effect from the signal. 8. Apparatus according to claim 6, wherein the control unit is adapted to calculate the interfering effect by: calculating a ratio of an amplitude of at least one of the harmonic frequencies of the fundamental frequency present in the signal to an amplitude of the fundamental frequency present in the signal, andcomparing the calculated ratio to ratios stored in the database. 9. Tracking apparatus, comprising: an object, adapted to be inserted in a body of a patient;a ... | Biosense, Inc. | A61B005/05
US06994094 | B2 | 2006-02-07 | Method and device for transseptal facilitation based on injury patterns | 2003-04-29 | A method for performing a procedure at the fossa ovalis in the septal wall of the heart includes the steps of providing a sheath having a body wherein the body has a lumen extending therethrough and an open end at the distal end of the body. The body also has at least one electrode and a position sensor at the distal end of the body. The position sensor generates signals indicative of the location of the distal end of the body. The sheath is navigated to the septal wall using the position sensor and the fossa ovalis in the septal wall is identified using the at least one electrode of the sheath. | 1. A method for performing a procedure at a fossa ovalis in a septal wall of a heart, the method comprising the steps of: providing a sheath comprising a body, the body having a lumen extending therethrough and an open end at a distal end of the body, the body also having at least one electrode and a position sensor at the distal end of the body, the position sensor generating signals indicative of a location of the distal end of the body;navigating the sheath to the septal wall using the position sensor;reconstructing an electroanatomical map using the at least one electrode and the position sensor of the sheath;identifying the fossa ovalis in the septal wall using the at least one electrode and the position sensor of the sheath; anddisplaying the fossa ovalis as a tagged point on the map. 2. The method according to claim 1, further comprising identifying the fossa ovalis based on injury patterns detected using the at least one electrode. 3. The method according to claim 2, further comprising identifying the fossa ovalis by determing an injury pattern for an area on the septal wall that exhibits less of an injury pattern than injury patterns exhibited by other areas on the septal wall. 4. The method according to claim 3, further comprising detecting injury patterns using injury curves. 5. The method according to claim 4, further comprising detecting injury patterns with an electrocardiogram. 6. The method according to claim 5, further comprising displaying the injury patterns in the form of PQRST waves. 7. The method according to claim 2, further comprising identifying the fossa ovalis by finding an area on the septal wall that does not exhibit an injury pattern. 8. The method according to claim 1, further comprising determining the location coordinates of the tagged point using the position sensor. 9. The method according to claim 8, further comprising determining the location coordinates of the tagged point by identifying position coordinates of the point. 10. The method according to claim 9, further comprising identifying orientation coordinates for the tagged point. 11. The method according to claim 1, further comprising tagging the point at the fossa ovalis with a physical tag. 12. The method according to claim 11, further comprising tagging the point at the fossa ovalis using an active tag. 13. The method according to claim 11, further comprising tagging the point at the fossa ovalis using a passive tag. 14. The method according to claim 1, further comprising perforating the fossa ovalis. 15. The method according to claim 14, further comprising perforating the fossa ovalis by extending a penetrating device through the lumen and the distal end of the sheath. 16. The method according to claim 15, further comprising withdrawing the penetrating device from the sheath. 17. The method according to claim 16, further comprising extending a secondary device through the sheath and the fossa ovalis and into the left atrium of the hear... | Biosense, Inc. | A61B019/00 A61B005/04
US07044920 | B2 | 2006-05-16 | Pressure monitoring system to prevent aneurismal sac rupture | 2003-04-24 | An abdominal aortic aneurysm pressure monitoring system comprising at least one pressure sensor positioned in an aneurismal sac which optionally may be excluded from direct arterial pressure by an already implanted stent graft, at least one pressure sensor positioned in an abdominal region of the body at a location outside of the aneurismal sac, a controller in communication with the pressure sensors, where a pressure gradient between the abdominal region and the aneurismal sac is determined based on the pressures communicated to the controller from the aneurismal sac and abdominal region pressure sensors. | 1. An abdominal aortic aneurysm pressure monitoring system for an aortic aneurysm in an arterial system, comprising: at least one pressure sensor positioned in an aneurismal sac of a body;at least one pressure sensor positioned in an abdominal region of the body at a location outside of the aneurismal sac; anda controller in communication with the pressure sensors, wherein a pressure gradient outside the arterial system between the abdominal region and the aneurismal sac is determined based on the pressures communicated to the controller from the aneurismal sac and abdominal region pressure sensors. 2. The system of claim 1, wherein the controller is positioned within a body. 3. The system of claim 1, wherein the controller is in wireless communication with the sensors. 4. The system of claim 1, wherein each sensor has an assigned IP address. 5. The system of claim 1, wherein the controller communicates with a computer or a computer network. 6. The system of claim 1, wherein the controller communicates with a computer or a computer network via a radio frequency interface. 7. The system of claim 5, wherein pressure data communicated from the controller to the computer network is stored in the computer network. 8. The system of claim 5, wherein a warning signal is sent in response to a pressure gradient target being met from the controller or computer in communication with the controller. 9. The system of claim 1, wherein the abdominal sensor is positioned at a level of the retro peritoneum. 10. The system of claim 1, further comprising: a micropump positioned to relieve pressure to the aneurismal sac in response to a pressure gradient target being exceeded. 11. The system of claim 1, wherein the pressure gradient is determined at the controller or computer. 12. The system of claim 1, further comprising: a stent graft implanted in the aneurismal sac of a body, wherein the at least one pressure sensor positioned in the aneurismal sac of the body is located outside the stent graft. 13. A method for monitoring an abdominal aortic aneurysm in an arterial system, the method comprising: sensing pressure in an aneurismal sac of a body;sensing pressure in an abdominal region of the body, the abdominal region being outside of the aneurismal sac; anddetermining a pressure gradient outside the arterial system based on the sensed abdominal region pressure and the sensed aneurismal sac pressure. 14. The method of claim 13, further comprising: sending the sensed abdominal region and aneurismal sac pressures over a wireless network. 15. The method of claim 13, further comprising: storing the determined gradient in a memory in communication with the wireless network. 16. The method of claim 13, further comprising: sending a warning signal when the determined gradient meets a pre-set limit. 17. A system for monitoring an abdominal aortic aneurysm in an arterial system, comprising: means for sensing pressure in an aneurismal sac of a body;means for s... | Medtronic Vascular, Inc. | A61B005/00
US07780953 | B2 | 2010-08-24 | Compositions magnetic particles covered with | 2003-12-19 | The invention relates to a composition comprising acid magnetic particles (p) based on an iron compound, the acid magnetic particles (p) being complexed by one or more gem-bisphosphonate compounds, of formula I: X-L-CH(PO3H2)2 (I) in which: L represents an organic group connecting the X group to the gem-bisphosphonate group —CH(PO3H2)2;X represents a chemical group capable of reacting with a biovector; all or some of the X groups of the particles optionally being coupled to a biovector. The invention relates, also to a process for the preparation of the compositions and their use, in particular as contrast products for Magnetic Resonance Imaging (MRI). | 1. A composition consisting essentially of non-aggregated acid magnetic particles (p) based on an iron compound, the acid magnetic particles (p) being complexed by one or more gem-bisphosphonate compounds of formula I X-L-CH(PO3H2)2 (I)in which L represents an organic group connecting the X group to gem-bisphosphonate group —CH(PO3H2)2, wherein L is (CH2)p, where p is an integer from 1 to 5,X represents a chemical group capable of reacting with a biovector and is —COOH, all or some of the X groups of the particles optionally being coupled to a biovector. 2. The composition as claimed in claim 1, in which the particles (p) are, on average, complexed on at least 90% of their protonated sites by compounds of formula (I). 3. The composition as claimed in claim 1, in which the protonated sites are complexed by at least two gem-bisphosphonate compounds of formula (I) having a different structure. 4. The composition as claimed in claim 1, in which the protonated sites are complexed by at least two compounds of formula (I) having an identical structure. 5. The composition as claimed in claim 1 in which all or some of the acid magnetic particles (p) are characterized by iron hydroxide, iron hydroxide hydrate, ferrite, mixed iron oxides or a mixture thereof. 6. The composition as claimed in claim 1, in which all or some of the acid magnetic particles (p) are characterized by a ferrite. 7. The composition as claimed in claim 6, in which the ferrite is maghemite or magnetite or a mixture thereof. 8. The composition as claimed in claim 1, in which the particles (p) are superparamagnetic. 9. The composition as claimed in claim 1, in which between 1 and 70% of the X groups of compounds of formula (I) are coupled to a biovector. 10. The composition as claimed in claim 1, in which the X groups of compounds of formula (I) are coupled to at least two different biovectors. 11. The composition as claimed in claim 1, in which the biovector is selected from proteins, optionally recombinant or mutated, glycoproteins, lectins, biotin, vitamins, phospholipids, folic acid derivatives, antibodies or antibody fragments, peptides and derivatives thereof, monosaccharides or polysaccharides, avidin, streptavidin, receptor substrates or inhibitors, steroids and analogs thereof, oligonucleotides, ribonucleic acid sequences, deoxyribonucleic acid sequences, hormones or hormone-like substances, amino acids and derivatives, organic molecules with pharmacological activity, amino alcohols, integrin-targeting agents and MMP-targeting agents. 12. The composition as claimed in claim 1, in which the biovector represents a peptide derivative. 13. The composition as claimed in claim 1, in which the X groups form a covalent bond with the biovector, of type —CONH—, —COO—, —CO—NH—N—, —CO—CH2—S—, —CH═NH—NH—, —CH═N—O— and also the formulae below 14. The composition as claimed in claim 1, in which the particles complexed and coupled to the biovector(s) have an overall hydrodynamic d... | Guerbet | A61B005/055 A61B005/05 A01N057/18
US07092749 | B2 | 2006-08-15 | System and method for adapting the behavior of a diagnostic medical ultrasound system based on anatomic features present in ultrasound images | 2003-06-11 | A diagnostic medical imaging system is disclosed, such as a diagnostic medical ultrasound system, which uses operational rules or an anatomic model of an anatomical structure as an organizational framework for applying anatomy-specific auxiliary/secondary information. After processing the operational rules on the acquired images or associating the model with the acquired images, adapting/fitting the model to match the images if necessary, the imaging system can associate aspects of the images being acquired with the auxiliary/secondary information, allowing the imaging system to behave as if it “knows” what it is scanning. The auxiliary information may be rules that affect the behavior of the imaging system, or may be the acquired image samples. System behavior may then be automatically adapted or the operator may be prompted to make operational changes. | 1. A method for controlling the operation of a diagnostic medical imaging system, said method comprising: receiving a plurality of signals, each of said plurality of signals having been derived from an emission detected by said diagnostic medical imaging system from a portion of a subject, said portion characterized by a first feature comprehensible by said diagnostic medical imaging system from at least one of said plurality of signals and a second feature at least partially incomprehensible by said diagnostic medical imaging system from said plurality of signals, said first and second features comprising first and second features of at least one anatomical structure at least partially present in said portion;identifying said first feature by said diagnostic medical imaging system;providing an anatomical model, said anatomical model comprising a substantial approximation of said second feature of said at least one anatomical structure, said anatomical model being comprehensible by said diagnostic medical imaging system and defining at least one expected characteristic of said second feature;associating a subset of said plurality of signals with said anatomical model based on said first feature;generating control data based on said associating; andcontrolling receiving of a subsequent plurality of signals by said diagnostic medical imaging system as a function of said control data. 2. The method of claim 1, wherein said first feature is characterized by at least one of a defined behavior, a defined structure, a defined composition, at least one defined dimension, and a defined emission. 3. The method of claim 1, wherein said second feature is characterized by at least one of a varied arrangement, a varied behavior, a varied structure, a varied composition, at least one varied dimension, and a varied emission. 4. The method of claim 1, wherein said at least one expected characteristic comprises at least one of expected arrangement, expected behavior, expected structure, expected composition, at least one expected dimension, and expected emission. 5. The method of claim 1, further comprising: selecting said anatomical model from a database comprising a plurality of said anatomical models. 6. The method of claim 5, wherein said selecting further comprises automatically selecting said anatomical model based on said first feature. 7. The method of claim 5, wherein said selecting further comprises selecting said anatomical model based on an operational state of said diagnostic medical imaging system. 8. The method of claim 5, wherein said plurality of said anatomical models collectively comprise a substantial approximation of an anatomical configuration encompassing said at least one anatomical structure. 9. The method of claim 5, wherein said anatomical model further comprises at least one function capable of being performed by said diagnostic medical imaging system in relation to said second feature, said processor being further operative to ... | Siemens Medical Solutions USA, Inc. | A61B008/00
US07130680 | B2 | 2006-10-31 | Body composition measurement apparatus | 2004-04-27 | Disclosed is a body composition measurement apparatus, comprising: a current supplying unit; a voltage measurement unit; a bioelectrical impedance measurement unit; and a judgment unit. According to the present invention said current supplying unit supplies an electric current to a person under test, said voltage measurement unit measures an electric voltage, and said bioelectrical impedance measurement unit measures a parameter for bioelectrical impedance of a measured part of the person, based on the current supplied and the voltage measured. Furthermore, said judgment unit judges an index for cell age of the person, based on the measured parameter for bioelectrical impedance. | 1. A body composition measurement apparatus, comprising: a current supplying unit;a voltage measurement unit;a bioelectrical impedance measurement unit; anda judgment unit, whereinsaid current supplying unit supplies an electric current to a person under test,said voltage measurement unit measures an electric voltage,said bioelectrical impedance measurement unit measures a parameter for bioelectrical impedance of a measured part of the person, based on the current supplied and the voltage measured, andsaid judgment unit judges an index for cell age of the person, based on the measured parameter for bioelectrical impedance. 2. A body composition measurement apparatus according to claim 1 in which size of a cell is used as the index for cell age. 3. A body composition measurement apparatus according to claim 1 in which cell-retained water is used as the index for cell age. 4. A body composition measurement apparatus according to any one of claims 1 to 3 in which said judgment unit compares the judged index for cell age to the real age of the person for assessing the cell age of the person. 5. The apparatus of claim 1, wherein the judgment unit calculates the cell age using the following formula: Cell Age=a1×BCM+b1where a1 and b1 are coefficients, and BCM=a(bHc/Xcd)+eW−f,where H is a height of the person under test, W is a body weight of the person under test, Xc is a reactance component of the bioelectrical impedance, and a, b, c, d, e, and f are coefficients. 6. The apparatus of claim 1, wherein the judgment unit calculates the cell age using the following formula: Cell Age=a2×ICW/ECW+b2where a2 and b2 are coefficients, ICW is an intracellular water amount, and ECW is an extracellular water amount,wherein the judgment unit is for calculating ICW and ECW based on the bioelectrical impedance. 7. The apparatus of claim 1, wherein the judgment unit calculates the cell age using the following formula: Cell Age=a3×Ri/Re+b3where a3 and b3 are coefficients, Ri is an intracellular water resistance, and Re is an extracellular water resistance,wherein the judgment unit is for calculating Ri and Re based on the bioelectrical impedance. 8. The apparatus of claim 1, wherein the current supplying unit supplies the electric current at a plurality of frequencies R1 and R2, wherein R1&lt;R2, andwherein the judgment unit calculates the cell age using the following formula: Cell Age=a4×R1/R2b4where a4 and b4 are coefficients. 9. The apparatus of claim 1, wherein the judgment unit calculates the cell age using the following formula: Cell Age=a5×¦Xc¦+b5where a5 and b5 are coefficients, and Xc is a reactance component of the bioelectrical impedance. 10. The apparatus of claim 1, wherein the judgment unit calculates the cell age using the following formula: Cell Age=a6×¦Xc¦/R+b6where a6 and b6 are coefficients, Xc is a reactance component of the bioelectrical impedance, and R is a resistance component of the bioelectrical impedance. 11. A body composition measu... | Tanita Corporation | A61B005/05
US07583994 | B2 | 2009-09-01 | Apparatus for localizing a focal lesion in a biological tissue section | 2004-03-03 | An apparatus for localizing a focal lesion in a biological tissue section applies electrical excitation signals to the tissue section and measures electrical response signals at a number of measurement locations on a surface of the tissue section that arise there due to the excitation signals. A computer reconstructs a distribution of electrical dipole moments from the response signals, this distribution of dipole moments overall best reproducing the response signals, and supplies the 3D spatial position of the distribution as an output. | 1. An apparatus for localizing a focal lesion in a biological tissue section, said lesion exhibiting an electrical property that is different from said electrical property of the tissue section, and wherein said electrical property in the tissue section is substantially constant, said apparatus comprising: a measurement arrangement configured to interact with the tissue section, to apply electrical excitation signals to said tissue section that polarize bioelectric signal sources in said tissue section to produce a distribution of electrical dipole moments in said tissue section, and to measure electrical response signals that occur in response to said excitation signals, and that collectively represent said distribution of electrical dipole moments, at a plurality of measurement locations on a surface of the tissue section; anda computer supplied with signals corresponding to said electrical response signals, said computer being programmed to reconstruct said distribution of electrical dipole moments from the signals supplied to the computer as a reconstructed distribution that overall best reproduces said signals supplied to the computer, and to determine, from said reconstructed distribution, a three-dimensional spatial location of said lesion and to determine, from said signals corresponding to said electrical response signals, an indicator as to whether said lesion is pathological, and to make said three-dimensional location and said indicator available as a humanly perceptible output. 2. An apparatus as claimed in claim 1 wherein said computer has a memory containing a gridded model of the biological tissue section and is programmed to generate leads fields that describe said signals supplied to the computer with respect to electrical dipole moments, in said distribution of electrical dipole moments at respective locations in said model. 3. An apparatus as claimed in claim 2 wherein said computer is programmed to determine a depth location of said lesion in said tissue as a part of said 3D spatial location, by determining, from said distribution of electrical dipole moments, respective distributions of electrical dipole moments in a plurality of layers in said model, and by identifying a layer among said plurality of layers having a distribution of electrical dipole moments therein with a minimum energy as representing the depth location of the lesion in the tissue section. 4. An apparatus as claimed in claim 1 wherein said measurement arrangement applies a series of said electrical excitation signals to said tissue section at respectively different frequencies, and wherein said computer is programmed to reconstruct said distribution of electrical dipole moments for each of said frequencies, thereby producing a plurality of distributions of electrical dipole moments for the respective frequencies. 5. An apparatus as claimed in claim 4 wherein said computer is programmed to classify said lesion, with respect to pathology, dependent on a ... | Siemens Aktiengesellschaft | A61B005/06 A61B005/04
US07192402 | B2 | 2007-03-20 | Diagnostic apparatus for analyzing arterial pulse waves | 2004-06-16 | A pulse wave analyzing apparatus that detects a pulse wave from a living body and computes a waveform distortion factor and determines a waveform shape for performing a diagnosis of a condition of the living body. | 1. A pulse wave analyzing apparatus comprising: pulse wave detecting means for detecting a pulse wave from a living body;distortion computing means for computing a waveform distortion factor of the pulse wave detected by the pulse wave detecting means, the waveform distortion factor being identified asd=Q22+Q32+⋯+Qn2Q1, d denoting the waveform distortion factor, and Qn denoting amplitude of the nth harmonic; andwaveform determining means for determining a waveform shape on the basis of the waveform distortion factor computed by the distortion computing means. 2. A pulse wave analyzing apparatus as in claim 1, wherein the living body is a living human body. 3. A pulse wave analyzing apparatus comprising: pulse wave inputting means for inputting information representing a pulse wave of a living body;distortion computing means for computing a waveform distortion factor from the information representing a pulse wave, the waveform distortion factor being identified asd=Q22+Q32+⋯+Qn2Q1, d denoting the waveform distortion factor, and Qn denoting amplitude of the nth harmonic; andparameter obtaining means for obtaining parameters relating to circulatory dynamic parameters on the basis of the waveform distortion factor computed by the distortion computing means. 4. A pulse wave analyzing apparatus as in claim 3, further comprising a reading means for reading out the information representing a pulse wave from a storage media. 5. A pulse wave analyzing apparatus in accordance with claim 3, wherein the pulse wave inputting means is a pulse wave detecting means for detecting the pulse wave of a living body non-invasively. 6. A pulse wave analyzing apparatus in accordance with claim 3, further comprising a writing means for writing the circulatory dynamic parameters into a storage media. 7. A pulse wave analyzing apparatus in accordance with claim 3, wherein the living body is a living human body. 8. A diagnostic apparatus comprising: analyzing means for creating waveform parameters from information representing a pulse wave of a living body; anddiagnostic means for performing a diagnosis of a condition of the living body on the basis of the waveform parameters,wherein the analyzing means comprises:distortion computing means for computing a waveform distortion factor from the information representing the pulse wave, the waveform distortion factor being identified asd=Q22+Q32+⋯+Qn2Q1, d denoting the waveform distortion factor, and Qn denoting amplitude of the nth harmonic; andwaveform determining means for determining a waveform shape on the basis of the waveform distortion factor computed by the distortion computing means;and wherein the diagnostic means performs the diagnosis of the condition of the living body on the basis of the waveform shape. 9. A diagnostic apparatus comprising: analyzing means for creating waveform parameters from information representing a pulse wave of a living body; anddiagnostic means for performing a diagnosis of a conditio... | Seiko Epson Corporation | A61B005/00
US09339277 | B2 | 2016-05-17 | Computer-assisted hip replacement surgery | 2003-10-03 | A CAS system and method for guiding an operator in inserting a femoral implant in a femur as a function of a limb length and orientation of the femoral implant with respect to the femur, comprising a reference tool for the femur, a registration tool, a bone altering tool and a sensing apparatus. A controller is connected to the sensing apparatus to: i) register a frame of reference of the femur by calculating surface information provided by the registration tool as a function of the position and orientation of the registration tool provided by the sensing apparatus, and/or retrieving in a database a model of the femur; ii) calculate a desired implant position with respect to the frame of reference as a function of the limb length; and iii) calculate a current implant position and orientation in relation to the desired implant position with respect to alterations being performed in the femur with the bone altering tool, as a function of the position and orientation of the bone altering tool provided by the sensing apparatus and of a digital model of a femoral implant provided by the database. The database is connected to the controller for the controller to store and retrieve information relating to an operation of the controller. The computer-assisted system may be used to guide an operator in inserting a pelvic implant in an acetabulum as a function of an orientation of the pelvic implant with respect to the pelvis. | 1. A method of doing surgical treatment with a tracking system in computer-assisted surgery for guiding an operator in inserting a femoral implant of a hip joint implant in a femur as a function of a limb length and orientation of the femoral implant, comprising: obtaining a frame of reference of the femur, the frame of reference being trackable in space;obtaining a digital model of a geometry of a femoral implant, and a digital model of a geometry of a tooling end of a rasp;calculating a desired implant insertion for the femoral implant with respect to the frame of reference of the femur, as a function of the limb length;calculating alterations being made to a femur with a real-time tracking of the rasp altering the femur for receiving the femoral implant and with the digital model of the geometry of the tooling end of the rasp; anddetermining a current implant insertion with respect to the desired implant insertion, the current implant insertion being calculated as a function of the digital model of the femoral implant and the calculated alterations. 2. The method according to claim 1, wherein determining the current implant insertion includes determining at least one of the varus/valgus angle of the femoral implant, the anteversion of the femoral implant, and an offset of the femoral implant. 3. The method according to claim 2, wherein the varus/valgus angle of the femoral implant is calculated as a function of an axis of the intramedullary canal in relation to an axis of the femoral implant with respect to the frame of reference, and obtaining the axis of the intramedullary canal is performed by: performing an opening in the femur;providing a tool trackable in space, said tool having a leading end thereof being insertable in a determined way with respect to a surface of the intramedullary canal; andobtaining the axis of the intramedullary canal with respect to the frame of reference by calculating and relating reference points in the intramedullary canal by inserting the leading end of the tool at given depths in the intramedullary canal and calculating a reference point of the intramedullary canal for each said given depths as a function of a tracking of said tool having the leading end inserted in said determined way. 4. The method according to claim 1, wherein determining the current implant insertion is repeated following a change in the desired implant insertion caused by a change in an acetabular center of rotation. 5. The method according to claim 1, further comprising guiding the operator in inserting the femoral implant in the intramedullary canal by tracking the femoral implant during the insertion. 6. The method according to claim 1, wherein obtaining the frame of reference of the femur is intraoperative. 7. The method according to claim 6, wherein the frame of reference of the femur includes a center of the femoral head, and obtaining the center of the femoral head is performed by: positioning a reference system trackable in... | ORTHOSOFT HOLDINGS INC. | A61B019/00 A61B017/16 A61B005/06 A61B005/103 A61B017/15 A61B017/17 G09B023/28 G09B023/30 A61B005/00 A61F002/34 A61F002/46 A61F002/30 A61F002/36
US20040225206 | A1 | 2004-11-11 | Non-invasive analyte measurement device having increased signal to noise ratios | 2003-05-09 | A non-invasive analyte measurement device having increased signal to noise ratios is disclosed herein. Typically, the glucose measurement device is self-normalizing in that it does not employ an independent reference sample in its operation. The device uses attenuated total reflection (ATR) infrared spectroscopy. The device is used on a fingertip and compares two specific regions of a measured infrared spectrum to determine the blood glucose level of the user. This device is suitable for monitoring glucose levels in the human body and is especially beneficial to users having diabetes mellitus. Moreover, the device utilizes a periodically modulated optical signal and at least one lock-in amplifier to correlate the signals to gain maximum sensitivity and an increased signal-to-noise ratio. The device and procedure can be used for other analyte materials which exhibit unique mid-IR signatures of the type described herein and that are found in appropriate regions of the outer skin. | I claim: 1. An analyte level measurement device for measuring an analyte level in a body by contacting a skin surface, comprising: an infrared source for emitting an IR beam into an ATR plate, the IR beam having components at least in the region of a referencing wavelength and a measuring wavelength; at least two IR sensors for simultaneously measuring absorbance of at least the referencing wavelength and the measuring wavelength; and at least one lock-in amplifier in communication with a corresponding IR sensor, the at least one lock-in amplifier being adapted to correlate the infrared source with an output signal from the IR sensors. 2. The device of claim 1 wherein the ATR plate has a measurement surface for contact with the skin surface and for directing the IR beam against the skin surface. 3. The device of claim 1 further comprising a processor for determining the analyte level using a measured absorbance of the skin surface. 4. The device of claim 3 wherein the processor comprises a comparator for comparing the measuring wavelength to the referencing wavelength and providing a signal indicative of blood glucose concentration. 5. The device of claim 1 further comprising a modulator for periodically modulating an intensity of the IR beam and maintaining a fixed relationship with the at least one lock-in amplifier. 6. The device of claim 5 wherein the fixed relationship is a fixed phase relationship. 7. The device of claim 5 wherein the IR beam intensity is modulated in a pattern selected from the group consisting of sinusoidal, saw tooth, and square wave. 8. The device of claim 1 further comprising a memory unit for storing parameters of the measured absorbance. 9. The device of claim 1 further comprising a display for indicating a processed result from the measured absorbance. 10. The device of claim 1 wherein the ATR plate is configured to permit multiple internal reflections therewithin prior to measuring the absorbance. 11. The device of claim 1 wherein the analyte comprises glucose and the referencing wavelength is between about 8.25 μm and 8.75 μm. 12. The device of claim 1 wherein the analyte comprises glucose and the measuring wavelength is between about 9.50 μm and 10.00 μm. 13. The device of claim 1 further comprising a beam splitter positioned between the ATR plate and the at least two IR sensors. 14. The device of claim 1 wherein each of the at least two IR sensors is in communication with a corresponding lock-in amplifier. 15. A method for determining an analyte level in a body with an analyte measurement device, comprising: contacting a skin surface on the body with an ATR plate in the analyte measurement device, the ATR plate having a surface for contact with the skin surface; irradiating the skin surface with a periodically modulated IR beam having components at least in a region of a referencing wavelength and a measuring wavelength through the ATR plate to produce a reflected IR beam indicati... |  | A61B005/00
US20040243018 | A1 | 2004-12-02 | Apparatus and method for determining adequacy of electrode-to-skin contact and electrode quality for bioelectrical measurements | 2003-11-28 | A system and method for diagnosing the possibility of disease in a body part is described. The system includes an electrode array containing a plurality of electrodes capable of being electrically coupled to the body part. A first measurement unit makes an electrode assessment measurement with the electrode array. An electrode assessment module determines whether the plurality of electrodes are suitably coupled to the body part based on the electrode assessment measurement. If there is suitable coupling, a second measurement unit makes a diagnosis measurement with the electrode array. An electrical property module obtains an electrical property of the body part, such as impedance, based on the diagnosis measurement. A diagnosis module diagnoses the possibility of disease based on the measured electrical property. | What is claimed is: 1. A method for diagnosing the possibility of disease in a body part, the method comprising providing an electrode array containing a plurality of electrodes capable of being electrically coupled to the body part; making an electrode assessment measurement with the electrode array; determining whether the plurality of electrodes are suitably coupled to the body part based on the electrode assessment measurement; making a diagnosis measurement with the electrode array; obtaining an electrical property of the body part based on the diagnosis measurement; and diagnosing the possibility of disease based on the electrical property of the body part. 2. The method of claim 1, wherein the plurality of electrodes includes a current injection electrode pair and an associated voltage measurement electrode pair, the method further comprising, before the step of making an electrode assessment measurement, applying the current injection electrode pair to the body part; and applying the associated voltage measurement electrode pair to the body part. 3. The method of claim 2, wherein the step of making an electrode assessment measurement includes utilizing one current injection electrode of the current injection electrode pair and one proximal voltage measurement electrode of the voltage measurement electrode pair to make a bipolar measurement. 4. The method of claim 3, wherein the step of determining whether the plurality of electrodes are suitably coupled includes computing a phase φ, whose absolute value is given by ¦φ¦=¦tan−1[XC(ω)/R]¦where XC(ω) is a capacitive reactance at an alternating frequency, ω, of a current injected during the bipolar measurement, and R is a resistance associated with the body part; and if the phase is outside a threshold range, determining that at least one of the current injection electrode and the voltage measurement electrode is not in electrical contact with the body part. 5. The method of claim 4, wherein the step of determining whether the plurality of electrodes are suitably coupled further includes computing a magnitude Z given by 3Z=VI,where I is the current and V is a resultant voltage measured during the bipolar measurement; and determining quality of electrical contact of the current injection electrode and the voltage measurement electrode with the body part based on the magnitude. 6. The method of claim 3, wherein the step of determining includes using a phase, which is a function of the capacitive reactance and the resistance, at a particular frequency, and other phases at other frequencies to establish that at least one of the current injection electrode and the voltage measurement electrode is not in electrical contact with the body part. 7. The method of claim 1, wherein the plurality of electrodes includes nCI current injection electrode pairs, and nCI associated voltage measurement electrode pairs, where nCI is an integer greater than zero. 8. The method of claim 7, wher... | Z-Tech (Canada) Inc. | A61B005/05
US20040210159 | A1 | 2004-10-21 | Determining a psychological state of a subject | 2003-08-08 | Measurements of responses of a subject are performed automatically. The measurements include a sufficient set of measurements to complete a psychological evaluation task or to derive a complete conclusion about a cognitive state, an emotional state, or a socio-emotional state of the subject. The task is performed or the complete conclusion is derived automatically based on the measurements of responses. | 1. A method comprising automatically performing measurements of responses of a subject, the measurements comprising a sufficient set of measurements to complete a psychological evaluation task or to derive a complete conclusion about a cognitive state, an emotional state, or a socio-emotional state of the subject, and automatically completing the task or deriving the complete conclusion based on the measurements of responses. 2. The method of claim 1 in which the measurements are made using electronic devices. 3. The method of claim 2 in which the electronic devices include video and audio devices. 4. The method of claim 1 also including automatically using pre-stored information to derive the complete conclusion about the cognitive state, emotional state, or socio-emotional state based on the set of measurements. 5. The method of claim 1 also including automatically inferring an ability of the subject to carry out a function, based on the complete conclusion of the cognitive state, the emotional state, or the socio-emotional state. 6. The method of claim 1 in which the responses comprise responses to predetermined stimuli. 7. The method of claim 1 in which the stimuli are automatically controlled. 8. The method of claim 7 in which the stimuli are provided automatically. 9. The method of claim 7 in which the stimuli comprise displayed still images or video segments. 10. The method of claim 7 in which the stimuli comprise sounds. 11. The method of claim 1 in which the measurements of responses comprises measurements of responses within a context involving subject participation or human-human interaction. 12. The method of claim 11 in which the measurements of responses include measurements of responses of the subject and of other subjects involved in the subject participation or human-human interaction. 13. The method of claim 11 in which the context comprises the subject viewing video in a context involving subject participation or human-human interaction. 14. The method of claim 1 in which the subject comprises a group of humans. 15. The method of claim 14 in which a conclusion is derived about the level or the quality of coordination in the group. 16. The method of claim 14 in which a conclusion is derived about the level or the quality of the communication in the group. 17. The method of claim 14 in which a conclusion is derived about the level or the quality of the cooperation in the group. 18. The method of claim 14 in which a conclusion is derived on the cognitive, emotional, or socio-emotional state of a person relative to the rest of the group. 19. A method comprising automatically performing measurements of responses of a subject, the measurements being performed over a period of time having a pre-determined length, and automatically determining a cognitive state, an emotional state, or a socio-emotional state of the subject based on the measurements and on the length of the pre-determined period of ... |  | A61B013/00 A61B005/00 A61B019/00
US20040267102 | A1 | 2004-12-30 | Diagnostic feature extraction in dermatological examination | 2004-08-30 | An automated dermatological examination system captures an image including a lesion. The image is divided into lesion and non-lesion areas, and the lesion area is analysed to quantify features for use in diagnosis of the lesion. Features of lesion colour are extracted (step 502) and the shape of the lesion is analysed (step 504). Features of lesion texture and symmetry are derived (step 506) as are measures of categorical symmetry within the lesion (step 508). | 1. A method of quantifying features of a skin lesion for use in diagnosis of the skin lesion, the method comprising the steps of: obtaining an image of an area of skin including the lesion; segmenting the image into a lesion area and a non-lesion area; quantifying at least one colour feature of the lesion area; quantifying at least one shape feature of the lesion area; calculating at least one symmetry measure descriptive of the distribution of classified regions within the lesion area; and storing the at least one colour feature, the at least one shape feature and the at least one symmetry measure for use in diagnosis of the skin lesion. 2. A method of quantifying features of a skin lesion for use in diagnosis of the skin lesion, the method comprising the steps of obtaining a calibrated colour image of an area of skin including the lesion, the image comprising a set of visual elements; segmenting the image into a lesion area and a non-lesion area; allocating each visual element in the lesion area to a corresponding one of a predefined set of colour classes; calculating at least one statistic describing the distribution of the allocated visual elements; and storing the at least one statistic for further processing as a feature of the lesion. 3. A method as claimed in claim 2 in which the at least one statistic is selected from the group consisting of: a total number of visual elements allocated to any one of the set of colour classes; a sum of all visual elements allocated to the set of colour classes; said total number divided by said sum; a combined total of visual elements allocated to a predefined combination of colour classes; and said combined total divided by said sum. 4. A method as claimed in claim 2 in which said visual elements are charaterised by coordinates in a colour space and said allocating step comprises the sub-steps of: comparing, for each visual element, the coordinates with a predefined lookup table; and allocating the visual element based on said comparison. 5. A method as claimed in claim 4 in which the predefined lookup table is created by the steps of: collecting a training set of lesion data manually segmented into labelled colour classes; generating surfaces in the colour space which best segment the colour space according to the labelled colour classes; and preparing the lookup table from the surfaces. 6. A method as claimed in claim 5 in which said generating step uses a canonic variate analysis. 7. A method as claimed in any one of claims 2 to 6 in which the predefined set of colour classes is selected from the group consisting of Black, Grey, Blue-White-Veil (BWV), Blue1, Blue2, Darkbrown, Brown, Tan, Pink1, Pink2, Red1, Red2, Skin and White. 8. A method as claimed in claim 7 in which the predefined combination of colour classes is selected from the group consisting of: a Reds class formed from Pink2 plus Red2 plus Red1; a Haemangioma class formed from Pink2 plus Red2 plus Red1 plus Pink1; a BWV... |  | G06K009/00 A61B005/00
US20040220455 | A1 | 2004-11-04 | Method for monitoring blood characteristics and cardiopulmonary function | 2003-02-03 | Sensors located on a sensor carrier are placed adjacent one or more of a surgical patient's major thoracic blood-containing structures such as the aorta or pulmonary artery, and characteristics of blood in the blood-containing structures are determined noninvasively by measuring transmission or reflection of light or other types of energy by the blood. Emitters and receptors included in the sensors are connected electrically with suitable electronic signal generating and processing components in a package remote from the sensor carrier. | 1. A method of at least partially evaluating at least a selected aspect of a patient's metabolic function, comprising: measuring a selected characteristic of blood in at least one selected major thoracic blood-containing structure by using an electronic sensor located within said patient's thoracic cavity but outside said selected major thoracic blood-containing structure to observe said blood through a wall of said selected major thoracic blood-containing structure without removing any of said blood from said major thoracic blood-containing structure, and comparing a resulting measured value of said selected characteristic with a norm. 2. A method of at least partially evaluating a selected aspect of a patient's metabolic function, comprising: measuring separately at least one selected characteristic of blood present in each of at least two selected major thoracic blood-containing structures by using at least one electronic sensor located within said patient's thoracic cavity, but outside said selected major thoracic blood-containing structures, to observe said blood through a respective wall of each of said selected major thoracic blood-containing structures without removing any of said blood from said selected major thoracic blood-containing structures, and comparing respective resulting values of said at least one selected characteristic as measured in each of said selected major thoracic blood vessels. 3. The method of claim 2, wherein one of said at least two selected major thoracic blood-containing structures is said patient's aorta. 4. The method of claim 2, wherein one of said at least two selected major thoracic blood-containing structures is said patient's main pulmonary artery. 5. The method of claim 2, wherein one of said at least two selected major thoracic blood-containing structures is said patient's right pulmonary artery. 6. The method of claim 2, wherein one of said at least two selected major thoracic blood-containing structures is said patient's inferior vena cava. 7. The method of claim 2, wherein one of said at least two selected major thoracic blood-containing structures is said patient's superior vena cava. 8. The method of claim 2, wherein one of said at least two selected major thoracic blood-containing structures is of patient's right atrium. 9. The method of claim 2, wherein one of said at least two selected major thoracic blood-containing structures is one of said patient's pulmonary veins. 10. The method of claim 2, wherein one of said at least two selected major thoracic blood-containing structures is said patient's innominate artery. 11. The method of claim 2, wherein one of said at least two selected major thoracic blood-containing structures is one of said patient's carotid arteries. 12. The method of claim 2, wherein one of said at least two selected major thoracic blood-containing structures is one of said patient's subclavian arteries. 13. The method of claim 2, wherein said selected... |  | A61B005/00
US20040242973 | A1 | 2004-12-02 | Health care system, health care apparatus, health care method and health care program | 2004-05-28 | A medical question presenting module regularly presents a medical question on a user terminal. An advice selection module selects any of a plurality of advice algorithms recorded in an algorithm database based on physiological amount data, an answer to the medical question, and a personal set value, and presents on the user terminal the selected advice algorithm as an automatic advice, while requesting a doctor terminal for a judgment when the automatic advice cannot be presented. The doctor terminal presents an individual advice on the user terminal via a personal board in an individual advice module. An advice construction module extracts a Q&A history from a Q&A history database, to generate an advice algorithm. | What is claimed is: 1. A health care system comprising: a user terminal which is used by a user; a professional terminal which is used by a professional; and a host computer, wherein said user terminal, said professional terminal, and said host computer are interconnected via a communication line, and said host computer includes: a data storage device that stores data relating to the health condition of the user supplied by said user terminal; an advice storage device that stores a plurality of advices relating to the health condition as first advices; a first advice presenting unit that determines whether or not a first advice can be presented based on the data stored in said data storage device, and when a first advice can be presented, selects any of the plurality of first advices stored in said advice storage device to present the advice on said user terminal, while requesting said professional terminal for a judgment when said first advice cannot be presented; and a second advice presenting unit that presents on said user terminal advice from said professional terminal as a second advice. 2. The health care system according to claim 1, wherein said host computer constructs a first advice based on the second advice presented on said user terminal by said second advice presenting unit, and further comprises an advice construction unit that makes said advice storage device store the constructed first advice. 3. The health care system according to claim 2, wherein said second advice presenting unit includes an information storage device which can be written to and read from by said user terminal and said professional terminal, and said advice construction unit constructs said first advice based on the information written to said information storage device. 4. The health care system according to claim 1, wherein said host computer further comprises a criterion value storage device that stores a criterion value set for each user for presenting advice, and said first advice presenting unit determines whether or not a first advice can be presented and selects a first advice, based on the data stored in the data storage device and the criterion value stored in the criterion value storage device. 5. The health care system according to claim 4, wherein the criterion value stored in said criterion value storage device can be set and changed by said professional terminal. 6. The health care system according to claim 4, wherein when a first advice cannot be presented, said first advice presenting unit determines whether or not there is a serious problem based on the criterion value stored in said criterion value storage device. 7. The health care system according to claim 1, wherein said professional terminal includes a plurality of terminals having a hierarchical structure, and when a first advice cannot be presented, said first advice presenting unit requests a judgment to a highest level terminal of the plurality of terminals havin... | SANYO ELECTRIC CO., LTD | A61B005/00
US06827689 | B2 | 2004-12-07 | Sphygmorgh measure method and device for pulse pressure and blood flow rate | 2003-04-24 | A sphygmogram measure method and device, which detects pulse pressure and blood flow rate simultaneously, includes an upstream and a downstream pressure sensors provided to measure the pulse pressure of two adjacent points on radial artery. The time lag of pulse wave passing through the two pressure sensors is obtained by a time delay detection circuit. The values of pulse pressure at the upstream pressure sensor and time lag are inputted into a digital signal process unit for calculating the value of pulse pressure at the downstream pressure sensor. A thermal image device and an optical displacement sensor are used to measure the unstressed vessel's diameter and the variation of vessel's diameter. A viscometer measures the blood viscosity coefficient of blood specimen. All the values above are used to calculate vessel compliance and blood flow rate as a helpful reference of human's health status. | What is claimed is: 1. A sphygmogram measure method for simultaneously acquiring the information of pulse pressure and blood flow rate, comprising the following steps:step 1: using a upstream pressure sensor and a downstream pressure sensor arranged at a certain distance L in accordance with the bloodstream direction to measure pulse pressures of PO(t) and PL(t) of two adjacent points on radial artery respectively; step 2: using a time delay detecting circuit to determine time lag τ related to the passage time of a pulse wave passing from the upstream pressure sensor to the downstream pressure sensor; step 3: inputting pulse pressure PO(t) at the upstream pressure sensor and time lag τ into a digital signal process unit which takes the values of pulse pressure PO(n) and time lag τ to calculate the value of pulse pressure PL(n) at the downstream pressure sensor; step 4: using an optical displacement sensor to sense the variation of vessel diameter Δa(n) at the downstream pressure sensor; step 5: calculating the nonlinear vessel compliance in a digital signal process unit, α(n)=Δa(n)/PL(n); step 6: using a thermal image device to estimate the unstressed vessel's diameter aO at the downstream pressure sensor; step 7: using a viscometer to acquire the blood viscosity coefficient μ; and step 8: taking the above values PO(n), PL(n), L, aO, a(n) and μ to calculate the blood flow rate and other information. 2. The sphygmogram measure method as claimed in claim 1, wherein the distance between the upstream pressure sensor and the downstream pressure sensor is 2 to 3 millimeters. 3. The sphygmogram measure method as claimed in claim 1, wherein the upstream pressure sensor and the downstream pressure sensor access to the pulse pressure of an examinee's radial artery by an invasive method, wherein an intubating element is inserted into the vessel. 4. The sphygmogram measure method as claimed in claim 1, wherein the upstream pressure sensor and the downstream pressure sensor access to the pulse pressure of radial artery by a non-invasive method, wherein the pressure sensors contact the skin region corresponding to the measure points at the vessel. 5. The sphygmogram measure method as claimed in claim 4, wherein the upstream pressure sensor and the downstream pressure sensor pressing upon the skin tissue over radial artery are set in three depths corresponding to the pressing forces for pulse palpation in traditional Chinese medicine. 6. The sphygmogram measure method as claimed in claim 4 further comprising an actuator device driving the downstream pressure sensor downwardly and upwardly to control the downstream pressure value being very close to zero, and the movement of the downstream pressure sensor being measured by an optical displacement sensor and read as the variation of the vessel diameter. 7. The sphygmogram measure method as claimed in claim 6, wherein the optical displacement sensor is moved under the downstream pressure sensor and direct... | E-Med Biotech Inc. | A61B005/02
US06804547 | B2 | 2004-10-12 | Medical therapeutic and/or diagnostic apparatus having a position detecting device | 2001-09-25 | The invention is directed to a medical therapeutic and/or diagnostic apparatus having a function unit (;1;) and a position detecting device (;5;). A further detecting device (;7;) is mounted so as to be fixed in position and orientation and is separated from the position detecting device (;5;) by a signal path. The position detecting device (;5;) operates together with the additional detecting device (;7;). The position detecting device (;5;) can be changed during operation with respect to position and orientation relative to the function unit (;1;). | What is claimed is: 1. A medical therapeutic and/or diagnostic apparatus comprising:a function unit in the form of a therapeutic and/or diagnostic instrument; a first detecting device associated with said function unit; a second detecting device for coacting with said first detecting device and being mounted so as to be stationary in position and orientation; said second detecting device being separated from said first detecting device by an optical signal path or an ultrasonic signal path; and, said first detecting device being mounted on said function unit so as to physically movable relative to said function unit so as to be changeable with respect to both position and orientation. 2. The medical therapeutic and/or diagnostic apparatus of claim 1, wherein maid function unit is a surgical microscope. 3. The medical therapeutic and/or diagnostic apparatus of claim 1, wherein said first detecting device is configured as a position detecting assembly extending from said function unit. 4. The medical therapeutic and/or diagnostic apparatus of claim 3, wherein said position detecting assembly comprises a transmitting unit having at least three transmitting elements arranged so as to be spatially distributed. 5. The medical therapeutic and/or diagnostic apparatus of claim 1, wherein said function unit has measuring points. 6. The medical therapeutic and/or diagnostic apparatus of claim 1, wherein said signal path is a clear uninterrupted line-of-sight path. 7. A medical therapeutic and/or diagnostic apparatus comprising:a function unit; a first detecting device associated with said function unit; a second detecting device for coacting with said first detecting device and being mounted so as to be stationary in position and orientation; said second detecting device being separated from said first detecting device by a signal path; said first detecting device being mounted so as to be movable relative to said function unit so as to be changeable with respect to both position and orientation; and, said position detecting assembly including an extension arm and a ball-and-socket joint for connecting said extension arm to said function unit. 8. The medical therapeutic and/or diagnostic apparatus of claim 7, wherein said ball-and-socket joint is a first ball-and-socket joint; and, said position detecting assembly further comprises a position detecting part and a second ball-and-socket joint for connecting said position detecting part to said extension arm. 9. A medical therapeutic and/or diagnostic apparatus comprising:a function unit in the form of an optical surgical instrument; a first detecting device associated with said function unit; a second detecting device for coacting with said first detecting device and being mounted so as to be stationary in position and orientation; said second detecting device being separated from said first detecting device by an optical signal path; and, said first detecting device being mounted on said functio... | Carl-Zeiss-Stiftung | A61B005/00 A61B006/00
US06823206 | B2 | 2004-11-23 | Local coil for magnetic resonance applications | 2003-12-11 | A local coil for magnetic resonance applications has an annular base body in which a reception antenna is embedded to receive a magnetic resonance signal. The base body is fashioned with inherent stability, such that it assumes an inherent form when not subjected to deformation forces. It is dimensioned such that it substantially assumes its inherent form given arrangement in a palate and/or in a nasal cavity of a person. Furthermore, it is flexibly fashioned, such that is can be inserted via a nostril of a person into the nasal cavity and removed again from it. | We claim as our invention: 1. A local coil for magnetic resonance applications, comprising:an annular base body having an inherent stability causing said base body to assume an inherent form in an absence of deforming forces acting on said base body; an antenna resonator embedded in said base body and adapted to receive a magnetic resonance signal; and said base body having a flexibility allowing said base body to be inserted via a nostril into the nasal cavity of a subject in whom said magnetic resonance signal is generated, and allowing said base body to be removed from the nasal cavity via the nostril, said base body, in the nasal cavity substantially assuming said inherent form. 2. A local coil as claimed in claim 1 wherein said base body also is adapted to assume said inherent form when placed in the palate of the subject. 3. A local coil as claimed in claim 1 comprising an elastic supplementary body connected to said base body. 4. A local coil as claimed in claim 3 wherein said supplementary body has an interior cavity and a connection allowing said interior cavity of said supplementary body to be filled with a fluid. 5. A local coil as claimed in claim 3 wherein said supplementary body is connected adjacent to a side of said base body. 6. A local coil as claimed in claim 1 comprising a pre-intensifier connected following said antenna resonator in a propagation direction of said magnetic resonance signal. 7. A local coil as claimed in claim 6 wherein said pre-intensifier is integrated into said base body. 8. A local coil as claimed in claim 6 comprising a cable connecting said pre-intensifier with said base body. 9. A local coil as claimed in claim 8 wherein said cable has a length in a range between 8 cm and 20 cm. | Siemens Aktiengesellschaft | A61B005/05
US06826421 | B1 | 2004-11-30 | Endocardial mapping catheter | 2000-06-07 | A mapping catheter is described to map electric field activity in a heart chamber. The catheter has a first grouping of electrodes positioned so that they are not in contact with the patient's heart. The catheter also having a second set of electrodes positioned in contact with the patient's heart. | We claim: 1. A mapping catheter for use in mapping cardiac electrical potentials of a patient's heart comprising:a) a set of electrodes; b) first positioning means having a maximum diameter that defines the maximum diameter for said catheter, coupled to said set of electrodes for spacing a portion of said set of electrodes, defined as a first subset of electrodes, apart from and not in contact with a surface of said patient's heart, at least one of said subset of electrodes being located proximate said maximum diameter and at least one of said subset being located at a location away from said maximum diameter; and c) second positioning means coupled to said set of electrodes for placing a second predetermined subset of said set of electrodes into contact with a surface of said patient's heart, said second predetermined subset being different from said first subset. 2. The apparatus of claim 1 wherein said set of electrodes comprises at least twenty-four electrodes. 3. A catheter assembly for mapping the interior of a patient's heart comprising:a) a first set of electrode sites defining a first electrode array, at least one of said first set of electrodes being located near the maximal diameter of catheter assembly and at least one of said first set of electrodes being located apart from said maximal diameter; b) said electrode array adapted to be positioned within said patient's heart with a substantial number of said electrodes not in contact with said heart; and c) a second set of electrode sites adapted to be located in contact with said patient's heart, said second set of electrode sites being different from said first set of electrode sites. 4. The catheter assembly of claim 1 wherein said first and second positioning means can be moved with respect to one another. 5. The catheter assembly of claim 1 wherein said first and second positioning means are fixed with respect to one another. 6. A catheter assembly for mapping the interior of a patient's heart comprising:a) a first subcatheter having a maximal diameter location and a minimal diameter location, and a first set of electrode sites defining a first electrode array, at least one electrode site being located near the maximal diameter of said catheter assembly; at least one of said first set of electrodes adapted to be located apart from and not in contact with a surface of said patient's heart, at least one electrode site adapted to be located near the minimum diameter of said catheter assembly; b) said electrode array adapted to be positioned within said patient's heart with a substantial number of said electrodes not in contact with said heart; c) a second set of electrode sites formed on a second subcatheter, at least one electrode site adapted to be located in contact with said patient's heart tissue, said second subcatheter, having a proximal end and a distal end, which can be manipulated independently of said first subcatheter by moving said proximal end of said second sub... |  | A61B005/042
US07123950 | B2 | 2006-10-17 | Nuisance alarm reductions in a physiological monitor | 2004-05-19 | A method and apparatus for controlling alarms in a medical diagnostic apparatus where an alarm is generated when a measured value for a physiological parameter is outside a specified range. The method continuously calculates a baseline value, and establishes dynamic thresholds that are related to and continuously track the baseline value. The method determines the amount of time the measured value is past the dynamic threshold, and the amount by which the threshold is passed. Alarms are triggered based upon a combination of the amount of time and the amount by which the threshold is passed. Preferably, the combination is an integral or some function of an integral. | 1. A method for controlling an alarm in a medical diagnostic apparatus, said apparatus monitoring a measured value, said method comprising: measuring a value of a physiological parameter;continuously calculating a baseline value derived from said physiological parameter;automatically establishing a dynamic threshold value, wherein said dynamic threshold value is derived from and remains functionally related with said baseline value;establishing a condition value from a combination of said measured value and said dynamic threshold value, wherein said condition value comprises an integrated product of the extent by which said dynamic threshold value is passed by said measured value over a quantity of time said dynamic threshold value is passed by said measured value; andtriggering an alarm when said condition value crosses a predetermined level. 2. The method of claim 1 wherein said dynamic threshold value tracks said measured value. 3. The method of claim 1 wherein said dynamic threshold value changes continuously in time with changes in time of said measured value. 4. The method of claim 1 wherein said dynamic threshold value changes in time at a rate less than the rate at which said measured value changes in time. 5. The method of claim 1 wherein said dynamic threshold value comprises a lower alarm limit for said measured value. 6. The method of claim 1 wherein said dynamic threshold value comprises an upper alarm limit for said measured value. 7. The method of claim 1 wherein said dynamic threshold value comprises a lower limit and an upper limit for said measured value, and where said lower limit and said upper limit define a range. 8. The method of claim 1 wherein said dynamic threshold value comprises a lower threshold value for said measured value and said establishing said dynamic threshold value further comprises computing said lower threshold value by offsetting a value below said baseline value. 9. The method of claim 1 wherein said baseline value is continuously calculated using a filter selected from the group consisting of a low-pass filter, a running median filter, an infinite impulse filter and a finite impulse filter. 10. The method of claim 1 wherein said measured value is an oxygen saturation, and said dynamic threshold value is one of a high oxygen-saturation threshold value and low oxygen-saturation threshold value. 11. The method of claim 1 wherein said measured value is a pulse rate, and said dynamic threshold value is one of a high pulse rate threshold value and a low pulse rate threshold value. 12. A method for controlling an alarm in a medical diagnostic apparatus, said apparatus monitoring a measured value, said method comprising: measuring a value of a physiological parameter in the presence of measurement bias;continuously calculating a baseline value derived from said physiological parameter;automatically establishing a dynamic threshold value, wherein said dynamic threshold value is derived from and remain... | Nellcor Puritan Bennett Incorporated | A61B005/00
US07419468 | B2 | 2008-09-02 | Wireless in-vivo information acquiring system and body-insertable device | 2004-04-23 | A pill inserted into a body of a patient acquires in-vivo information on the body of the patient. The in-vivo information on the body of the patient is input to a receiver from the pill through a receiving antenna. The pill receives a power-supply signal from the receiver through a power receiving antenna, and a power recovering circuit recovers power from the power-supply signal. A level determining circuit compares the power recovered with a predetermined value to determine the strength of the power-supply signal, and wirelessly transmits the determination result signal to the receiver. | 1. A wireless in-vivo-information acquiring system comprising: a body-insertable device adapted to be inserted into a body of a patient, the body insertable device being a pill-type apparatus movable within internal organs of the body to acquire in-vivo information; andan external device that is disposed outside of the body of the patient, wherein the external device includes a first power-supply signal transmitting unit that transmits a power-supply signal from a power source to the body-insertable device with a first magnetic field of one predetermined directivity;a second power-supply signal transmitting unit that transmits the power-supply signal from the power source to the body-insertable device with a second magnetic field of other predetermined directivity, anda power-supply control unit that selects one of the first and second power-supply signal transmitting units,the body-insertable device includes a reception strength determining unit that determines strength of a power-supply signal based on a result of comparison between a value of electric power recovered from the power-supply signal and a preset value, and outputs a determination result signal;a determination result transmitting unit that modulates the determination result signal, and wirelessly transmits the determination result signal modulated to outside of the body-insertable device; anda processor configured to control the reception strength determining unit to determine the strength of the power-supply signal based on the result of comparison between the value of electric power recovered from the power-supply signal and the preset value and output the determination result signal and control the determination result transmitting unit to modulate the determination result signal and wirelessly transmit the determination result signal modulated to outside of the body-insertable device;wherein the processor further controls the power-supply control unit to select one of the first and second power-supply signal transmitting units based on the determination result signal. 2. The wireless in-vivo information acquiring system according to claim 1, wherein a plurality of preset values is prepared. 3. The wireless in-vivo information acquiring system according to claim 1, further comprising: a sensor that acquires the in-vivo information on the body of the patient, andan in-vivo information transmitting unit that modulates the in-vivo information acquired by the sensor, and wirelessly transmits the in-vivo information modulated to the outside of the body-insertable device. 4. The wireless in-vivo information acquiring system according to claim 3, wherein the in-vivo information transmitting unit transmits the in-vivo information modulated to the outside of the body-insertable device with a predetermined interval. 5. The wireless in-vivo information acquiring system according to claim 4, wherein the determination result transmitting unit transmits the determination result signal in ... | Olympus Corporation | A61B001/00 A61B001/04
US07639855 | B2 | 2009-12-29 | Medical image processing apparatus, and medical image processing method | 2004-04-02 | An image processing apparatus acquires three-dimensional volume data from a modality, and a start point, end point, etc. of an extraction target vessel. The image processing apparatus specifies cross sectional regions of the vessel sequentially from the designated start point. The image processing apparatus sequentially obtains the area of images appearing in each specified cross sectional region in accordance with changes in threshold. The image processing apparatus clarifies the cross section of the vessel in each region based on rate of change in the obtained area. The image processing apparatus obtains a center position of the clarified cross section of the vessel, and obtains a three-dimensional path representing a center line of the vessel in its longitudinal direction. The image processing apparatus generates plural kinds of images representing the vessel based on the obtained three-dimensional path, and displays them together on a display device. | 1. A medical image processing apparatus for generating a medical image of a target vessel by using three-dimensional volume data representing a portion in a living body, said apparatus comprising: a volume data obtaining unit which obtains predetermined three-dimensional volume data including a tubular tissue of the target vessel;a region specifying unit which specifies a region including a position on the tubular tissue in the three-dimensional volume data at each of a plurality of such positions as said region specifying unit specifies a planar region which orthogonally intersects with the longitudinal direction of the tubular tissue, said region specifying unit establishing an orthogonal cross sectional region orthogonal to the longitudinal direction of the target vessel by marching along the target vessel in a marching direction;an extraction unit which extracts information on the tubular tissue in each of the specified regions;a parallel region specifying unit which specifies a first parallel region and a second parallel region along the target vessel at each of said positions wherein the parallel regions are perpendicular with each other and perpendicular with the orthogonal cross sectional region at each position;a parallel region extraction unit which extracts information on the tubular tissue in each of the specified parallel regions;a marching direction determination unit for determining the marching direction based on the information on the tubular tissue extracted from each of the specified parallel regions;a center specifying unit of said extraction unit for specifying a center position of a cross section of the tubular tissue in each of the plurality of regions specified by said region specifying unit; anda medical image generating unit which generates a medical image representing the tubular tissue, based on the information extracted by said extraction unit. 2. The medical image processing apparatus according to claim 1, wherein: each of the plurality of regions are specified by said region specifying unit based on the three-dimensional volume data obtained by the volume data obtaining unit; anda center line specifying unit which specifies a center line of the tubular tissue in a longitudinal direction of the tubular tissue, based on the plurality of center positions specified by said center specifying unit. 3. The medical image processing apparatus according to claim 2, wherein: said region specifying unit sequentially specifies regions along the tubular tissue; andsaid center specifying unit specifies a center of a cross section of the tubular tissue in each of the regions sequentially specified by said region specifying unit. 4. The medical image processing apparatus according to claim 2, wherein: said center specifying unit specifies a center position of a cross section of the tubular tissue in the planar region specified by said region specifying unit. 5. The medical image processing apparatus according to claim 2, wherein... | Ziosoft, Inc. | G06K009/00
US07343026 | B2 | 2008-03-11 | Operation recognition system enabling operator to give instruction without device operation | 2004-02-24 | An operation recognition system including an object to be operated, at least one camera, a processor, and a controller. At least one camera is configured to acquire image data of an operator in a predetermined period of time, and a processor is configured to perform recognition processing on the acquired image data. Upon processing the image data, the processor is configured to define a virtual plane in between the object to be operated and the operator. The processor is configured to then perform a process to determine if a predetermined part of the operator penetrates the virtual plane based on the recognition processing. Based on this determination, the controller is configured to control the object to be operated. | 1. An operation recognition system, comprising: an object to be operated;at least one camera configured to acquire image data of an operator, at least a predetermined number of image data being acquired in a predetermined time period;a processor configured to perform recognition processing on the acquired image data, so as to define a first virtual plane in between the object and the operator, and to determine if a predetermined part of the operator penetrates the first virtual plane by more than a variable predetermined length; anda controller configured to control the object based on the determination. 2. The system according to claim 1, wherein the processor is configured to recognize a predetermined motion of the operator and the controller is operative when the processor recognizes the predetermined motion of the operator. 3. The system according to claim 1, wherein the processor is configured to recognize a predetermined voice of the operator and the controller is operative when the processor recognizes the predetermined voice of the operator. 4. The system according to claim 1, wherein the processor is configured to recognize an operational authority of the operator based on the recognition processing. 5. The system according to claim 1, wherein the processor is further configured to detect a part of the first virtual plane penetrated by the predetermined part of the operator, and wherein the controller controls the object based on the detection. 6. The system according to claim 1, wherein, when the processor is configured to recognize an eye of the operator as a view point, and to define the first virtual plane between the object and the view point. 7. The system according to claim 1, wherein, when the processor is configured to recognize a length of an operator's arm, and to define the first virtual plane at a position within the recognized length from the operator. 8. The system according to claim 1, wherein the first virtual plane is defined at a variable position based on the recognition. 9. The system according to claim 1, wherein the processor is configured to determine a penetration when the predetermined part of the operator penetrates the first virtual plane for more then a predetermined period. 10. The system according to claim 9, wherein the predetermined period is variable. 11. The system according to claim 1, wherein the controller is configured to control the object based on a length by and a time period in which the predetermined part of the operator penetrates the first virtual plane. 12. The system according to claim 1, wherein the object includes a display configured to display one or more operation items, and wherein the controller is configured to control the implementation of one of the operation items based on the recognition and the determination. 13. The system according to claim 12, wherein the processor is configured to recognize a predetermined motion of the operator, and the processor is configured ... | Kabushiki Kaisha Toshiba Toshiba Medical Systems Corporation | G06K009/00
US07640047 | B2 | 2009-12-29 | Test instrument, attachment, and concentration measuring apparatus | 2002-09-06 | The present invention relates to a test instrument (X) including a capillary (5) for moving a sample liquid (B), a liquid pooling portion (4) communicating with the capillary (5) for retaining the sample liquid (B) to be introduced into the capillary (5), and a liquid introduction selector (12) for selecting whether or not the sample liquid (B) retained in the liquid pooling portion (4) is introduced into the capillary (5). The present invention also relates to an attachment provided with the test instrument (X), and a concentration measuring apparatus to which the attachment is mounted for use. | 1. A test instrument comprising: a capillary for moving a sample liquid;a liquid pooling portion communicating with the capillary for retaining the sample liquid to be introduced into the capillary;a liquid introduction selector for selecting whether or not the sample liquid retained in the liquid pooling portion is introduced into the capillary;a detector for detecting whether or not an intended amount of sample liquid is supplied to the liquid pooling portion; anda reagent portion provided in the capillary for dissolution upon supply of the sample liquid to the capillary, and a first measurement electrode and a second measurement electrode for applying a voltage to a reaction system formed by the reagent portion and the sample liquid;wherein the detector includes a first detection electrode and a second detection electrode which are exposed to an inside of the liquid pooling portion at least partially, and whether or not an intended amount of sample liquid is supplied to the liquid pooling portion is determined by detecting whether or not electrical conduction through the sample liquid is provided between the first detection electrode and the second detection electrode,wherein the first detection electrode is electrically connected to the first measurement electrode, the second detection electrode being electrically connected to the second measurement electrode. 2. The test instrument according to claim 1, further comprising: a substrate; anda cover for defining the capillary together with the substrate;wherein the liquid pooling portion includes an introduction port communicating with the capillary for introducing the sample liquid;wherein the introduction port is formed in the substrate; andwherein the liquid pooling portion continuously penetrates the substrate and the cover thicknesswise,wherein the liquid introduction selector includes a discharge port for discharging air from an inside of the capillary, the discharge port being provided at the substrate and opened away from the cover. 3. The test instrument according to claim 2, wherein the introduction port opens wider than an entrance of the capillary. 4. The test instrument according to claim 2, further comprising a close contact layer which is provided adjacent the introduction port and which is more adherent to skin than the substrate or the cover. 5. The test instrument according to claim 2, wherein the liquid pooling portion has an internal capacity which is generally equal to or larger than an internal capacity of the capillary. 6. An attachment for mounting to a concentration measuring apparatus for measuring concentration of a particular component in a sample liquid, the attachment being provided with a test instrument including a capillary for moving the sample liquid; wherein the test instrument comprises a liquid pooling portion communicating with the capillary for retaining the sample liquid to be introduced into the capillary, a liquid introduction selector for selecti... | Arkray, Inc. | A61B005/05
US07391213 | B2 | 2008-06-24 | Three axis angle invariant RF coil assembly and method and system employing same | 2003-05-02 | A radio frequency coil assembly for use in a magnetic resonance system comprises a set of conductors for detecting magnetic resonance signals in three orthogonal planes and capacitors for resonating the set of conductors at a predetermined frequency. A conductor of the set of conductors is placed on each edge of a cube-shaped volume and the capacitors are placed on each conductor of the set of conductors such that each conductor has substantially equal effective capacitance.;A four element band pass birdcage coil comprises two square end ring segments, each end ring segment comprising four sides of equal length, and four rungs of length equal to a side of the end ring segment, and wherein four rungs join in respective corners of the end ring segments. | 1. A radio frequency coil assembly usable with an NMR or MRI systems comprising: a set of conductors configured for detecting magnetic resonance signals in each of three mutually orthogonal planes defining a cube-shaped volume, wherein a conductor of the set of conductors is placed on each edge of the cube-shaped volume; anda set of capacitors configured for resonating the set of conductors at a predetermined frequency, wherein at least one of the capacitors is coupled to each conductor of the set of conductors, wherein the RF coil assembly is invariant in its performance with respect to the angle and orientation of a main magnetic field of the NMR or MRI system over the cube-shaped volume. 2. The RF coil assembly of claim 1, wherein coaxial cables are coupled to at least three mutually orthogonal conductors from the set of conductors. 3. The RF coil assembly of claim 2, wherein the coaxial cables are grounded and wherein a common point where the mutually orthogonal conductors meet is at ground potential. 4. The RF coil assembly of claim 2, wherein the at least three mutually orthogonal conductors coupled to the coaxial cables comprise a plurality of capacitors of effective capacitance equal to capacitance in each of the other conductors of the RF coil assembly. 5. The RF coil assembly of claim 1, wherein the coil assembly is configured to be sensitive to magnetic resonance signals in a plurality of orientations with respect to a main magnetic field of a magnetic resonance system. 6. The RF coil assembly of claim 1, wherein when placed in service, two orthogonal components of current flow exist in the set of conductors at any given instant in time. 7. The RF coil assembly of claim 1, wherein the coil assembly is configured to detect radio frequency signals emanating within the cube-shaped volume. 8. The RF coil assembly of claim 1, wherein the coil assembly is configured to detect radio frequency signals emanating outside the cube-shaped volume. 9. A four element band pass birdcage coil usable with an NMR or MRI system comprising: two square end ring segments, each end ring segment comprising four sides of equal effective length; andfour rungs of effective length equal to the effective length of each side of each end ring segment, and wherein the four rungs join in respective corners of the end ring segments, wherein the four element band pass birdcage coil is invariant in its performance with respect to the angle and orientation of a main magnetic field of the NMR or MRI system. 10. The birdcage coil of claim 9, further comprising capacitors coupled to each side of the square end ring segments and to each rung in order to provide substantially equal effective capacitance in the square end ring segments and rungs. 11. The birdcage coil of claim 9, wherein at least two coaxial cables are coupled to two respective sides of at least one of the two square end ring segments and at least one coaxial cable is coupled to at least one of the fou... | General Electric Company | G01V003/00 A61B005/055
US07082327 | B2 | 2006-07-25 | Biomedical signal analysis techniques using wavelets | 2003-04-16 | The invention is directed to signal processing techniques for electrograms or other biomedical signals. In particular, the signal processing techniques make use of wavelet transformation of the electrograms. For example, an electrogram can be represented by a finite set of wavelets which comprise a decomposition of the electrogram in the scale-time domain. In accordance with the invention, wavelet analysis techniques can be used to distinguish specific phenomena in electrograms. For example, wavelet analysis can be used to distinguish between occurrences of large amplitude steep deflections, small amplitude steep deflections, and large amplitude shallow deflections of an electrogram. | 1. An implantable medical device comprising: a wavelet transform unit to convert an electrogram into a set of wavelets, the set of wavelets including wavelets at a fine scale and wavelets at a coarse scale; anda wavelet analysis unit to identify features of the electrogram based on whether the features appear in only the fine scale wavelets, only the coarse scale wavelets or both the fine and coarse scale wavelets. 2. The implantable medical device of claim 1, wherein the electrogram comprises a digital electrogram, the medical device further comprising an analog-to-digital converter to convert an analog electrogram to the digital electrogram, wherein the wavelet transform unit converts the digital electrogram into the set of wavelet and the wavelet analysis unit distinguishes features of the digital electrogram. 3. The implantable medical device of claim 1, further comprising a digital signal processor, wherein the wavelet transform unit and the wavelet analysis unit comprise software modules executed by the digital signal processor. 4. The implantable medical device of claim 1, further comprising one or more electrodes to sense the electrogram. 5. The implantable medical device of claim 1, wherein the medical device comprises one of an external medical device and an implanted medical device. 6. The implantable medical device of claim 1, wherein the medical device receives the electrogram from another medical device via telemetry. 7. The implantable medical device of claim 1, wherein wavelets in the coarse scale have a scale factor greater than or equal to 10 multiplied by a scale factor associated with wavelets in the fine scale. 8. The implantable medical device of claim 1, wherein the wavelet analysis unit identifies a particular feature in the electrogram as a large amplitude steep deflection when the particular feature appears in the fine and coarse scale wavelets. 9. The implantable medical device of claim 1, wherein the wavelet analysis unit identifies a particular feature in the electrogram as a small amplitude steep deflection when the particular feature appears in the fine scales wavelets but not the coarse scale wavelets. 10. The implantable medical device of claim 1, wherein the wavelet analysis unit identifies a particular feature in the eleotrogram as a large amplitude shallow deflection when the particular feature appears in the coarse scale wavelets but not the fine scale wavelets. 11. The implantable medical device of claim 1, wherein the electrogram comprises an atrial electrocardiogram, wherein the wavelet analysis unit: identifies a first feature in the atrial electrocardiogram as an indication of primary near field depolarization when the first feature appears in the fine and coarse scale wavelets;identifies a second feature in the atrial electrocardiogram as a secondary near field depolarization when the second feature appears in the fine scales wavelets but not the coarse scale wavelets; andidentifies a third fea... | Medtronic, Inc. | A61B005/0402
US08162856 | B2 | 2012-04-24 | Sensor catheter having reduced cross-talk wiring arrangements | 2003-09-22 | Improved wiring arrangements for sensor catheters are provided to reduce wire-to-wire cross-talk wherein wires connecting the sensor of the sensor catheter to a processing unit are divided into a plurality of wire bundles contained within respective sheaths, with the wires in wire bundle twisted together reduce electromagnetic signal interference among the individual wires, or between wire bundles. | 1. A sensor catheter, comprising: a catheter having proximal and distal ends, a proximal end of the catheter adapted to be coupled to a processing unit;a sensor assembly disposed at the distal end of the catheter; anda plurality of wires extending from the proximal end of the catheter to the distal end of the catheter, the plurality of wires coupled to the sensor assembly,wherein the plurality of wires are divided into at least first and second wire bundles, each of the wires in at least the first and second wire bundles twisted together such that the wires in at least the first and second wire bundles are not arranged side by side in order to reduce electromagnetic interference between the wires, and wherein the plurality of wires carry control signals transmitted to the sensor assembly and sensor signals transmitted from the sensor assembly; andwherein at least the first and second wire bundles are twisted together and disposed within an outer conductor assembly sheath having an inner wall forming a space containing at least the first and second wire bundles of the plurality of wires. 2. The sensor catheter of claim 1 wherein the plurality of wires further are divided into a third wire bundle, each of the wires in the third wire bundle twisted together to reduce electromagnetic interference between the wire bundles. 3. The sensor catheter of claim 2, wherein the third bundle consists of three wires. 4. The sensor catheter of claim 2, wherein the first, second and third wire bundles are twisted together and disposed within the outer conductor assembly sheath. 5. The sensor catheter of claim 1, wherein the first wire bundle consists of a pair of wires. 6. The sensor catheter of claim 5, wherein the pair of wires is twisted together in a clockwise direction. 7. The sensor catheter of claim 5, wherein the pair of wires is twisted together in a counter-clockwise direction. 8. The sensor catheter of claim 1, wherein the second wire bundle consists of a pair of wires. 9. The wiring arrangement of claim 1, wherein the wires in the first wire bundle are twisted together in a first direction and the wires in the second wire bundle are twisted together in a second, substantially opposite direction. 10. The wiring arrangement of claim 1, wherein the wires in the first wire bundle are twisted together in a first direction and the wires in the second wire bundle are twisted together in the first direction, and the first and second wire bundles are twisted together in a second direction substantially opposite to the first direction. 11. A sensor catheter, comprising: a flexible elongate member having proximal and distal ends, a proximal end of the flexible elongate member adapted to be coupled to a processing unit;a sensor assembly disposed at the distal end of the flexible elongate member; anda plurality of wires extending from the proximal end of the flexible elongate member to the distal end of the flexible elongate member, the plurality of wires... | Volcano Corporation | A61M025/00
US20040236246 | A1 | 2004-11-25 | Apparatus for assessing leg strength of a user | 2004-05-21 | Disclosed is an apparatus for assessing leg strength of a user, comprising: a leg strength information acquisition unit; a reference information storage unit; and a leg strength assessment unit. According to the present invention said leg strength information acquisition unit acquires leg strength information representing lower limbs muscle mass relative to at least one of body weight and height of the user, and said reference information storage unit stores the predetermined reference information in advance. Furthermore, said leg strength assessment unit assesses leg strength of the user by comparing the leg strength information acquired by said leg strength information acquisition unit with the predetermined reference information stored in said reference information storage unit. | What is claimed is: 1. An apparatus for assessing leg strength of a user, comprising: a leg strength information acquisition unit; a reference information storage unit; and a leg strength assessment unit, wherein said leg strength information acquisition unit acquires leg strength information representing lower limbs muscle mass relative to at least one of body weight and height of the user, said reference information storage unit stores the predetermined reference information in advance, and said leg strength assessment unit assesses leg strength of the user by comparing the leg strength information acquired by said leg strength information acquisition unit with the predetermined reference information stored in said reference information storage unit. 2. An apparatus for assessing leg strength of a user according to claim 1 in which said predetermined reference information includes an average of leg strength information for a plurality of specific persons. 3. An apparatus for assessing leg strength of a user according to claim 2 in which said specific persons are young people who are in good health. 4. An apparatus for assessing leg strength of a user according to claim 2 in which said specific persons are same aged people as the user. 5. An apparatus for assessing leg strength of a user according to any one of claims 1 to 4 in which said leg strength assessment unit indicates the leg strength of the user by comparing the leg strength information of the user with said predetermined reference information, assuming that said predetermined reference information has the score of 100 points. 6. An apparatus for assessing leg strength of a user according to any one of claims 1 to 5 in which said leg strength assessment unit indicates the leg strength of the user by comparing the leg strength information of the user on a graph including said predetermined reference information. 7. An apparatus for assessing leg strength of a user according to claim 6 in which said leg strength assessment unit indicates the leg strength of the user by comparing the leg strength information of the user on zones of a graph “Body Weight or Body Mass Index (BMI)—Leg Strength Information” including said predetermined reference information. 8. An apparatus for assessing leg strength of a user according to claim 6 in which it further comprises an age information acquisition unit that acquires age information of the user, and said leg strength assessment unit indicates the leg strength of the user by comparing the leg strength information of the user on zones of a graph “Age—Leg Strength Information” including said predetermined reference information. 9. An apparatus for assessing leg strength of a user according to any one of claim 6 to 8 in which said reference information storage unit stores a second reference information associated with said predetermined reference information in advance, and said leg strength assessment unit indicates the leg strength of... | Tanita Corporation | A61B005/05 A61B005/103
US20040220494 | A1 | 2004-11-04 | Method for objective verification of auditory steady-state responses (ASSR) in the time domain | 2004-02-06 | The invention relates to a method for objective verification of auditory steady-state responses (ASSR) in the time domain whereby the individual epochs are transformed into the frequency domain. The response can be made free from noise of the asynchronous EEG in the frequency domain; the amplitudes of the spectral lines, which contain only noise, are set at zero, and the spectral lines of the harmonics remain uninfluenced. The altered spectrum is subsequently transformed back into the time domain. | 1. A method for objective verification of auditory steady-state responses (ASSR) in the time domain whereby the individual epochs are transformed into the frequency domain. 2. A method according to claim 1, whereby the response is made free from noise of the asynchronous EEG in the frequency domain. 3. A method according to claim 2, whereby the amplitudes of the spectral lines, which contain only noise, are set to zero. 4. A method according to claim 1, whereby the spectral lines of the harmonics remain uninfluenced. 5. A method according to claims 1 through 4, wherein all spectral lines, which contain only noise, are eliminated whereby the spectrum consists now primarily only of the harmonics of the response. 6. A method according to claim 1, wherein all spectral lines, which contain only noise, are eliminated and whereby the spectrum consists primarily of the harmonics of the response only. 7. A method according to claim 6, whereby the spectrum altered in the above manner is transformed back into the time domain. 8. A method according to claim 1 through 7, whereby the time function of the response obtained in the time domain after transformation is used in a statistical test working in the time domain. |  | A61B005/00
US20040220461 | A1 | 2004-11-04 | Transseptal facilitation using sheath with electrode arrangement | 2003-04-29 | A method for performing a procedure at the fossa ovalis in the septal wall of the heart includes the steps of providing a sheath having a body wherein the body has a lumen extending therethrough and an open end at a distal end of the body. The body also has at least one electrode at the distal end of the body. The fossa ovalis in the septal wall is identified by using the at least one electrode of the sheath. | What is claimed is: 1. A method for performing a procedure at a fossa ovalis in a septal wall of a heart, the method comprising the steps of: providing a sheath compising a body, the body having a lumen extending therethrough and an open end at a distal end of the body, the body also having at least one electrode at the distal end of the body; and identifying the fossa ovalis in the septal wall using the at least one electrode of the sheath. 2. The method according to claim 1, further comprising identifying the fossa ovalis based on injury patterns detected using the at least one electrode. 3. The method according to claim 2, further comprising identifying the fossa ovalis by determing an injury pattern for an area on the septal wall that exhibits less of an injury pattern than injury patterns exhibited by other areas on the septal wall. 4. The method according to claim 2, further comprising identifying the fossa ovalis by finding an area on the septal wall that does not exhibit an injury pattern. 5. The method according to claim 3, further comprising detecting injury patterns using injury curves. 6. The method according to claim 5, further comprising detecting injury patterns with an electrocardiogram. 7. The method according to claim 6, further comprising displaying the injury patterns in the form of PQRST waves. 8. The method according to claim 2, further comprising perforating the fossa ovalis. 9. The method according to claim 8, further comprising perforating the fossa ovalis by extending a penetrating device through the lumen and the distal end of the sheath and creating a perforated point. 10. The method according to claim 9, further comprising withdrawing the penetrating device from the sheath. 11. The method according to claim 10, further comprising extending a secondary device through the sheath and the perforated point and into the left atrium of the heart. 12. The method according to claim 11, further comprising performing a diagnostic procedure in the left atrium with the secondary device. 13. The method according to claim 11, further comprising performing a therapeutic procedure in the left atrium with the secondary device. 14. A device for performing a procedure on tissue, the device comprising: a body having a lumen extending therethrough and an open end at a distal end of the body, and at least one electrode at the distal end for determining an injury pattern on the tissue. 15. The device according to claim 14, wherein the at least one electrode comprises a tip electrode. 16. The device according to claim 15, wherein the tip electrode is a circumferential tip electrode. 17. The device according to claim 14, wherein the at least one electrode comprises a plurality of electrode segments. 18. The device according to claim 17, wherein the plurality of electrode segments comprises two electrode segments. 19. The device according to claim 17, wherein the plurality of electrode segments comprises ... |  | A61B005/0402
US20040267101 | A1 | 2004-12-30 | Method and device for the detection of substances in vital tissue | 2004-01-12 | The invention relates to a method and device for the detection, in particular for determining the concentration, of substances in vital tissue. The object of the invention is to create a method and device for the detection of substances in vital tissue, this permitting the reliable qualitative and quantitative detection of such substances in a physiologically safe manner. The object of the invention is achieved by a method for the detection of substances in vital tissue in which light of a predetermined wavelength is directed onto the tissue in such a manner that the light penetrates into the tissue; at least some of the light escaping from the tissue is captured and the reflected light is analyzed with an association being made between its wavelength and intensity; and the thus determined properties of the reflected light are compared with at least one reference system, the presence and/or concentration of a substance being deduced on the basis of a correlation with the reference system. | What is claimed is: 1. Method for the detection of substances in vital tissue in which light of a predetermined wavelength is directed onto the tissue in such a manner that the light penetrates into the tissue; at least some of the light escaping from the tissue is captured and the reflected light is analyzed with an association being made between its wavelength and intensity; and the thus determined properties of the reflected light are compared with at least one reference system, the presence and/or concentration of a substance being deduced on the basis of a correlation with the reference system. 2. Method according to claim 1, characterized in that the reference system makes available reference values, each of which is significant for a certain substance or group of substances, the intensity distribution of the light over its wavelength being compared with said reference values. 3. Method according to claim, characterized in that a multiplicity of reference spectra is provided, and in that the presence and/or concentration of a substance or group of substances is deduced depending on the fulfillment of predetermined relationships between the two or more reference spectra and the measured intensity distribution. 4. Method according to claim 2, characterized in that the concentration of a detected substance is deduced on the basis of the intensity of selected wavelength regions. 5. Method according to claim 1, characterized in that the excitation spectrum is in the range from 200 to 800 nm. 6. Method according to claim 1, characterized in that the frequency of the excitation light used for excitation is outside of the measured reflectance spectrum. 7. Method according to claim 1, characterized in that the comparison of the measured wavelengths/intensity distribution is performed on the basis of a correlation consideration. 8. Device for the detection of substances in vital tissue, with a light source for producing light of a defined wavelength and for radiating the light onto the vital tissue in such a manner that the light penetrates into the tissue; with a light-capturing means for capturing at least some of the light reflected from the tissue; with a light-intensity-measuring means for measuring the intensity of the reflected light with an association being made with the wavelength; and with a correlation-determining means for determining correlation features of the calculated intensity distribution of the reflectance spectrum with at least one reference system, the presence and/or concentration of a substance being deduced on the basis of the determined correlation features. 9. Device according to claim 8, characterized in that an optical fibre means is provided, for directing the light emitted by the light source onto the tissue. 10. Device according to claim 9, characterized in that an optical fibre means is provided, for capturing the reflected light. 11. Device according to claim 10, characterized in that a spectr... |  | A61B005/00
US20040215096 | A1 | 2004-10-28 | Device at quantitative analysis of respiratory gases | 2004-02-17 | The present invention relates to an arrangement for the quantitative analysis of respiratory gases to and from a patient connected to a respirator for breathing assistance, wherein the arrangement includes an adapter (1) that has connectors (4) for connection to a respirator or the like, and connectors (3) for connection to a hose (13) leading to the patient. The adapter (1) in accordance with the invention, the arrangement includes a fuel cell (18) located between the respirator connector (4) and the connectors (3) for connecting the hoses leading to the patient; and in that the adapter (1) also includes a bacterial filter (15; 17) for protecting the fuel cell (18) from bacteria in the respiratory gases. | 1. An arrangement for the quantitative analysis of respiratory gases to and from a patient connected to a respirator for breathing assistance, wherein the arrangement includes an adapter (1) that has connectors (4) for connection to a respirator or the like, and connectors (3) for connection to a hose (13) leading to the patient, characterised in that the adapter (1) in accordance with the invention includes a connection for a gas analyser measuring head (2) and for a fuel cell (18) located between the respirator connector (4) and the connectors (3) for connecting the hoses leading to the patient; and in that the adapter (1) also includes a bacterial filter (15; 17) for protecting the fuel cell (18) from bacteria in the respiratory gases. 2. An arrangement according to claim 1, characterised in that the central portion (5) of the adapter includes a connection (16) for a fuel cell (18) for measuring the oxygen gas content of the respiratory gases. 3. An arrangement according to claim 1 [[or 2]], characterised in that the bacteria filter (15) is arranged in the adapter (1) between the connectors (3) for connection of the hoses to the patient and said central portion (5). 4. An arrangement according to claim 2, characterised in that the bacteria filter (17) is arranged at the fuel cell connection (16). 5. An arrangement according claim 1, characterised in that the adapter (1) includes a flow directing means (21) for guiding part of the respiratory gases to the fuel cell (18). 6. An arrangement according to claim 1, characterised in that the adapter includes a passive respiratory gas humidifier (14) between the respirator connector (4) and the connectors for connecting said hoses to the patient. 7. An arrangement according claim 1, characterised in that the measuring head connection includes two windows (7) through which light rays from the measuring head (2) can pass. 8. (cancelled) |  | A61B005/08
US20040236191 | A1 | 2004-11-25 | System and method for identifying and labeling livestock products, and managing data associated with those products | 2004-05-17 | A system and method identify and label livestock products with such information as country, place and date of origin, among other things. In the inventive system and method, a tag is provided with a unique identifier. The tag is inserted into a predetermined meat portion of an animal carcass. The tag remains inserted while the animal carcass is processed. The tag is removed prior to packaging the predetermined meat portion, and a label with another identifier is attached onto the packaged meat portion. The two identifiers are associated with each other, so that the label provides identifying information about the livestock product. | What is claimed is: 1. A method for identifying a livestock product, comprising: providing a tag with a first identifier; inserting said tag into a predetermined meat portion of an animal carcass; processing said animal carcass while said tag remains inserted into said predetermined meat portion; removing said tag prior to packaging said predetermined meat portion; and attaching a label with a second identifier onto the packaged meat portion, said second identifier associated with said first identifier such that said label provides identifying information about said livestock product. 2. The method according to claim 1, wherein said first and second identifiers are the same. 3. The method according to claim 1, further comprising cutting said animal carcass prior to inserting said tag in order to expose said predetermined meat portion. 4. The method according to claim 3, wherein said animal carcass is substantially cut into 2 halves. 5. The method according to claim 1, wherein said processing includes further cutting, trimming, grading and sorting. 6. The method according to claim 5, further comprising repositioning said tag during said processing in order to avoid interfering with automatic cutting tools. 7. The method according to claim 1, wherein said tag includes a device for transmitting data containing said first identifier over radio frequencies. 8. The method according to claim 1, wherein said first identifier is a 2-dimensional marking embedded in said tag. 9. The method according to claim 1, wherein said first identifier is a 3-dimensional marking embedded in said tag. 10. The method according to claim 1, wherein said label is bar code readable. 11. The method according to claim 1, wherein said tag comprises a sensor for measuring chilling temperature of said animal carcass during said processing. 12. The method according to claim 1, wherein said first and second identifiers are conveyed, as computer-readable data, to a database server in order to populate a database with information about livestock products. 13. A system for identifying a livestock product, comprising: a tag with a first identifier for inserting into a predetermined meat portion of an animal carcass, said tag remaining inserted into said predetermined meat portion while said animal carcass is processed, said tag being removed prior to packaging said predetermined meat portion; a label with a second identifier for attaching onto the packaged meat portion, said second identifier associated with said first identifier such that said label provides identifying information about said livestock product; and a database server for receiving said first and second identifiers, as computer-readable data, in order to populate a database with information about livestock products. 14. The system according to claim 13. wherein said tag includes a device for transmitting data containing said first identifier over radio frequencies. 15. The system accordin... |  | A61B005/00
US20040236236 | A1 | 2004-11-25 | Mental state assessment apparatus and mentel state assessment method | 2004-05-21 | A mental state assessment method assesses the mental state of the subject based on variation of the subject's heart rate. Thus, it correctly assesses mental state of a subject irrespective of external environment or time of day. | What is claimed is: 1. A mental state assessment apparatus which assesses mental state of a subject, comprising: a sensor which detects from the subject a signal given off by an action current generated by excitation of cardiac muscles of the subject; a heart rate measuring device for measuring heart rate based on the signal given off by the action current; and a determination device for determining the mental state of the subject based on a variation trend of the heart rate and generating a signal which represents a result of the determination. 2. The mental state assessment apparatus according to claim 1, wherein said determination device determines that the subject is in a slackened state if the heart rate is lower than a predetermined value and shows a downward trend, but determines that the subject is in a tense state if the heart rate is higher than a predetermined value. 3. The mental state assessment apparatus according to claim 2, wherein said determination device includes a heart rate downward trend detecting device which judges that the heart rate is on a downward trend if a result of subtracting the heart rate measured at an end of a predetermined period from the heart rate measured at the beginning of the predetermined period is larger than 0 and if magnitude of variation in the heart rate is smaller than a predetermined reference value. 4. The mental state assessment apparatus according to claim 1, further comprising: a heartbeat fluctuation measuring device for measuring a fluctuation component in heartbeat intervals based on the signal given off by the action current, and wherein said determination device determines the mental state of the subject based on the variation trend of the heart rate as well as on the fluctuation component and generates a signal which represents a result of the determination. 5. A mental state assessment method for assessing mental state of a subject, comprising: a heart rate measuring process of measuring heart rate based on a signal given off by an action current generated by excitation of cardiac muscles of the subject; and a determination process of determining the mental state of the subject based on a variation trend of the heart rate and generating a signal which represents a result of the determination. 6. A mental state assessment apparatus which assesses mental state of a subject, comprising: a sensor which detects from the subject a signal given off by an action current generated by excitation of cardiac muscles of the subject; a heart rate measuring device for measuring heart rate based on the signal given off by the action current; and a sleepiness assessment device which assesses that the subject is in a sleepy state if the heart rate continues to be lower than a predetermined value for a predetermined period and is on a downward trend. 7. The mental state assessment apparatus according to claim 6, wherein said sleepiness assessment device includes heart rate downward tren... | PIONEER CORPORATION | A61B005/04
US20040230458 | A1 | 2004-11-18 | Cyber hospital system for providing doctors' assistances from remote sites | 2004-02-24 | A cyber hospital system is connected to a remote terminal through a network. The cyber hospital system includes an input unit, a first processor, and a transmitter. The input unit is configured to input patient condition information from the remote terminal through the network. The first processor is configured to collect first doctor information based on the patient condition information. The transmitter is configured to transmit the first doctor information to the remote terminal. | 1. A cyber hospital system connected to a remote terminal through a network, the system comprising: an input unit configured to input patient condition information from the remote terminal through the network; a first processor configured to collect first doctor information based on the patient condition information; and a transmitter configured to transmit the first doctor information to the remote terminal. 2. The system according to claim 1, further comprising a database configured to store the first doctor information. 3. The system according to claim 1, wherein the system is connected to a database storing at least the first doctor information, and wherein the first processor collects the first doctor information from the database. 4. The system according to claim 3, wherein the database is provided at an external location. 5. The system according to claim 1, wherein a patient's primary physician is determined based on the first doctor information. 6. The according to claim 1, wherein a medical specialist for the patient is determined based on the first doctor information. 7. The system according to claim 1, wherein the input unit is configured to input patient identification information from the remote terminal. 8. The system according to claim 7, further comprising a second processor configured to collect patient information based on the patient identification information, and wherein the first processor collects the first doctor information based on the patient condition information and the patient information. 9. The system according to claim 8, further comprising a database configured to store the patient information. 10. The system according to claim 8, wherein the system is connected to a database storing at least the patient information, and wherein the second processor collects the patient information from the database. 11. The system according to claim 10, wherein the database is provided at an external location. 12. The system according to claim 8, wherein the transmitter is configured to transmit the patient condition information and the patient information to a first doctor determined based on the first doctor information by the remote terminal. 13. The system according to claim 1, wherein the remote terminal is used by the patient. 14. The system according to claim 1, wherein the remote terminal is used in an ambulance. 15. The system according to claim 1, wherein the remote terminal is used in a hospital. 16. The system according to claim 1, wherein a first doctor is determined based on the first doctor information by the remote terminal. 17. The system according to claim 16, further comprising a third processor configured to establish a connection between the remote terminal and a second remote terminal used by the first doctor. 18. The system according to claim 16, wherein the first processor is further configured to collect second doctor information based on the patient condition informati... | KABUSHIKI KAISHA TOSHIBA TOSHIBA MEDICAL SYSTEMS CORPORATION | G06F017/60 G06F007/00 G06F017/00 A61B005/00
US06815949 | B2 | 2004-11-09 | Apparatus for measuring a magnetic field | 2002-06-06 | An apparatus can detect a magnetic field with a high sensitivity using an ordinary-temperature pickup coil even when the pickup coil is arranged outside a cryostat. Specifically, the apparatus for measuring a magnetic field includes a pickup coil for detecting an external magnetic field, a SQUID electrically or magnetically connected to the pickup coil, a cryostat for holding the SQUID at low temperatures, and a driving device for driving the SQUID. The pickup coil is made of a normal-conducting material and is placed at an ordinary temperature outside the cryostat. By arranging outside the cryostat, the pickup coil can be brought close to a subject and can thereby detect a weak magnetic field in the subject with a high sensitivity. | What is claimed is: 1. An apparatus for measuring a magnetic field, comprising:an oscillator which generates an alternating voltage; a transformer which transfers said alternating voltage to an alternating current; two electrodes which are placed in two positions of a living body, said alternating current being fed to said living body via said two electrodes; a superconducting quantum interference device which is arranged in a cryostat; a pickup coil which detects a magnetic field induced in said living body by feeding said alternating current therethrough, said pickup coil being connected to said superconducting quantum interference device electrically or magnetically, made of a normal conducting material and arranged outside said cryostat; a differential amplifier which amplifies a potential between both ends of a resistance arranged in a line connecting said two electrodes in order to monitor a frequency of said alternating current fed to said living body; a compensation coil which produces a compensation magnetic field with an inverse phase by feeding an alternating current with an inverse phase with respect to said alternating current fed to said living body, said compensation coil being made of a normal conducting material, arranged outside said cryostat and arranged in the vicinity of said pickup coil such that a magnetic flux is transferred to said pick up coil; a control device which controls the amount of the alternating current fed to said compensation coil based on current data obtained from said differential amplifier; a driving circuit which drives said superconducting quantum interference device as a magnetometer and is arranged outside said cryostat; a high-pass filter circuit to which an output of said driving circuit is fed in order to remove a low frequency noise from said output of said driving circuit; a phase-shift detector to which an output of said high-pass filter circuit and an output of said differential amplifier are fed in order to detect a phase shift using the frequency of said alternating current fed to said living body as a reference signal; a band-pass filter circuit to which an output of said phase-shift detector is fed; an amplifier which amplifies an output of said band-pass filter; and a computer which collects an output of said amplifier and displays said output of said amplifier. 2. The apparatus for measuring a magnetic field according to claim 1, wherein the pickup coil and the compensation coil are placed around a bobbin. 3. The apparatus for measuring a magnetic field according to claim 2, whereinthe pickup coil is connected to said superconducting quantum interference device via a first lead line, and the compensation coil is connected to the control device via a second lead line. 4. The apparatus for measuring a magnetic field according to claim 3, wherein the first and second lead lines are twisted. 5. The apparatus for measuring a magnetic field according to claim 3, wherein the first and se... | Hitachi, Ltd. | G01R033/035 A61B005/05
US06834238 | B1 | 2004-12-21 | Method for identifying optical contrast enhancing agents | 1999-06-04 | Optical detection techniques for the assessment of the physiological state, health and/or viability of biological materials are provided. Biological materials which may be examined using such techniques include cells, tissues, organs and subcellular components. The inventive techniques may be employed in high throughput screening of potential diagnostic and/or therapeutic agents. | I claim: 1. A method for identifying optical contrast enhancing agents useful for enhancing the sensitivity of optical detection of a biological material comprising:maintaining at least one sample population of the biological material in one of the following systems: a cell culture system; a tissue culture system; an organ culture system; and an intact organism; exposing the at least one sample population to a candidate optical contrast enhancing agent; illuminating the at least one sample population with electromagnetic radiation (emr); acquiring test data relating to one or more optical properties of the sample population subsequent to exposure to the candidate optical contrast enhancing agent; comparing the test data acquired to comparison data relating to the one or more optical properties of the sample population, the comparison data being derived from empirically determined controls, whereby changes in the one or more optical properties reflected in the test data compared to the comparison data represent the optical contrast enhancing activity of said agent in said sample population; and based on the comparison data, determining if the optical contrast enhancing agent is useful for distinguishing pathological cells or tissue. 2. A method for identifying optical contrast enhancing agents useful for enhancing the sensitivity of optical detection of a biological material comprising:maintaining at least one sample population of the biological material in one of the following systems: a cell culture system; a tissue culture system; an organ culture system; and an intact organism; exposing the at least one sample population to a candidate optical contrast enhancing agent; illuminating the at least one sample population with electromagnetic radiation (emr) having a wavelength of from 700-2500 nm; acquiring test data relating to one or more optical properties of the sample population subsequent to exposure to the candidate optical contrast enhancing agent; comparing the test data acquired to comparison data relating to the one or more optical properties of the sample population, whereby changes in the one or more optical properties reflected in the test data compared to the comparison data represent the optical contrast enhancing activity of said agent in said sample population; and based on the comparison data, determining if the optical contrast enhancing agent is useful for distinguishing pathological cells or tissue. 3. The method of claim 1 or 2, additionally comprising maintaining multiple sample populations in an in vitro culture system. 4. The method according to claim 1, or 2, wherein the biological material is a viable, intact organism. 5. A method for identifying optical contrast enhancing agents useful for enhancing the sensitivity of optical detection of a biological material comprising:maintaining multiple sample populations in an in vitro culture system; exposing the sample populations to a candidate optical contrast enhancin... | Cytoscan Sciences LLC | G01N021/00 G01N027/00 A61B005/055
US06804571 | B2 | 2004-10-12 | Method for computer aided orthotic inlay fabrication | 2001-03-13 | The present invention relates to a process for determining the magnitude and distribution of forces on a foot during ambulation and utilizing this data in combination with a plurality of other factors to create an orthotic inlay with an automated inlay fabricating machine. | What is claimed is: 1. A method for making a custom shaped resilient orthotic inlay adapted for positioning below a user's foot based on plantar surface force measurements taken during subject ambulation, comprising:utilizing force data which are indicative of the magnitude and distribution of forces present over a period of time on substantially the entire plantar surface of a foot during ambulatory functions and measured utilizing a specific shaped footwear worn by the user; generating optimum orthotic shape inlay data based on said force data and a desired pressure distribution, and fabricating said orthotic inlay using said orthotic shape inlay data, said orthotic inlay having a distinct contoured shape on at least four distinct sides for redistributing pressure below a user's foot, and which is contoured to fit within the specific shaped footwear. 2. The process of claim 1, further comprising utilizing data related to a footwear shape to generate said optimum orthotic shape inlay data. 3. The process of claim 1, wherein said utilizing force data step comprises downloading said force data to a data storage means. 4. The method of claim 1, wherein said fabricating step comprises cutting and shaping a flexible orthotic inlay material on at least six distinct sides to create a shape adapted to be positioned between the plantar surface of a foot and a specific type of footwear. 5. The method of claim 1, wherein said orthotic inlay material is comprised of a pliable material capable of being resiliently compressed. 6. The method of claim 1, wherein said fabricating step is automatically performed on an inlay fabrication machine receiving computer generated instructions which contain said optimum orthotic shape inlay data. 7. The process of claim 1, wherein said orthotic shape inlay data is generated for a specific physical activity for each individual user. 8. The process of claim 1, wherein said generating optimum orthotic shape inlay data step further comprises considering the material characteristics of an orthotic inlay material prior to fabricating said orthotic inlay. 9. The process of claim 1, wherein said fabricating step further comprises determining an optimum thickness of an orthotic inlay material at a plurality of locations based on said utilizing force data step. 10. The process of claim 1, wherein said utilizing force data step further comprises determining a plurality of forces present on the plantar surface of the foot based on a distinct type of footwear worn during subject ambulation. 11. The process of claim 1, wherein said utilizing force data step comprises positioning a force sensor array inside a user's footwear and below the plantar surface of a foot. 12. A method for fabricating a custom shaped orthotic inlay adapted for positioning below a user's foot using force data indicative of both the magnitude and distribution of forces present on substantially an entire plantar surface of a foot during ambulation an... | Fullen Systems, LLC | G06F019/00 A61B005/103 A61F005/14
US06823204 | B2 | 2004-11-23 | Method of imaging the blood flow in a vascular tree | 2002-09-09 | The invention relates to a method of imaging a vascular tree that yields additional information concerning the vascular tree. To this end, a sequence of clusters is determined from spatially coherent voxels in the three-dimensional image of the vascular tree, the sequence of said clusters corresponding to the flow direction of the blood or the contrast medium in said vascular tree. | Having described a preferred embodiment of the invention, the following is claimed: 1. A method of imaging the blood flow in a vascular tree of an object (3) to be examined, which method comprising the steps of:a) forming a series of X-ray projection images (Di) of the object to be examined (3) from different projection directions, b) reconstructing a three-dimensional image that contains an image of the vascular tree from the X-ray projection images (Di), and c) determining a sequence of clusters (C1, C2, C3, . . . ) each including a plurality of spatially coherent voxels of the vascular tree in the three-dimensional image, at least one cluster (C2) that is defined by the direction of the blood flow being determined as from a start cluster (C1) of the vascular tree, said cluster itself acting as the starting point for the is determination of at least one next cluster (C3) in the sequence and at least some of its voxels adjoining the voxels of the start cluster and of the next cluster, and for each new cluster of the sequence there being determined the subsequent cluster. 2. A method as claimed in claim 1, wherein the clusters (C1, C2, C3, . . . ) are displayed on a display unit in such a manner that the sequence of clusters determined can be recognized. 3. A method as claimed in claim 1, wherein prior to the determination of the clusters, the three-dimensional image is segmented in such a manner that essentially only the vascular system is reproduced in the image. 4. A method of imaging the blood flow-in a vascular tree of an object to be examined, which method includes the steps of:a) forming a series of X-ray projection images of the object to be examined from different projection directions, b) reconstructing a three-dimensional image that includes an image of the vascular tree from the X-ray projection images, c) determining a sequence of clusters in the three-dimensional image, at least one cluster being defined by the direction of the blood flow determined as from a start cluster of the vascular tree, the cluster acting as the start cluster for the determination of at least one next cluster in the sequence and at least some of its voxels adjoining the voxels of the start cluster and of the next cluster; d) forming a series of X-ray projection images that reproduce the vascular tree in different phases of inflow of a contrast medium, e) determining the areas in the X-ray projection images on which the voxels of the clusters have been projected, f) assigning the times of arrival of a contrast medium bolus, which times follow for said areas from the variation in time of the grey values in the X-ray projection images, to the clusters in the three-dimensional image, and g) modifying the times of arrival in dependence on the sequence of clusters determined. 5. A method as claimed in claim 4, in which the times of arrival of the sequence of clusters determined are subjected to median filtering for the purpose of modification. 6. A method... | Koninklijke Philips Electronics N.V. | A61B005/05
US06820025 | B2 | 2004-11-16 | Method and apparatus for motion tracking of an articulated rigid body | 2001-10-30 | One embodiment the invention comprises a method of determining an orientation of a sensor. The method includes measuring a local magnetic field vector and a local gravity vector and using those measurements to determine the orientation of the sensor. Embodiments can include measuring the magnetic field vector and the local gravity vector using quaternion coordinates.;Another embodiment comprises measuring a local magnetic field vector, a local gravity vector, and the angular velocity of the sensor. These three vectors are processed to determine the orientation of the sensor. In one embodiment the three vectors can all be measured in quaternion coordinates.;Another method embodiment comprises determining a local gravity vector by providing a acceleration detector, moving the detector from a start point to an end point over a time period, and summing acceleration measurements over the time period. The local gravity vector is calculated using the summed acceleration measurements.;A system embodiment of the present invention includes a body having mounted thereon at least one sensor. The at least one sensor is configured to output orientation information to at least one processing unit that inputs the orientation information into a synthetic environment. The system also can include a display for displaying the orientation of the body with respect to the synthetic environment. | We claim: 1. A method of tracking the orientation of a sensor, the method comprising:a) measuring an angular velocity of the sensor to generate angular rate values; b) integrating the angular rate values; c) normalizing the integrated angular rate values to produce an estimate of sensor orientation; d) measuring a magnetic field vector to generate local magnetic field vector values; e) measuring an acceleration vector to generate local gravity vector values; and f) correcting the estimate of sensor orientation using the local magnetic field vector and local gravity vector, wherein correcting the estimate of sensor orientation using the local magnetic field vector and local gravity vector comprises: g) determining a measurement vector from the local magnetic field vector values and the local gravity vector values; h) calculating a computed measurement vector from the estimate of sensor orientation; i) comparing the measurement vector with the computed measurement vector to generate an error vector that defines a criterion function; j) performing a mathematical operation that results in the minimization of the criterion function and outputs an error estimate; wherein the operation of performing a mathematical operation that results in the minimization of the criterion function includes implementing a partial correction step to compensate for measurement error; wherein implementing the partial correction step to compensate for measurement error is supplemented by using a weighted least squares regression to emphasize more reliable measurements with respect to less reliable measurements; k) integrating the error estimate; l) normalizing the integrated error estimate to produce a new estimate of sensor orientation; and m) repeating steps a)-m), wherein the new estimate of sensor orientation is used for h), calculating a computed measurement vector until tracking is no longer desired. 2. A method of tracking the orientation of a sensor, the method comprising:a) measuring an angular velocity of the sensor to generate an angular rate quaternion; b) integrating the angular rate quaternion; c) normalizing the integrated angular rate quaternion to produce an estimated sensor orientation quaternion; and d) measuring a magnetic field vector to generate local magnetic field vector values; e) measuring an acceleration vector to generate local gravity vector values; f) correcting the estimated sensor orientation quaternion using the local magnetic field vector and local gravity vector; wherein correcting the estimated sensor orientation quaternion using the local magnetic field vector and local gravity vector comprises: g) determining a measurement vector from the local magnetic field vector values and the local gravity vector values; h) calculating a computed measurement vector from the estimated sensor orientation quaternion; i) comparing the measurement vector with the computed measurement vector to generate an error vector that defines a criterion functi... | The United States of America as represented by the Secretary of the Navy | G01C017/38 A61B005/103
US06813513 | B2 | 2004-11-02 | Method for measurement of magnetic fields, method for production of gradient coils, gradient coil, and apparatus for magnetic resonance imaging | 2001-04-05 | For the purpose of realizing a method for measuring, after stopping application of a gradient magnetic field, the residual magnetic field and a method for manufacturing a gradient coil by causing the characteristics of the residual magnetic fields, revealed by the measurement, to be reflected in it, a magnetically resonant sample is arranged at a measuring point on the surface of an imaginary sphere in a measuring space; a gradient magnetic field is applied to the measuring space; RF excitation is carried out after stopping the application of the gradient magnetic field to measure FID signals generated by the sample; the magnetic field intensity is calculated on the basis of a difference in differentials of the phases of the FID signals; and a magnetic field intensity is fitted into a spheric surface function. | What is claimed: 1. A method of measuring magnetic fields, comprising the steps of:arranging a magnetically resonant sample at a measuring point on a surface of an imaginary sphere in a measuring space; applying intermittently a gradient magnetic field while a gradient is successively varied from a maximum gradient in one polarity to a maximum gradient in a reverse polarity and then said gradient is successively varied from a maximum gradient in said reverse polarity to a maximum in said first polarity; carrying out RF excitation during intermittence of said gradient magnetic field to measure FID signals generated by said sample; calculating differentials of phases of said FID signals; calculating a magnetic field intensity at said measuring point on basis of hysteresis of differences in said differentials accompanying completion of said round of gradients; and fitting said magnetic field intensity into a spherical surface function representing a magnetic field intensity distribution in said measuring space. 2. The method of claim 1, wherein said measuring is accomplished at a plurality of measuring points. 3. The method of claim 1, further comprising the step of arranging another magnetically resonant sample at a center of said sphere, and wherein said calculating differentials comprises calculating differences in differentials of phases of FID signals generated by samples at said measuring point and at said center of said sphere. 4. The method of claim 3, wherein said measuring is consecutively accomplished at a plurality of points. 5. A method of measuring magnetic fields, comprising the steps of:arranging a magnetically resonant sample at a measuring point on a surface of an imaginary sphere in a measuring space; applying a gradient magnetic field to said measuring space; carrying out RF excitation after stopping application of said gradient magnetic field to measure FID signals generated by said sample; calculating a magnetic field intensity at said measuring point on basis of differentials of phases of said FID signals; fitting said magnetic field intensity into a spheric surface function representing a magnetic field intensity distribution in said measuring space; and arranging another magnetically resonant sample at a center of said sphere; and wherein said calculating magnetic field intensity is on basis of difference in differentials of said phases of said FID signals generated by samples at said measuring point and at said center of said sphere. 6. The method of claim 5, wherein said measuring is consecutively accomplished at a plurality measuring points. 7. A method of measuring magnetic fields, comprising the steps of:arranging a first magnetically resonant sample on a surface of an imaginary sphere in a measuring space and a second magnetically resonant sample at a different point relative to said first sample; applying a gradient magnetic field to said measuring space; carrying out RF excitation after stopping application... | GE Medical Systems Global Technology Company, LLC | A61B005/05 G01V003/00
US07244251 | B2 | 2007-07-17 | Implanted surgical drain with multiple sensing elements for monitoring internal tissue condition | 2004-02-09 | The present invention is directed to devices and methods of using a surgical drain, and more particularly to a surgical drain having at least one sensor for monitoring and/or recording the condition of the anatomical site or fluid emitted from the site where the surgical drain is placed. The invention may also include modifications of the surgical drain to improve stabilization or immobilization in the proximity of the anatomical site to be monitored. | 1. A surgical drain for sensing a physiological property of at least one tissue and draining fluid from a body comprising: a) an elongated conduit configured to be implanted in a patient's body and rest against a first tissue and a second tissue within the body to drain fluid from the patient's body, wherein the elongated conduit comprises a drain portion having openings spaced along substantially the length of the drain portion, wherein the surgical drain is not configured to penetrate either the first or second tissues;b) a first sensing element configured to sense a physiological property of the first tissue adjacent to a first location of the elongated conduit; andc) a second sensing element configured to sense the same physiological property of the second tissue adjacent to a second location of the elongated conduit different than the first location. 2. The surgical drain of claim 1, wherein the physiological property is selected from the group comprising: temperature, oxygenation, perfusion, pH, NADH levels, biochemical composition, drug concentrations, turgidity or pressure. 3. The surgical drain of claim 1, further including at least one transmitting element configured to deliver energy to the first tissue and the second tissue located proximate to the first and second locations. 4. The surgical drain of claim 1, comprising a third sensing element configured to sense a second physiological property of tissue proximate to the conduit that is different from the physiological property sensed by the first and second sensing elements. 5. The surgical drain of claim 1, wherein at least portions of the first and second sensing elements are embedded within the conduit behind material that is optically transparent. 6. The surgical drain of claim 1, further including a processing system in communication with the first and second sensing elements configured to compare a difference between the physiological property sensed by the first and second sensing elements. 7. The surgical drain of claim 6, wherein the sensing elements sense oxygenation and wherein the processing system is configured to compare the difference between the oxygenation sensed by the first and second sensing elements. 8. The surgical drain of claim 6, wherein said processing system further including a display configured to depict data corresponding to the physiological property sensed by the first or second sensing elements. 9. The surgical drain of claim 1, wherein the conduit further comprises a third sensing element configured to sense the same physiological property of tissue adjacent to a third location of the elongated conduit different from the first and second locations; and a fourth sensing element configured to sense the same physiological property of tissue adjacent to a fourth location of the elongated conduit different from the first, second and third locations. 10. The surgical drain of claim 9, further including a processing system configured to compare a d... | Alfred E. Mann Institute for Biomedical Engineering | A61M001/00 A61B005/0205
US07476026 | B2 | 2009-01-13 | Method and apparatus for calibrating X-ray detectors in a CT-imaging system | 2001-10-01 | A method of adjusting values for sensitivities of X-ray detectors comprised in a CT-imager that generate signals responsive to X-rays from an X-ray source in the imager, comprising: acquiring signals generated by X-ray detectors in the CT-imager responsive to X-rays incident thereon from the X-ray source for views taken during a scanning procedure performed by the CT-imager to image a patient when only air is present in a space between the X-ray source and the detectors; and using the signals to adjust the values of the sensitivities. | 1. A method of adjusting values for sensitivities of X-ray detectors comprised in a CT-imager that generate signals responsive to X-rays from an X-ray source in the imager, comprising: acquiring signals generated by X-ray detectors in the CT-imager responsive to X-rays incident thereon from the X-ray source for views taken during a scanning procedure performed by the CT-imager to image a patient when only air is present in a space between the X-ray source and the detectors; andusing the signals to adjust the values of the sensitivities. 2. A method according to claim 1 and comprising modifying the scanning procedure to acquire signals from the X-ray detectors for additional views that would not normally be taken during the scanning procedure and for which additional views only air is present in the space between the X-ray source and the detectors and using the signals acquired in the additional views to adjust the values of the sensitivities. 3. A method according to claim 1 wherein adjusting values of sensitivities comprises adjusting values of differential sensitivities of the X-ray detectors, wherein a differential sensitivity of an X-ray detector is a difference between the sensitivity of the detector and an average sensitivity for all the X-ray detectors. 4. A method according to claim 3 wherein adjusting values of differential sensitivities comprises: determining a sensitivity for each of the X-ray detectors from the signals;determining an average sensitivity for the X-ray detectors from the determined sensitivities;determining a difference sensitivity for each X-ray detector which is equal to a difference between the determined average sensitivity and the sensitivity of the X-ray detector determined from the signals; andreplacing the value of differential sensitivity with the value of the difference sensitivity. 5. A method according to claim 4 wherein replacing the differential sensitivity comprises: determining if a difference between the difference sensitivity and the differential sensitivity for the X-ray detector is statistically significant as determined with reference to a predetermined test of significance; andreplacing the differential sensitivity with the difference sensitivity only if the difference is statistically significant. 6. A method according to claim 1 wherein the scanning procedure is performed for a first configuration of operating parameters for the CT-imager that determine characteristics of the scanning procedure and comprising using the signals to adjust values of the sensitivities for operation of the CT-imager for a second different configuration of the operating parameters. 7. A CT-imager for imaging a patient comprising an X-ray source and X-ray detectors that generate signals responsive to X-rays from the X-ray source, the CT-imager additionally comprising: a memory that stores a value for the sensitivity of each detector, which sensitivity value is used to process signals from the detector so as to pro... | Koninklijke Philips Electronics N.V. | G01D018/00
US06993372 | B2 | 2006-01-31 | Method and system for use in non-invasive optical measurements of blood parameters | 2003-06-03 | A method and device are presented for use in non-invasive optical measurements of at least one desired characteristic of patient's blood. A condition of artificial blood kinetics is created at a measurement location in a patient's blood perfused fleshy medium and maintained for a certain time period. This condition is altered over a predetermined time interval within said certain time period so as to modulate scattering properties of blood. Optical measurements are applied to the measurement location by illuminating it with incident light beams of at least two different wavelengths in a range where the scattering properties of blood are sensitive to light radiation, detecting light responses of the medium, and generating measured data indicative of time evolutions of the light responses of the medium for said at least two different wavelengths, respectively, over at least a part of said predetermined time interval. | 1. A method for use in non-invasive optical measurements in a patient's body, the method comprising: (a) creating a condition of artificial blood kinetics at a measurement location in a patient's blood perfused fleshy medium and maintaining this condition for a certain time period, the creation of the artificial blood kinetics comprising applying primary over-systolic pressure to achieve a state of temporary blood flow cessation in the medium at the measurement location, the primary over-systolic pressure being applied either to a certain location upstream of the measurement location with respect to a normal blood flow direction in the medium or to the vicinity of the measurement location;(b) altering said condition of artificial blood kinetics at the measurement location over a predetermined time interval within said certain time period so as to modulate an optical response by changing scattering properties of blood, said altering of the condition of artificial blood kinetics including applying a perturbation to the medium by at least one secondary pressure pulse of a predetermined value over said predetermined time interval; and(c) applying optical measurements to the measurement location by illuminating the measurement location with incident light beams of at least two different wavelengths in a range where the light radiation is sensitive to scattering properties of blood, detecting light responses of the medium, and generating measured data indicative of time evolutions of the light responses of the medium for said at least two different wavelengths, respectively, over at least a part of said predetermined time interval. 2. The method of claim 1, comprising: analyzing the measured data for determining a parameter derived from scattering spectral features of the medium as a relation between the different time evolutions of the light responses of the medium; andutilizing the calculated parameter and predetermined reference data, created during a calibration procedure and being indicative of a desired blood characteristic as a function of the parameter derived from scattering spectral features of the medium, thereby enabling a determination of a value of the desired blood characteristic. 3. The method of claim 2 wherein said reference data is a calibration curve defining a dependence of the parameter on the desired blood characteristic. 4. The method of claim 2 wherein said parameter is a parametric slope defined as a ratio between a first function depending on a light response of the medium corresponding to one wavelength and a second function depending on the light response of the medium corresponding to another wavelength, said one wavelength and another wavelength being selected from said at least two different wavelengths. 5. The method of claim 4 wherein said first and second functions are logarithmic functions of the light response corresponding to said at least two different wavelengths, respectively. 6. The method of claim 4 where... | Orsense Ltd. | A61B005/00
US07840247 | B2 | 2010-11-23 | Methods of predicting musculoskeletal disease | 2004-01-07 | Methods of predicting bone or joint disease in a subject are presented. The method may include determining one or more micro-structural parameters, one or more macroanatomical parameters or biomechanical parameters of a joint in the subject. At least two of the parameters are combined to predict the risk of bone or articular disease. Additionally, methods of determining the effect of a candidate agent on any subject's risk of developing bone or joint disease are presented. | 1. A method of predicting bone or articular disease in a subject, the method comprising the steps of: determining one or more micro-structural parameters of at least a portion of a bone in said subject, wherein determining includes using a computer to extract trabecular micro-structure from electronic image data of at least a portion of said bone;determining electronically from the electronic image data a cortical bone thickness of the bone; andcombining at least said determined cortical bone thickness with the one or more micro-structural parameters into an index and comparing said index to a reference database to predict the risk of bone or articular disease. 2. The method of claim 1, wherein said bone or articular disease is fracture risk. 3. The method of claim 1, wherein the parameters are obtained from one or more regions of interest in an image obtained from said subject. 4. The method of claim 3, wherein the electronic image is selected from the group consisting of an x-ray image, a CT image, an ultrasound image and an MRI. 5. The method of claim 1, further comprising determining one or more biomechanical parameters of at least a portion of said bone; wherein the step of combining further includes combining said one or more biomechanical parameters with said determined cortical bone thickness and said one or more micro-structural parameters into said index. 6. The method of claim 1, wherein said micro-structural parameters are selected from the group consisting of: stainless steel equivalent thickness wherein the stainless steel equivalent thickness is determined as the average gray value of the region of interest expressed as thickness of stainless steel with equivalent intensity; trabecular contrast wherein the trabecular contrast is determined as one of the trabecular equivalent thickness and marrow equivalent thickness; fractal dimension; Fourier spectral analysis wherein the Fourier spectral analysis is determined as one of a mean transform coefficient absolute value and a mean spatial first moment; predominant orientation of spatial energy spectrum; at least one of trabecular area and total area; trabecular perimeter; trabecular distance transform; marrow distance transform; trabecular distance transform regional maxima values; marrow distance transform regional maxima values; star volume; trabecular bone pattern factor; connected skeleton count or trees (T); node count (N); segment count (S); node-to-node segment count (NN); node-to-free-end segment count (NF); node-to-node segment length (NNL) node-to-free-end segment length (NFL); free-end-to-free-end segment length (N′F′L); node-to-node total struts length (NN.TSL); free-end-to-free-ends total struts length (FF.TSL); total struts length (TSL); FF.TSL/TSL; NN.TSL/TSL; loop count (Lo); loop area; mean distance transform values for each connected skeleton; mean distance transform values for each segment (Tb.Th); mean distance transform values for each node-to-node segment (Tb.... | ImaTx, Inc. | G01B015/02
US07092750 | B2 | 2006-08-15 | ECG signal detection device | 2003-04-16 | An ECG signal detection device that includes a differential amplifier input circuit and a driven reference electrode lead is disclosed. More specifically, the ECG signal detection device includes a differential amplifier input circuit and three-electrode leads, two of which terminate at a common patient coupling device such as an electrode pad or a defibrillator paddle. The third electrode lead terminates at a second, separate patient coupling device. Two electrical cords that include the electrode leads extend between the patient coupling devices and the differential amplifier input circuit. One electrical cord includes the two-electrode leads that terminate at the common patient coupling device. One electrode lead and an associated electrode integrated into the common patient coupling device form one of the ECG signal inputs to the differential amplifier and the second electrode lead and an associated electrode also integrated into the common patient coupling device form a driven reference input to the differential amplifier. The other electrode cord incorporates the third electrode lead. The third electrode lead and an associated electrode integrated into the second, separate patient coupling device form the other ECG signal input to the differential amplifier. | 1. An electrocardiogram (ECG) signal detection device comprising: a differential amplifier circuit having signal inputs and a driven reference input;a driven reference circuit connected to the driven reference input of said differential amplifier circuit;at least one signal electrode lead connected to a signal input of said differential input amplifier circuit;a driven reference electrode lead connected to said driven reference circuit, said driven reference electrode lead and said at least one signal lead included in a common cable; anda patient coupling device, said patient coupling device including a signal electrode and a driven reference electrode contained in a common housing, said signal electrode connected to said at least one signal electrode lead and said driven reference electrode connected to said driven reference electrode lead. 2. The electrocardiogram signal detection device as claimed in claim 1, wherein said patient coupling device is an electrode pad. 3. The electrocardiogram signal detection device as claimed in claim 2, wherein said electrode pad is an adhesively attachable pad. 4. The electrocardiogram signal detection device as claimed in claim 3, wherein said adhesively attachable pad is disposable. 5. The electrocardiogram signal detection device as claimed in claim 1, wherein said patient coupling device is a hard paddle. 6. The electrocardiogram signal detection device as claimed in claim 1, further comprising: a second signal electrode lead connected to a signal input of said differential amplifier circuit; a second driven reference electrode lead connected to said driver reference circuit, said second signal electrode lead and said second driven reference electrode lead contained in a second common cable; anda second patient coupling device, said second patient coupling device including a signal electrode and a driven reference electrode contained in a common housing, said signal electrode connected to said second signal electrode lead and said driven reference electrode connected to said driven reference electrode lead. 7. The electrocardiogram signal detection device as claimed in claim 6, wherein said patient coupling devices are electrode pads. 8. The electrocardiogram signal detection device as claimed in claim 7, wherein said electrode pads are adhesively attachable pads. 9. The electrocardiogram signal detection device as claimed in claim 8, wherein said adhesively attachable pads are disposable. 10. The electrocardiogram signal detection device as claimed in claim 6, wherein said patient coupling devices are hard paddles. | Medtronic Emergency Response Systems, Inc. | A61B005/0428
US07285097 | B2 | 2007-10-23 | Technique to confirm correct positioning with respect to arterial wall | 2004-03-12 | Methods and systems related to sealing punctures in blood vessels (such as following an angio or PTCA procedure) are disclosed. The invention provides a system to sense the location of a distal portion of a member within a body. The system includes an introducer portion having a distal end adapted to be placed within a body and a pressure sensor. The pressure sensor is in fluid communication with the distal end and is adapted to provide a pulsation which can be sensed by an operator when the distal end is placed within a pulsating portion of the body. | 1. A system to sense the location of a distal portion of a member within a body, the system comprising: an introducer portion including: a lumen adapted to introduce an instrument there-through, anda distal end adapted to be placed within a body, the distal end having an opening lying in a plane perpendicular to a longitudinal axis of the lumen and a proximal end having an opening lying in a plane perpendicular to the longitudinal axis of the lumen;a pressure sensor, in fluid communication via the lumen with the opening at the distal end, adapted to provide a pulsation which can be sensed by an operator when the distal end is placed within a pulsating portion of the body; anda core pin with a channel to provide said fluid communication, the core pin sized such that the core pin obstructs the opening at the distal end of the introducer so that the channel is the only flow path from the distal end of the introducer. 2. A system as set forth in claim 1, wherein the pulsation is visually displayed on a display. 3. A system as set forth in claim 1, further comprising a chamber to visually display pulsation. 4. A system as set forth in claim 3, wherein the chamber is a capillary tube. 5. A system as set forth in claim 1, wherein the distal end of the introducer portion is adapted to be positionable within a blood vessel. 6. A system as set forth in claim 1, further comprising a chamber which is not vented to atmosphere to visually display pulsation. 7. A system as set forth in claim 1, wherein the system comprises at least two chambers. 8. A system as set forth in claim 1, further comprising a member which vibrates due to the pulsation such that the vibration of the member can be sensed by touch. 9. A system as set forth in claim 1, further comprising a member which vibrates due to the pulsation such that the vibration can be visually observed. 10. A system as set forth in claim 1, wherein the pressure sensor comprises a pressure transducer. 11. A system to sense the location of a distal portion of a member within a body, the system comprising: an introducer portion including: a lumen adapted to introduce an instrument there-through, anda distal end adapted to be placed within a body, the distal end having an opening lying in a plane perpendicular to a longitudinal axis of the lumen and a proximal end having an opening lying in a plane perpendicular to the longitudinal axis of the lumen, anda side hole near the opening at the distal end of the introducer portion; anda pressure sensor, in fluid communication via the side hole and the lumen with the distal end, adapted to provide a pulsation which can be sensed by an operator when the distal end is placed within a pulsating portion of the body. 12. A system as set forth in claim 1, wherein the core pin further comprises an opening at an entrance to the channel. 13. A system as set forth in claim 12, wherein the opening lies in a plane perpendicular to the longitudinal axis of the lumen. 14. ... | Radi Medical System AB | A61B005/02
US07220231 | B2 | 2007-05-22 | Walking condition determining device and method | 2002-08-23 | A device and a method that permit easy and accurate determination of a walking condition regardless of differences in foot landing points on soles or lengths of legs of a walker are provided. According to this device, a measuring device measures a parameter indicating a displacement amount of a bottom end portion of a leg of the walker. A first storage device stores patterns of plots in a determination space corresponding to parameters and walking conditions of the walker such that they are associated with each other. Furthermore, a generating device generates plots defined in the determination space by parameters measured by the measuring device. Then, a determining device determines walking conditions of the walker on the basis of the patterns of the plots stored in conjunction with the walking conditions by the first storage device and the patterns of the plots generated by the generating device. | 1. A walking condition determining device for determining a walking condition of a walker having a plurality of legs, comprising: a measuring means for measuring a parameter that indicates a displacement amount of a bottom end portion of a leg of the walker;a first storage means for storing a pattern of a plot in a determination space corresponding to the parameter and a walking condition of the walker such that they are associated with each other;a generating means for generating a plot defined in the determination space by the parameter measured by the measuring means; anda determining means for determining the walking condition of the walker on the basis of comparison between the pattern of the plot stored in association with the walking condition by the first storage means and a pattern of the plot generated by the generating means,wherein the first storage means stores an existence pattern of a plot in the determination space as the plot pattern, and the determining means determines the walking condition of the walker on the basis of the determination whether or not the existence pattern stored by the first storage means is identical or similar to an existence pattern of the plot generated by the generating means,wherein the measuring means comprises a first measuring means for measuring, as a first parameter, a difference between the length of a leg of the walker and a vertical interval between a top end portion and a bottom end portion of the leg, andthe determining means determines that the walker is in a normal walking condition if an existence pattern indicates that a plot in the determination space is located in a low region wherein the first parameter is below a predetermined threshold value, whereas it determines that the walker is in a slope walking condition if an existence pattern indicates that a plot is located in a high region wherein the first parameter is the predetermined threshold value or more. 2. The walking condition determining device according to claim 1, wherein the measuring means comprises a second measuring means for measuring, as a second parameter, a longitudinal position of a bottom end portion of a leg with respect to a top end portion of the leg of the walker, and when the determining means determines that the walker is in the slope walking condition, the determining means determines that the walker is in an ascending walking condition if the plot in the determination space indicates an existence pattern in which the plot is located in a predetermined positive region wherein the second parameter takes a positive threshold value or more, whereas the determining means determines that the walker is in a descending walking condition if the plot indicates an existence pattern in which the plot is in a predetermined negative region wherein the second parameter takes a negative threshold value or less. 3. The walking condition determining device according to claim 1, comprising a second storage means for storing jo... | Honda Giken Kogyo Kabushiki Kaisha | A61B005/103 A61B005/117
US07239902 | B2 | 2007-07-03 | Device and method for monitoring body fluid and electrolyte disorders | 2003-10-30 | Devices and methods for measuring body fluid-related metric using spectrophotometry that may be used to facilitate diagnosis and therapeutic interventions aimed at restoring body fluid balance. In one embodiment, the present invention provides a device for measuring a body-tissue water content metric as a fraction of the fat-free tissue content of a patient using optical spectrophotometry. The device includes a probe housing configured to be placed near a tissue location which is being monitored; light emission optics connected to the housing and configured to direct radiation at the tissue location; light detection optics connected to the housing and configured to receive radiation from the tissue location; and a processing device configured to process radiation from the light emission optics and the light detection optics to compute the metric where the metric includes a ratio of the water content of a portion of patient's tissue in relation to the lean or fat-free content of a portion of patient's tissue. | 1. A device for measuring a body-tissue water content metric as a fraction of the fat-free tissue content of a patient using optical spectrophotometry, comprising: a probe housing configured to be placed proximal to a tissue location which is being monitored;light emission optics connected to the housing and configured to direct radiation at the tissue location;light detection optics connected to the housing and configured to receive radiation from the tissue location; anda processing device configured to process radiation from the light emission optics and the light detection optics and to compute the metric wherein the metric comprises a ratio of the water content of a portion of patient's tissue in relation to the lean or fat-free content of a portion of patient's tissue, wherein the processing device receives and compares at least two sets of optical measurements from at least two different wavelengths, where absorption of light at the at least two different wavelengths is primarily due to water which is in the vascular blood and in the extravascular tissue, and where a ratio of the at least two measurements provides a measure proportional to the difference between the fractions of water in the blood and surrounding tissue location. 2. The device of claim 1 wherein the body-tissue water content metric is computed as a fraction of bone-free-fat-free tissue content. 3. The device of claim 1 comprising a display device connected to the probe housing and configured to display the water content. 4. The device of claim 1 wherein the light emission optics and the light detection optics are spaced between 1 and 5 mm from one another at the tissue location. 5. The device of claim 1, wherein the body-tissue metric is monitored intermittently. 6. The device of claim 1 wherein the body-tissue metric is monitored continuously. 7. The probe housing of the device of claim 1 comprising a spring-loaded probe configured to automatically activate a display device connected to the probe housing when the spring-loaded probe is pressed against and near a tissue location which is being monitored. 8. The device of claim 1, wherein the light emission optics are tuned to emit radiation at a plurality of narrow spectral wavelengths chosen so that the biological compound of interest will absorb light at the plurality of narrow spectral wavelengths and so that absorption by interfering species will be at a minimum, where a minimum absorption comprises an absorption by an interfering species which is less than 10% of the absorption of the biological compound of interest. 9. The device of claim 1, wherein the light emission optics are tuned to emit radiation at a plurality of narrow spectral wavelengths chosen to be preferentially absorbed by tissue water, non-heme proteins and lipids, where preferentially absorbed wavelengths comprise wavelengths whose absorption is substantially independent of the individual concentrations of non-heme proteins and lipids, and is ... | Nellor Puritan Bennett Incorporated | A61B005/00
US08267871 | B2 | 2012-09-18 | Guidewire mounted balloon modulation device and methods of use | 2004-05-06 | An apparatus for modulating the pressure of a fluid such as a gas within the expandable portion of a guide wire catheter. A preferred embodiment apparatus features a mechanism for controllably gripping and releasing the open, proximal end of a tubular guide wire, a mechanism for introducing a fluid to a desired pressure and volume into the expandable portion of the tubular guide wire through the open end, and, while maintaining the pressure and volume of fluid in the tubular guide wire, a mechanism for introducing a sealing member into the open end of the tubular guide wire to seal the fluid in the tubular guide wire. In a particularly preferred embodiment, the apparatus also features a deflation tool for piercing the seal and letting the fluid out. Using this apparatus, the tubular guide wire can be re-sealed and re-opened as necessary. | 1. An apparatus for modulating the pressure of a fluid within an expandable portion of a catheter or guidewire, the apparatus comprising an inflation tool comprising: means for controllably gripping an open proximal end of a catheter or guidewire, the gripping means comprising a deformable member and a deforming mechanism, the deforming mechanism arranged to act upon the deformable member to cause gripping of the catheter or guidewire, said deformable member being arranged to create an impermeable peripheral seal about an outside diameter of said catheter or guidewire upon actuation of said deforming mechanism;means for introducing a fluid into said expandable portion of said catheter or guidewire through said open proximal end, thereby inflating said expandable portion of said catheter or guidewire to a desired extent; andmeans for sealing said open proximal end of said catheter or guidewire to seal said fluid in said catheter or guidewire. 2. The apparatus of claim 1, wherein said means for sealing said open proximal end is arranged to introduce a sealing material into said open proximal end, said sealing material being capable of maintaining an elevated pressure within said expandable portion of said catheter or guidewire. 3. The apparatus of claim 2, wherein said sealing material, while at or near room temperatures is able to resist shearing loads generated by elevated pressure within said expandable portion of said catheter or guidewire. 4. The apparatus of claim 2 wherein said sealing material is selected to be self-supporting during sterilization, shipment and storage. 5. The apparatus of claim 4, wherein said sealing material is manually deformable at room temperature. 6. The apparatus of claim 2, wherein said means for sealing said open proximal end further comprises a rod comprising at least one flat surface, and being capable of axial and rotational movement, wherein said sealing material is housed in a plurality of bores arranged in said flat surface, said flat surface being arranged to contact said open end of said catheter or guidewire. 7. The apparatus of claim 6, wherein said rotational movement enables each of said bores to be rotated into alignment with said open proximal end, thereupon said sealing material may repeatably be inserted into said open proximal end. 8. The apparatus of claim 6, wherein said rod is positioned proximally to said catheter or guidewire and moved axially in a distal direction, towards said open proximal end, thereby inserting said sealing material into said open proximal end. 9. The apparatus of claim 1, produced by a process comprising a preconditioning step to better accept a sealing material. 10. The apparatus of claim 9, wherein said preconditioning step eliminates obstacles from said open proximal end of said catheter or guidewire. 11. The apparatus of claim 10, wherein said preconditioning step serves to deburr said catheter or guidewire. 12. The apparatus of claim 9, wherein said preco... | Kensey Nash Corporation | A61B005/00
US20040260188 | A1 | 2004-12-23 | Automated auscultation system | 2003-06-17 | The present invention provides systems and methods for performing automated auscultation and diagnosis of conditions of the cardiovascular system. The invention acquires an acoustic signal emanating from the cardiovascular system via an sensor. In addition, in certain embodiments of the invention an electrical signal, e.g., an electrocardiogram (EKG) is simultaneously acquired. The signals are digitized, and, optionally, filtered to remove noise. The invention then processes and analyses the signal(s) so as to provide a clinically relevant conclusion or recommendation such as a diagnosis or suggested additional tests or therapy. In preferred embodiments the system comprises: (1) a beat selection component that selects a plurality of beats for analysis, wherein each beat comprises an acoustic signal emanating from the cardiovascular system; (2) a time-frequency analysis component that performs a time-frequency decomposition of beats selected for analysis so as to identify or extract physiologically relevant features; and (3) a processing component that processes the information so at to provide a clinically relevant conclusion or recommendation. In preferred embodiments of the invention the system further includes an aggregation component that combines information obtained from a plurality of the beats selected for analysis. In one embodiment, the system diagnoses mitral valve prolapse. | 1. A method of performing automated auscultation of the cardiovascular system, the method comprising steps of: (a) selecting one or more beats for analysis, wherein each beat comprises an acoustic signal emanating from the cardiovascular system; (b) performing a time-frequency analysis of beats selected for analysis so as to provide information regarding the distribution of energy, the relative distribution of energy, or both, over different frequency ranges at one or more points in the cardiac cycle; and (c) processing the information to reach a clinically relevant conclusion or recommendation; and (d) presenting some or all of the information in a manner that facilitates a mechanistically comprehensible explanation of the basis for the conclusion or recommendation or how the conclusion or recommendation was reached. 2. The method of claim 1, further comprising: providing a mechanistically comprehensible explanation of the basis for the conclusion or recommendation or of how the conclusion or recommendation was reached. 3. The method of claim 1, wherein the step of selecting one or more beats for analysis is performed automatically. 4. The method of claim 1, wherein more than one beat is selected for analysis. 5. The method of claim 1, wherein performing a time-frequency analysis comprises performing a time-frequency decomposition. 6. The method of claim 1, further comprising the step of: combining information obtained from a plurality of the beats selected for analysis prior to the step of processing the information to reach a clinically relevant conclusion or recommendation. 7. The method of claim 1, further comprising the step of: outputting the clinical conclusion or recommendation together with one or more of the following: a display of at least a portion of the acoustic signal, a display of an annotated or unannotated EKG tracing, a display of a frequency decomposed acoustic signal representing one or more beats, one or more enhanced beats, or a prototypical beat, and an audio playback of one or more beats or a prototypical beat. 8. The method of claim 7, wherein the clinical conclusion or recommendation is selected from the group consisting of: whether a pathological condition exists, whether a benign condition exists, whether to make a referral to a specialist, whether to perform an additional diagnostic study, and whether to initiate or alter therapy. 9. A method of performing automated auscultation of the cardiovascular system, the method comprising steps of: (a) selecting one or more beats for analysis, wherein each beat comprises an acoustic signal emanating from the cardiovascular system; (b) performing a time-frequency analysis of beats selected for analysis so as to provide information regarding the distribution of energy, the relative distribution of energy, or both, over different frequency ranges at one or more points in the cardiac cycle; (c) combining information obtained from a plurality of the beats sel... | The General Hospital Corporation Massachusetts Institute of Technology | A61B005/04
US20040215067 | A1 | 2004-10-28 | Flow sensor device for endoscopic third ventriculostomy | 2003-04-24 | An ETV procedure includes forming a burr hole in a human skull; passing an endoscopic third ventriculostomy (ETV) probe through the burr hole; fenestrating the floor of the third ventricle with the ETV probe to form an opening in the floor; and measuring a flow of cerebrospinal fluid (CSF) with a flow sensor of the ETV probe. The ETV procedure further includes deploying a membrane eyelet into the opening; and measuring a flow of CSF through the opening with a flow sensor of the membrane eyelet. | What is claimed is: 1. An endoscopic third ventriculostomy (ETV) probe comprising: a shaft; and a flow sensor mounted on said shaft. 2. The ETV probe of claim 1 wherein said probe is used for forming an opening in the floor of the third ventricle. 3. The ETV probe of claim 2 wherein said flow sensor is for measuring a flow of cerebrospinal fluid (CSF) through said opening. 4. The ETV probe of claim 1 wherein said flow sensor comprises a hot wire anemometer flow sensor. 5. The ETV probe of claim 1 wherein said flow sensor comprises a heat source, a first temperature sensor and a second temperature sensor. 6. The ETV probe of claim 5 wherein said first temperature sensor and said second temperature sensor are on opposite sides of said heat source. 7. The ETV probe of claim 5 wherein a temperature differential between a temperature measured by said first temperature sensor and a temperature measured by said second temperature sensor is equal to or greater than a set point temperature differential. 8. The ETV probe of claim 7 said temperature differential indicates a flow of cerebrospinal fluid (CSF) around said ETV probe. 9. The ETV probe of claim 5 wherein a temperature differential between a temperature measured by said first temperature sensor and a temperature measured by said second temperature sensor is less than a set point temperature differential. 10. The ETV probe of claim 9 said temperature differential indicates stasis of cerebrospinal fluid (CSF) around said ETV probe. 11. A method comprising: forming a burr hole in a human skull; passing an endoscopic third ventriculostomy (ETV) probe through said burr hole; fenestrating the floor of the third ventricle with said ETV probe; and measuring a flow of cerebrospinal fluid (CSF) with a flow sensor of said ETV probe. 12. The method of claim 11 wherein said flow indicates whether said fenestrating was successful or not. 13. The method of claim 12 wherein a flow of CSF is measured during said measuring, said method further comprising determining that said floor was fenestrated during said fenestrating. 14. The method of claim 12 wherein no flow of CSF is measured during said measuring, said method further comprising determining that said floor was not fenestrated during said fenestrating. 15. The method of claim 14 further comprising repeating said fenestration upon said determining that said floor was not fenestrated. 16. A method comprising: fenestrating the floor of the third ventricle with an endoscopic third ventriculostomy probe to form an opening in said floor; and deploying a membrane eyelet into said opening. 17. The method of claim 16 further comprising measuring a flow of cerebrospinal fluid (CSF) through said opening with a flow sensor of said membrane eyelet. 18. The method of claim 17 wherein said measuring a flow comprises determining a temperature differential between a first temperature sensor and a second temperature sensor of said flow s... |  | A61B005/00
US20040242991 | A1 | 2004-12-02 | Method for determining dosage when planning radiotherapy and/or radiosurgery procedures | 2004-05-07 | A method for determining dosage when planning radiotherapy and/or radiosurgery procedures can include imaging an irradiation target area using an imaging method, which can differentiate functional and/or biologically active regions of the irradiation target area. Ascertained activity values can be allocated to individual regions of the imaged irradiation target and irradiation doses can be assigned to the regions in accordance with the activity values. A nominal dosage distribution, which can be ascertained from the irradiation dosages for the regions, can be used as an input value for treatment planning. | What is claimed is: 1. A method for determining dosage when planning radiotherapy or radiosurgery procedures, said method comprising: imaging an irradiation target area using an imaging method that can differentiate functional and/or biologically active regions of the target area; allocating activity values to individual regions of the irradiation target area; assigning irradiation dosages to the individual regions in accordance with the activity values; and providing a nominal dosage distribution for treatment planning based on the assigned irradiation dosages for the individual regions. 2. The method as set forth in claim 1, wherein the nominal dosage distribution is used as an input value for inverse treatment planning. 3. The method as set forth in claim 1, wherein the individual regions are three-dimensional regions of a defined size. 4. The method as set forth in claim 1, wherein the irradiation dosages are assigned to the individual regions in accordance with a linear relationship with the activity values. 5. The method as set forth in claim 1, wherein the irradiation dosages are assigned to the individual regions in accordance with a non-linear relationship with the activity values. 6. The method as set forth in claim 5, wherein the non-linear relationship between the activity values and the assigned irradiation dosages is defined manually. 7. The method as set forth in claim 1, said method further comprising: combining regions of similar activity, such that a limited number of discrete activity levels exists. 8. The method as set forth in claim 1, said method further comprising: assigning an irradiation dosage to particular user-defined regions, while the remaining regions of the irradiation target area do not receive an irradiation dosage. 9. The method as set forth in claim 8, wherein assigning an irradiation dosage to particular user-defined regions includes: selecting the user-defined regions using image information from imaging methods that cannot differentiate functional and/or biologically active regions of the target area; and registering image information from (i) the imaging methods that can differentiate functional and/or biologically active regions of the target area and (ii) the imaging methods that cannot differentiate functional and/or biologically active regions of the target area with respect to each other. 10. The method as set forth in claim 1, wherein the irradiation dosage is assigned as an absolute value. 11. The method as set forth in claim 1, wherein the irradiation dosage is assigned as a percentage of a standard dosage. 12. The method as set forth in claim 1, said method further comprising: assigning the irradiation dosage in accordance with at least one of (i) areas desired to be highly irradiated and (ii) areas desired to be weakly irradiated. |  | A61B005/05
US20040210158 | A1 | 2004-10-21 | Electrical impedance method and apparatus for detecting and diagnosing diseases | 2004-05-10 | The present invention relates to an improved method and apparatus for detecting and diagnosing disease states in a living organism by using a plurality of electrical impedance measurements. In particular, the invention provides for an improved electrode array for diagnosing the presence of a disease state in the human breast, and discloses a method of application of the array to the breast that ensures that the multiplicity of impedance measurements obtained from a first body part correspond as precisely and reproducibly as possible to the multiplicity of impedance measurements that are obtained from another, homologous, second body part. A number of diagnostic methods based on homologous electrical difference analysis are disclosed, including the calculation of a number of metrics used to indicate disease states by comparison with pre-established threshold values, and the construction of a number of graphical displays for indicating the location of disease to a body part sector. | 1-125. (canceled) 126. Apparatus for obtaining and processing impedance measurements from an electrode array for diagnosing the presence of a disease state in a living organism, the apparatus comprising: a) means to connect the apparatus to the electrode array, the connection means including a multiplexer; b) means to control the multiplexer, the control means including at least one EEPROM chip containing a selection pattern for producing a set of impedance measurements; c) computer means to operate the control means; and d) means connected to the computer means to display the impedance measurements and any analysis thereof. 127. Apparatus according to claim 126 wherein the connection means comprises two multiplexers. 128. Apparatus according to claim 127 wherein the control means includes at least three EEPROM chips. 129. Apparatus according to claim 128 further comprising a counter to sequence the multiplexer through the set of impedance measurements. 130. Apparatus according to claim 126 wherein the display means comprises a printer. 131. Apparatus according to claim 126 wherein the display means comprises a display screen. 132. Apparatus according to claim 131 wherein each impedance measurement is displayed as a grid element. 133. Apparatus according to claim 132 wherein means are provided to identify the corresponding electrodes of the electrode array used to obtain the impedance measurement represented by a given grid element. 134. Apparatus according to claim 133 wherein the identifying means can be used to provide a value of the impedance measurement represented by the grid element. 135. Apparatus according to claim 134 wherein means can be provided on the display to indicate that the value of the impedance measurement represented by the grid element does not correspond to a predetermined expected value. | Z-TECH (CANADA) INC. | A61B005/05
US20040267162 | A1 | 2004-12-30 | Adjustable stylet | 2004-05-10 | An adjustable stylet includes a core wire having a portion surrounded by a compression member preferably comprised of a flat wire spring. Depending upon the configuration, compression or relaxation of the compression member in response to forces at the tip or handle of the stylet results in adjustments to the characteristics of the stylet. In a first embodiment, the stiffness of the stylet is adjustable. In a second embodiment, the length of the stylet is adjustable. In a third embodiment, both the stiffness and the length of the stylet are adjustable. | What is claimed is: 1. An adjustable stylet for use within a lumen of an intravascular device comprising: a core wire having a blunt distal end and a proximal end and having an outer diameter of less than 0.020 inches and a relatively uniform beam strength over an axial length of said core wire; a compression member having a distal end operably secured to said core wire and a proximal end axially movable along said core wire, said compression member comprising a flat wire space wound around at least a portion of said core wire with a wide dimension of said flat wire oriented axially and an axial spacing between successive windings of said compression member; a handle operably mounted proximate said proximal end of said core wire, said handle axially movable to operably engage said proximal end of said compression member such that said axial spacing between at least a portion of said successive windings is adjusted by movement of said handle, whereby a stiffness of said stylet is adjusted by operation of said handle. 2. The adjustable stylet of claim 1 wherein said compression member is secured to said core wire proximate said blunt distal end of said core wire. 3. The adjustable stylet of claim 1 further comprising a rigid tube member operably positioned around said core wire between said proximal end of said compression member and said handle to transfer axial force applied by said handle to said compression member. 4. The adjustable stylet of claim 1 wherein said flat wire is a stainless steel wire having an aspect ratio of at least 2:1 and having a narrow cross-sectional dimension of less than 0.003 inches. 5. The adjustable sylet of claim 1 wherein said blunt end is comprised of a ball welded to said distal end of said core wire. 6. The adjustable stylet of claim 1 wherein said handle is slidable relative to said core member. 7. The adjustable stylet of claim 1 wherein said handle includes a handle member secured to said core wire proximate said proximal end and a moveable member operably engaged with said handle member such that said moveable member is axially moveable relative to said handle member within a distance determined by said handle member, said moveable member including a proximal portion extending distally beyond said handle member for operably engaging said proximal end of said compression member. 8. The adjustable stylet of claim 7 wherein said moveable member and said handle member include structure such that said moveable member is slidable relative to said handle member. 9. The adjustable stylet of claim 7 wherein said moveable member and said handle member include structure such that said moveable member is screwable relative to said handle member. 10. The adjustable stylet of claim 7 wherein at least one of said moveable member and said handle member includes structure to releasably position said moveable member relative to said handle member at multiple axial locations. 11. The adjustable stylet of c... | Synovis Life Technologies, Inc. | A61B005/00
US20040242974 | A1 | 2004-12-02 | Treatment of refractory depression with an opiate antagonist and an antidepressant | 2004-06-29 | An antidepressant or a pharmaceutically acceptable salt thereof, and an opiate antagonist or a pharmaceutically acceptable salt thereof, are used to treat refractory depression characterized by dissociation. | What is claimed as new and desired to be protected by Letters Patent of the United States is: 1. A method for identifying refractory depression characterized by dissociation, comprising: identifying a patient with depression; and evaluating said patient for dissociation according to the Glover Numbing Scale by administering the Glover Numbing Scale and generating a dissociation score, wherein the dissociation score indicates said patient has refractory depression characterized by dissociation. 2. The method of claim 1, wherein said step of diagnosing a patient with depression comprises evaluating said patient according to the Beck Depression Inventory. 3. The method of claim 1, wherein said dissociation score indicates said patient has dissociation. 4. The method of claim 1, wherein said identification of refractory depression characterized by dissociation is made within about one week after evaluating said patient according to the Glover Numbing Scale and the Beck Depression Inventory. 5. The method of claim 4, wherein said identification of refractory depression characterized by dissociation is made within about four days after evaluating said patient according to the Glover Numbing Scale and the Beck Depression Inventory. 6. The method of claim 1 further comprising the step of administering to said patient an effective dissociation-reversing amount of an opiate antagonist or a pharmaceutically acceptable salt thereof. 7. The method of claim 6, wherein said opiate antagonist has a pentacyclic nucleus. 8. The method of claim 7, wherein the opiate antagonist is selected from the group consisting of: nalmefene, naloxone, naltrexone, nalpuphine, thebaine, and combinations thereof. 9. The method of claim 6, wherein the opiate antagonist is selected from the group consisting of at least one kappa opiate antagonist. 10. The method of claim 6, wherein the route of administration is selected from the group consisting of transdermal, nasal, intramuscular, oral, intravenous, parenteral, and inhalation. 11. The method of claim 6, wherein said step of administering comprises administering two doses per day of about 50 mg. of nalmefene for about three days, followed by two doses per day of about 100 mg. nalmefene for about four days, followed by two doses per day of about 150 mg. nalmefene for about one week, followed by two doses per day of about 200 mg. nalmefene thereafter until said patient has achieved a substantially dissociation-free state. 12. The method of claim 6, wherein the opiate antagonist or pharmaceutically acceptable salt thereof is administered in combination with a pharmaceutically acceptable carrier. 13. The method of claim 12, wherein the carrier is selected from the group consisting of water, milk, fruit juice and sweetened beverage. 14. The method of claim 6 further comprising the step of evaluating said patient for a response to said opiate antagonist according to the Glover Numbing Scale. 15. The method... |  | A61B005/00 G06F019/00 G01N033/48 G01N033/50
US20040204962 | A1 | 2004-10-14 | Automated patient compliancy monitoring system and method | 2004-02-10 | An automatic patient compliancy monitoring method includes communicating a patient compliancy data generating device and a charging and communication station; transmitting patient compliancy data to the charging and communication station; charging the patient compliancy data generating device with the charging and communication station; communicating the charging and communication station and a central server; transmitting patient compliancy data from the charging and communication station to a central server; communicating the central server and a clinician computer; transmitting patient compliancy data from the central server to a clinician computer; and generating a patient use report from the patient compliancy data. | What is claimed is: 1. An automatic patient compliancy monitoring method, comprising: communicating a patient compliancy data generating device and a charging and communication station; transmitting patient compliancy data to the charging and communication station; charging the patient compliancy data generating device with the charging and communication station; communicating the charging and communication station and a central server; transmitting patient compliancy data from the charging and communication station to a central server; communicating the central server and a clinician computer; transmitting patient compliancy data from the central server to a clinician computer; generating a patient use report from the patient compliancy data. 2. The method of claim 1, wherein the patient compliancy data generating device is a medically therapeutic device that provides a therapeutic benefit to a patient, and communicating the patient compliancy data generating device and the charging and communication station includes communicating the patient compliancy data generating device and the charging and communication station after one or more therapy treatments on the patient with the patient compliancy data generating device and transmitting patient compliancy data to the charging and communication station includes automatically downloading patient compliancy data to the charging and communication station. 3. The method of claim 1, wherein charging the patient compliancy data generating device with the charging and communication station occurs simultaneously with transmitting patient compliancy data to the charging and communication station. 4. The method of claim 2, wherein communicating the charging and communication station and the central server and transmitting patient compliancy data from the charging and communication station to the central server occurs automatically at an off-peak, designated time. 5. The method of claim 1, wherein the patient compliancy data is represented by a unique identifier specific to the patient compliancy data generating device. 6. The method of claim 1, wherein the central server includes an information database specific to the patient compliancy data generating device, and the information database is automatically updated with the patient compliancy data. 7. The method of claim 1, wherein transmitting patient compliancy data from the central server to a clinician computer includes automatically sending an electronic mail communication to the clinician computer with the patient compliancy data. 8. The method of claim 1, wherein communicating the central server and a clinician computer includes communicating to the central server over the internet with the clinician computer. 9. The method of claim 1, wherein generating a patient use report from the patient compliancy data includes generating a patient use report at the central server and transmitting the report to the clinician computer. 10. An ... |  | G06F017/60 A61B005/00
US20040236231 | A1 | 2004-11-25 | Light catheter for illuminating tissue structures | 2003-05-23 | A system for the illumination of tissue structures including tubular structures within the body and a method for the use of the system. The system includes a transparent, biocompatible catheter and a light source. | What is claimed is: 1. A tissue illumination system comprising: an elongate catheter including a light transmitting portion having a distal end and a proximal end and an outer surface between the distal and proximal ends, the distal end having a light reflective member; and a light source connected to the proximal end of the light transmitting portion, the light transmitting portion and reflective member being configured to disperse light provided from the light source along the outer surface of the light transmitting portion with an intensity sufficient to illuminate the tissue. 2. The system of claim 1 wherein the light transmitting portion comprises at least one glass fiber. 3. The system of claim 1 wherein the light transmitting portion comprises at least one bundle of glass fibers. 4. The system of claim 3 wherein the bundle of glass fibers includes at least one fiber having a first length and at least one fiber having a second length, the first length being different from the second length. 5. The system of claim 1 wherein the light transmitting portion includes an outer transparent coating. 6. The system of claim 1 wherein the light transmitting portion includes an outer transparent sheath. 7. A method of illuminating a tissue structure in a body comprising: inserting an elongate light transmitting element having distal and proximal ends into the body adjacent or within the tissue structure; and illuminating the light transmitting element between the proximal and distal ends with light having an intensity sufficient to illuminate the tissue structure. 8. A method of photoactivating a chemical agent which has been delivered to a tissue structure within a body comprising: inserting an elongate light transmitting element into the body adjacent or within the tissue structure; and illuminating the tissue structure with light transmitted from the light transmitting element, the transmitted light having properties selected to photoactivate the chemical agent in the tissue structure. 9. A method of activating a chemotherapeutic agent which has been delivered to a tissue structure within a body with light comprising: inserting an elongate light transmitting element into the body adjacent to or within the tissue structure; and illuminating the tissue structure with light transmitted from the light transmitting element, the transmitted light having properties selected to activate the chemotherapeutic agent in the tissue structure. 10. A method of diagnosing a condition of a tissue structure within a body comprising: inserting an elongate light transmitting element into the body adjacent or within the tissue structure; delivering a diagnostic agent to the tissue structure within the body; and illuminating the tissue structure with light from the light transmitting element, the transmitted light having properties selected to activate the diagnostic agent. | Embro Corporation | A61B005/00 A61B018/18
US06830544 | B2 | 2004-12-14 | Methods and devices for transcranial magnetic stimulation and cortical cartography | 2002-04-29 | The invention relates to a method for determining the function of a particular area of the brain, wherein at least one point on the brain is stimulated and/or inhibited, and from the presence of a perceived but not actually present sensory impression as a result of a stimulation pattern and/or a not perceived but actually present sensory impression as a result of an inhibiting pattern, the stimulated or inhibited area of the brain is functionally assigned, and to a device for determining the function of a particular area of the brain, comprising at least one device for stimulating and/or inhibiting at least one particular area of a brain and a device for generating a visual and/or acoustic and/or sensory and/or olfactory sensory impression. | What is claimed is: 1. A method for determining the function of a particular area of the brain, said method comprising:simultaneously stimulating and/or inhibiting a plurality of areas of the brain; and functionally assigning the stimulated and/or inhibited areas of the brain based on at least one of (i) presence of a perceived, but not actually present, sensory impression as a result of a stimulation pattern, and (ii) presence of a not perceived, but actually presents, sensory impression as a result of an inhibiting pattern. 2. The method as set forth in claim 1, wherein stimulating and/or inhibiting signals are applied using a computer-guided stimulation device. 3. The method as set forth in claim 1, wherein the method is performed such that a stimulation or inhibiting signal is alternately applied and an actual stimulus is generated, to enable a comparison between the actual sensory impression and the sensory impression induced or inhibited by TMS. 4. The method as set forth in claim 3, wherein an actual stimulus following a preceding stimulus deviates with respect to the physical parameters of the actual stimulus. 5. The method as set forth in claim 1, wherein for examining the visual cortex of a person, guidelines for the perimeter of the field of vision are optically displayed and the functional areas on the visual cortex are determined from the presence or absence of a perceived stimulus. 6. The method as set forth in claim 1, wherein for examining the auditory cortex of a person, a frequency is presented and the structural arrangement of the auditory cortex is deduced from the presence or absence of an acoustic perception. 7. The method as set forth in claim 1, wherein for examining the speech cortex, various speech paradigms are used and the functional distribution of the speech cortex is determined from the report thus obtained. 8. The method as set forth in claim 1, wherein for examining the sensory cortex of a person, a sensory stimulus is presented and the structure of the sensory cortex is deduced from the presence or absence of a sensory impression. 9. A computer program which performs the method as set forth in claim 1 when it is loaded on a computer or is running on a computer. 10. A program storage medium or a computer program product comprising the program as set forth in claim 9. 11. A method for determining the function of a particular area of a brain, said method comprising:positioning a stimulating device using a simulation model of at least one of (i) the stimulating device, (ii) the head, (iii) the brain, and (iv) the surface of the brain; stimulating and/or inhibiting at least one point of the brain; and functionally assigning the stimulated and/or inhibited areas of the brain based on at least one of (i) presence of a perceived, but not actually present, sensory impression as a result of a stimulation pattern, and (ii) presence of a not perceived, but actually present, sensory impression as a result of an i... | BrainLAB AG | A61N002/00 A61N001/08 A61B005/00
US06829497 | B2 | 2004-12-07 | Steerable diagnostic catheters | 2002-03-14 | A diagnostic catheter with a steering device to direct the distal end of the catheter while it is inserted in a vessel. The catheter may include either a bi-directional steering mechanism, or a unidirectional steering mechanism. Pre-formed catheters with no steering means are also provided. The catheter bodies include a plurality of ring electrodes used for sensing the intracardial electrogram signal during operation of the catheter. The ring electrodes are placed in ohmic contact with their corresponding signal wires by a solderless connection. In addition, the catheter may be embodied as a basket catheter including a plurality of splines. After the catheter is inserted into the vessel or organ to be examined (typically the heart), the splines may be expanded from an at-rest position to form the basket. A central retractable and steerable member is included to provide the expansion force. The expansion force can also be provided by moving the proximal portion of the catheter relative to the central member. Each of the splines forming the basket includes a length of spring wire disposed therein to provide conformal forces causing the splines to conform to the surfaces being inspected. | What is claimed is: 1. A steerable diagnostic catheter comprising:a catheter body having a proximal end portion and a distal end portion, said distal end portion including a probe assembly formed by a deformable length of multi-lumened tubing having a first end and a second end, said first end being affixed to said proximal end portion of said catheter body, an end cap affixed to said second end, said end cap including a projection that extends into and mates with a lumen of said tubing, said projection having a transverse opening therein, and a plurality of electrodes distributed along the length of said tubing, said electrodes being formed by metal rings circumscribing said tubing and disposed in spaced apart relationship along the length thereof; a handle affixed to said proximal end portion, and including a steering actuator pivotably mounted to said handle by a pivot; a plurality of signal wires extending through said handle, said proximal end portion and the lumens of said tubing, a distal end portion of each said signal wire being deformed and extending through an opening in the wall of said tubing, said deformed portion being ohmically connected to one of said rings by mechanical engagement thereto; at least one steering wire formed by a single length of wire having a first wire end connected to said steering actuator on one side of said pivot, said steering wire extending through said proximal end portion and a lumen of said tubing to said second end where it engages said end cap, back through a lumen of said tubing, and back through said proximal end portion to said handle, the second wire end of said steering wire being attached to said actuator on an opposite side of said pivot, whereby movement of said actuator in one direction causes deflection of said distal end portion in one direction and movement of said actuator in an opposite direction causes deflection of said distal end portion in another direction thereby enabling said catheter to be steered. 2. A steerable diagnostic catheter as recited in claim 1 wherein said steering wire passes through a single lumen of said tubing and wherein a guide is provided in said lumen proximate said first end for guiding said steering wire. 3. A steerable diagnostic catheter comprising:a catheter body having a proximal end portion and a distal end portion, said distal end portion including a probe assembly formed by a deformable length of multi-lumened tubing having a first end and a second end, said first end being affixed to said proximal end portion of said catheter body, an end cap affixed to said second end, and a plurality of electrodes distributed along the length of said tubing, said electrodes being formed by metal rings circumscribing said tubing and disposed in spaced apart relationship along the length thereof; a handle affixed to said proximal end portion, and including a steering actuator; a plurality of signal wires extending through said handle, said proximal end portion an... |  | A61B005/042
US06821506 | B2 | 2004-11-23 | Site specific binding system, imaging compositions and methods | 2001-12-28 | A method for ligand-based binding of lipid encapsulated particles to molecular epitopes on a surface in vivo or in vitro comprises sequentially administering (a) a site specific ligand activated with a biotin activating agent; (b) an avidin activating agent; and (c) lipid encapsulated particles activated with a biotin activating agent, whereby the ligand is conjugated to the particles through an avidin-biotin interaction and the resulting conjugate is bound to the molecular epitopes on such surface. The conjugate is effective for imaging by x-ray, ultrasound, magnetic resonance or positron emission tomography. Compositions for use in ultrasonic imaging of natural or synthetic surfaces and for enhancing the acoustic reflectivity thereof are also disclosed. | What is claimed is: 1. A method for enhanced magnetic resonance imaging of a target tissue in a subject in vivo which method comprisesdetecting a magnetic resonance image of said target tissue wherein said target tissue is bound to a ligand specific for said target tissue and wherein said ligand is directly coupled to lipid-coated particles consisting of liquid perfluorocarbon, said coated particles contained in an emulsion, which method further comprises, prior to said detecting, administering said emulsion to said subject. 2. The method of claim 1, wherein said lipid-coated particles further comprise at least one chemotherapeutic agent or gene therapy delivery system. 3. The method claim 1, wherein said ligand comprises an antibody or fragment thereof, a virus, a receptor agonist or antagonist, a hormone, or a nucleic acid. 4. The method of claim 3, wherein the ligand is an antibody or fragment thereof. 5. A method for enhanced magnetic resonance imaging of a target tissue in a subject in vivo which method comprises administering to said subject an emulsion comprising a ligand specific for said target tissue, said ligand directly coupled to lipid-coated particles consisting of liquid perfluorocarbon, anddetecting a magnetic resonance image of said target tissue wherein said target tissue is bound to said ligand and wherein said ligand is directly coupled to lipid-coated particles contained in said emulsion. 6. The method of claim 5, wherein said lipid-coated particles further comprise at least one chemotherapeutic agent or gene therapy delivery system. 7. The method of claim 5, wherein said ligand comprises an antibody or fragment thereof, a virus, a receptor agonist or antagonist, a hormone, or a nucleic acid. 8. The method of claim 7, wherein the ligand is an antibody or fragment thereof. 9. A method for magnetic resonance imaging of a target tissue in a subject in vivo which method comprisesdetecting a magnetic resonance image of said target tissue wherein said target tissue is bound to a ligand specific for said target tissue and wherein said ligand is directly coupled to lipid-coated particles consisting of liquid perfluorocarbon, said coated particles contained in an emulsion, wherein said subject has been administered said emulsion prior to said detecting. 10. The method of claim 9, wherein said lipid-coated particles further comprise at least one chemotherapeutic agent or gene therapy delivery system. 11. The method of claim 9, wherein said ligand comprises an antibody or fragment thereof, a virus, a receptor agonist or antagonist, a hormone, or a nucleic acid. 12. The method of claim 11, wherein the ligand is an antibody or fragment thereof. | Barnes-Jewish Hospital | A61B005/055
US06973343 | B2 | 2005-12-06 | Right side universal electrocardiogram sensor positioning mask and method | 2003-04-21 | A universal and reversible disposable ECG sensor positioning mask and method for use with electrocardiogram diagnostic equipment for left and right chest ECGs in which the mask has at least nine sensors, six of which can be used at any one time to provide up to four different sizes to accommodate varying sized human torsos. | 1. A method for sensor placement for performing electrocardiographic recording of either the left or the right side of a human chest by means of a universal ECG multiple sensor dermal precordial mask for fitting four different sizes of human bodies including extra large, said mask incorporating sensor positions V1, V2, V3, V4, V5, and V6 for left side recording, and VR1, VR2, VR3, VR4, VR5, and VR6 for right side recording, said method comprising the steps of providing a mask having at least ten precordial sensor positions designated on said mask on opposite sides thereof with the V positions disposed on one side and the VR positions disposed on the other side and forming mirror images of each other, said V and VR positions each forming at least four sets of sensor groups including three alternate sensor positions for each of said V5 and V6 (VR5 and VR6) positions, wherein said ten sensor positions are disposed in a specific geometric arrangement with said V1-V4 (VR1-VR4) positions being utilized for all sizes of bodies, said V5 (VR5) position having two independent sensor positions and sharing two positions with said V6 (VR6) positions, and said V6 (VR6) position having two additional positions, said mask including indicia for determining which V5 and V6 (VR5 and VR6) sensor positions correspond to said four sensor groups, selecting which side of said mask corresponds to the side of the chest the ECG is intended to record, aligning said mask on a patient's chest so that said V1 and V2 (VR1 and VR2) positions are disposed approximately on opposite sides of the patient's sternum at the fourth intercostal space, ascertaining from said indicia which one of the four V6 (VR6) sensor positions provided by said mask lies on or is closest to the patient's midaxillary line, and utilizing for said recording the corresponding set of sensor positions which include the ascertained V6 (VR6) position. 2. The method of claim 1 wherein said mask has sensors printed on both sides thereof and covers one side of the chest, and when said mask is utilized for a left chest ECG recording one side of the mask is utilized, and when said mask is utilized for a right chest ECG recording the reverse side of said mask is utilized. 3. The method of claim 1 wherein said mask has sensor positions printed on one side thereof and covers the whole chest, and when said mask is utilized for a left chest ECG recording one half of the mask is utilized, and when said mask is utilized for a right chest ECG recording the other half of said mask is utilized. 4. A method of sensor placement for performing twelve lead electrocardiograms on either the left chest side or right chest side of four different sizes of adult human bodies including extra large by means of a universal ECG multiple sensor dermal chest mask with repeatability and clinical efficacy of either left or right sensors V1, V2, V3, V4, V5, and V6 (VR1, VR2, VR3, VR4, V5, and VR6) placement irrespective of the varying human... | Unilead International Inc. | A61B005/0408
US06827487 | B2 | 2004-12-07 | Temperature measuring device | 2003-08-15 | A device for measuring the temperature within a body from a body surface at a different temperature, comprising: a heat shield for application to the body surface, comprising an outer heat-conducting portion (;52;), and an inner heat-insulating portion (;50;); a heater or cooler (;41;) to heat or cool the outer portion (;52;) of said heat shield to the temperature of the body surface; a first temperature sensor (;37;) positioned on a surface of the inner heat-insulating portion (;50;) of the heat shield which is applied to the body surface; a second temperature sensor (;38;) positioned to measure the temperature of the outer portion (;52;) of the heat shield; a heater or cooler control circuit to heat or cool the outer portion (;52;) of the heat shield towards the temperature measured by the first the first temperature sensor (;37;); and a second control circuit to forecast the first temperature sensor (;37;) equilibrium temperature. | What is claimed is: 1. A temperature measuring device for measuring the temperature within a body from a surface of the body, said device comprising:a heat shield for application to the surface of the body, comprising an outer heat-conducting portion, and an inner heat-insulating portion, both said portions having a surface for contacting said surface of the body; a temperature controlling element positioned to control the temperature of the outer portion of said heat shield to the temperature of the surface of the body so as to annul heat flow from a measurement location within the area of said surface to which the heat shield is applied, said temperature controlling element being close to said surface of the outer portion of the heat shield which is applied to the surface of the body compared with its distance from an opposite surface of the outer portion of the heat shield; a first temperature sensor positioned on said surface of the inner heat-insulating portion of the heat shield for contacting the surface of the body to measure the temperature of said surface at said measurement location; a second temperature sensor positioned to measure the temperature of said outer portion of the heat shield; a first electronic control circuit serving to operate said temperature controlling element so as to change the temperature of said outer portion of the heat shield as measured by said second temperature sensor towards the temperature at said measurement location as measured by said first temperature sensor; and a second electronic control circuit serving to extrapolate changing temperatures measured by said first temperature sensor to forecast what the temperature at said measurement location would be at thermal equilibrium. 2. A temperature measuring device as claimed in claim 1, wherein said temperature controlling element comprises an electrically resistive heating element in contact with said outer portion of the heat shield. 3. A temperature measuring device as claimed in claim 2, wherein said heating element is embedded in said outer portion of the heat shield. 4. A temperature measuring device as claimed in claim 1, further comprising a control connected to activate said temperature controlling element to control the temperature of the heat shield before making a temperature measurement. 5. A temperature measuring device as claimed in claim 1, wherein said temperature controlling element is a Peltier effect heat pump. 6. A temperature measuring device as claimed in claim 1, wherein the specific thermal conductivity between the temperature controlling element and the surface of the heat-conducting portion of the heat shield for application to the surface of the body is 2 W/cm2K or more. 7. A temperature measuring device as claimed in claim 6, wherein the specific thermal conductivity between the temperature controlling element and the surface of the heat-conducting portion of the heat shield for application to the surface of the body i... |  | G01K007/42 A61B005/01 A61B005/0205
US07207940 | B2 | 2007-04-24 | Ultrasonic probe and ultrasonic transmitting and receiving apparatus using the same | 2003-09-26 | An ultrasonic probe in which transducer array including ultrasonic transducers out of the specifications can be used so that the yield in the manufacture of transducer arrays is improved. The ultrasonic probe to be used when connected to an external apparatus main body includes: a transducer array including plural ultrasonic transducers; a connecting portion for connecting ultrasonic transducers selected from among the plural ultrasonic transducers to the external apparatus main body; and an identification information holding portion for holding identification information on the ultrasonic probe which information is associated with arrangement information and/or characteristic information on the selected ultrasonic transducers within the transducer array. | 1. An ultrasonic probe to be used when connected to an external apparatus main body, said probe comprising: a transducer array having a first number of ultrasonic transducers arranged in a two-dimensional matrix form, said first number of ultrasonic transducers including ultrasonic transducers in an original pattern that are previously determined to be working and ultrasonic transducers outside of said original pattern;connecting means for connecting a second number of ultrasonic transducers selected from among said first number of ultrasonic transducers to said external apparatus main body, said second number being less than said first number and said second number of ultrasonic transducers including (i) ultrasonic transducers in said original pattern except for at least one defective ultrasonic transducer and (ii) at least one additional ultrasonic transducer outside of said original pattern in place of said at least one defective ultrasonic transducer; andidentification information holding means for holding identification information on said ultrasonic probe, said identification information being associated with arrangement information and/or characteristic information on said selected second number of ultrasonic transducers within said transducer array. 2. An ultrasonic probe according to claim 1, wherein said connecting means includes wiring and electrodes for supplying the identification information on said ultrasonic probe held by said identification information holding means to said external apparatus main body. 3. An ultrasonic probe to be used when connected to an external apparatus main body, said probe comprising: a transducer array having a first number of ultrasonic transducers arranged in a two-dimensional matrix form, said first number of ultrasonic transducers including ultrasonic transducers in an original pattern that are previously determined to be working and ultrasonic transducers outside of said original pattern; anda connector, having plural electrodes, for connecting a second number of ultrasonic transducers selected from among said first number of ultrasonic transducers to said external apparatus main body, said second number being less than said first number and said second number of ultrasonic transducers including (i) ultrasonic transducers in said original pattern except for at least one defective ultrasonic transducer and (ii) at least one additional ultrasonic transducer outside of said original pattern in place of said at least one defective ultrasonic transducer, wherein at least two kinds of connecting relationships between said selected ultrasonic transducers and said plural electrodes are set up in regard to plural ultrasonic probes. 4. An ultrasonic transmitting and receiving apparatus to be used when connected to an ultrasonic probe including a transducer array having a first number of ultrasonic transducers arranged in a two-dimensional matrix form, said first number of ultrasonic transducers including u... | Fuji Photo Film Co., Ltd. | A61B008/00
US07736322 | B2 | 2010-06-15 | Precision depth control lancing tip | 2003-12-23 | A bodily fluid sampling device is operable to lance with a precise depth and express fluid from both fingertip and alternate sites. In one form, the device is operable to adjust the penetration depth of the lancet into the skin. The bodily fluid sampling device includes a lancet adapted to form an incision in skin. A skin contacting member has an orifice through which the lancet extends when lancing the skin. The orifice has a first opening size that is sized to flatten the skin around the lancet during lancing. The orifice has a second opening size that is larger than the first opening size after the incision is formed to express fluid from the incision. | 1. A method, comprising: lancing an incision in skin with a lancet of a sampling device;controlling penetration depth of the lancet by flattening skin around the lancet with a lancet opening of the device during said lancing;expressing fluid from the incision by pressing an expression opening of the sampling device around the incision, wherein the expression opening is larger than the lancet opening;wherein the sampling device includes a housing and a ball member that has the expression opening and the lancet opening rotatably coupled to the housing; androtating the expression opening in position to express fluid after said lancing. 2. The method of claim 1, wherein: the ball member is rotatably coupled to the housing through one or more pivot pins; andsaid rotating the expression opening includes rotating the ball member about the one or more pivot pins. 3. The method of claim 2, wherein: the lancet opening is at most 2.5 mm in diameter; andsaid lancing the incision includes extending the lancet through the lancet opening that is at most 2.5 mm in diameter. 4. The method of claim 3, wherein said expressing includes pressing the expression opening around the incision that is at least 7.0 mm in diameter. 5. The method of claim 2, wherein said expressing includes pressing the expression opening around the incision that is at least 7.0 mm in diameter. 6. The method of claim 2, wherein: the lancet opening is at most 2.5 mm in diameter; andsaid lancing the incision includes extending the lancet through the lancet opening that is at most 2.5 mm in diameter. 7. The method of claim 6, wherein said expressing includes pressing the expression opening around the incision that is at least 7.0 mm in diameter. 8. The method of claim 1, wherein said expressing includes pressing the expression opening around the incision that is at least 7.0 mm in diameter. 9. A method, comprising: providing a sampling device that includes a lancet and a lancet opening that is sized to generally flatten skin around the lancet during lancing, wherein the sampling device has an expression opening that is sized larger than the lancet opening to express fluid;placing the lancet opening against the skin to generally flatten the skin;forming an incision in the skin with the lancet by extending the lancet through the lancet opening after said placing of the lancet opening against the skin;adjusting the sampling device so that the expression opening is able to express the fluid after said forming the incision;expressing the fluid from the incision by pressing the expression opening around the incision;the sampling device includes a ball that has the lancet opening and the expression opening; andsaid adjusting includes rotating the ball so that the expression opening is positioned to express the fluid. 10. The method of claim 9, wherein: the lancet opening is at most 2.5 mm in diameter; andsaid forming the incision includes extending the lancet through the lancet opening that is... | Roche Diagnostics Operations, Inc. | A61B005/00
US07493157 | B2 | 2009-02-17 | Devices and methods for the non-invasive detection of spontaneous myoelectrical activity | 2002-10-24 | A method of detecting neuromuscular pathology in an individual is disclosed comprising the steps of placing a detector on the skin surface of the individual substantially adjacent to a skeletal muscle; obtaining signals from the detector; processing the signals; and determining neuromuscular status in response to the signals. A system for detecting neuromuscular disease in an individual is disclosed, the system comprising at least one means for recording a first signal from a skeletal muscle; a filter in communication with the recording means to generate a second signal consisting substantially of spontaneous myoelectrical activity; and a processor in communication with the filter, wherein the first signal from the skeletal muscle is filtered so as to generate spontaneous myoelectrical signals, and further wherein the processor calculates the power spectral density of the filtered signals and determines the neuromuscular status in response to the power spectral density of the filtered signals. | 1. A method of non-invasively detecting neuromuscular pathology in an at-rest individual comprising the steps of: (a) placing on the skin surface of said individual substantially adjacent to a target skeletal muscle a detector capable of detecting both neurogenic and spontaneous myoelectrical activity;(b) obtaining a first signal output from said detector that comprises bioelectrical signals representing the presence of both neurogenic and spontaneous myoelectrical activity within proximity of said skeletal muscle;(c) processing said first signal output to remove any signals representative of neurogenic myoelectrical activity, whereby to produce a second signal output;(d) processing said second signal output to identify any signals representative of spontaneous myoelectrical activity in said target muscle; and(e) determining from said processed second signal output neuromuscular status of said target muscle. 2. The method of claim 1 wherein said second signal output comprises spontaneous myoelectrical activity within a frequency range of 100 to 500 Hz. 3. The method of claim 1 wherein step (c) comprises removing external electrical interference signals from said recorded signals. 4. The method of claim 1 wherein step (c) also comprises removing at least one signal generated from at least one muscle other than said skeletal muscle from said first signal output. 5. The method of claim 1 wherein said processing step (d) comprises determining a power spectral density of said second signal output. 6. The method of claim 5 wherein said power spectral density is determined over a particular frequency range. 7. The method of claim 6 wherein said range is between 100-500 Hz. 8. The method of claim 6 wherein said range is between 300-500 Hz. 9. The method of claim 1 wherein said step (e) comprises comparing at least one characteristic of the processed second signal output against at least one reference value for each of said at least one characteristic. 10. The method of claim 9 wherein step (d) further comprises deriving said at least one characteristic from a power spectral density measurement of said processed second signal output. 11. The method of claim 9 wherein a difference in said at least one characteristic of the processed second signal output as compared to the at least one reference value is an indicator of neuromuscular pathology. 12. The method of claim 5 further comprising displaying the power spectral density of said second signal output. 13. The method of claim 1 further comprising displaying a relative value quantifying the degree of neuromuscular pathology in response to the step of determining neuromuscular status. 14. The method of claim 1 wherein the neuromuscular disease is selected from the group of diseases consisting of radiculopathies, demyelinating neuropathies, intravertebral disc disease, and carpal tunnel syndrome. 15. The method of claim 1 further comprising comparing said processed second signal output at a fi... | - | A61B005/04
US07122007 | B2 | 2006-10-17 | Methods of and systems and devices for assessing intracranial pressure non-invasively | 2003-05-12 | A non-invasive method and system for assessing intraocular pressure (ICP) is disclosed. The method comprises the steps of measuring venous outflow pressure (VOP) using a venous ophthalmodynamometer device (vODM); measuring ophthalmic r central retinal arterial blood flow using color Doppler imaging device; and then estimating ICP using venous outflow data from the vODM and pulsatility and/or resistivity relationships derived from the Doppler imaging data. Further disclosed is a novel vODM for measuring VOP in low flow veins. | 1. A non-invasive system for assessing intracranial pressure, the system comprising: a venous outflow pressure (VOP) measuring device to provide venous outflow pressure (VOP) data;an ophthalmic or central retinal arterial flow velocity measuring device to provide ophthalmic or central retinal arterial flow velocity data, respectively; anda device for determining intracranial pressure (ICP) using venous outflow pressure (VOP) data and a characteristic of the ophthalmic or central retinal artery from ophthalmic or central retinal arterial flow velocity data, respectively. 2. The system as recited in claim 1, wherein the measuring venous outflow pressure (VOP) measuring device comprises a venous ophthalmodynamometer (vODM) in combination with a device for observing collapse of one or more retinal veins in a patient's orbit. 3. The system as recited in claim 2, wherein the device for observing collapse of one or more retinal veins in a patient's orbit is an ophthalmoscope. 4. The system as recited in claim 2, wherein the venous ophthalmodynamometer (vODM) comprises: a differential variable reluctance transducer (DVRT) that can be used to apply a recordable, incremental load to a patient's orbit; anda frequency analyzer that is in communication with the DVRT for receiving said recordable loading data for recordation. 5. The system as recited in claim 4, wherein the venous ophthalmodynamometer (vODM) further comprises: a device for freezing instantaneous load measurements that is in communication with the frequency analyzer, whereby activation of the device will freeze an instantaneous load measurement value at the instant that the retinal vein collapses so that said frozen value can be recorded by the frequency analyzer. 6. The system as recited in claim 1, wherein the system further comprises a device for establishing a baseline, resting intraocular pressure (IOP) so that the baseline, resting intraocular pressure (IOP) can be used to correlate venous outflow pressure (VOP) measurements with intracranial pressure (ICP). 7. The system as recited in claim 6, wherein the device for establishing a baseline, resting intraocular pressure (IOP) is a tonometer. 8. The system as recited in claim 1, wherein the ophthalmic or central retinal arterial flow velocity measuring device comprises a color Doppler imagining (CDI) device, wherein the CDI device further comprises a Doppler probe and a spectral analyzer; wherein the Doppler probe can be applied to at least one of a patient's closed eyelids and a first ultrasound signal from said Doppler probe can provide an orbital scan image of said at least one of a patient's orbits to identify an optic nerve head of said orbit and a second ultrasound signal from said Doppler probe can provide a visual image of anterograde arterial blood flow in at least one artery of the patient's orbit to identify a vessel region to measure arterial blood flow velocity; and a third ultrasonic signal from said Doppler probe can ... | Caritas St. Elizabeth Medical Center of Boston, Inc. | A61B005/02 A61B005/00
US07060038 | B2 | 2006-06-13 | Device for delivering a sensor to the endovascular system and method of use | 2003-04-24 | A delivery system for delivering a sensor to a body cavity includes a catheter and sheath slidably or rotatably coupled to the catheter. The sheath may be retractable and peelable. The delivery device may include an expandable balloon or a crushable material capable of moving the sensor laterally away from the catheter, to the target site. One embodiment of the delivery system includes a deployment device comprising a cord operably engaged with a pulley, and attached at the distal end to a cap engaged with the sensor. Another embodiment of the delivery system comprises a catheter having a chamber that can accommodate the sensor, and a sheath slidably coupled to the exterior of the catheter, and covering the chamber when the sheath is in the closed position. Further included is a method of delivering a sensor to a body cavity using any of the embodiments of the delivery system. | 1. A delivery system for delivering a sensor into a target site comprising: a catheter;a perforated sheath coupled to the catheter;a sensor within the sheath;a deployment device positioned within the sheath, the deployment device including a cord operably engaged with a pulley and attached at a distal end to a cap, the cap engaged with the sensor, wherein, when the system is delivered into the target site, the sheath is at least partially peeled, and a proximal end of the cord is pulled to separate the cap from the sensor. 2. The system of claim 1 further comprising a biasing member contacting the sensor, wherein the biasing member moves the sensor laterally when the cap is separated from the sensor. 3. The system of claim 1 wherein the sensor is selected from a group consisting of a pressure sensor, a temperature sensor, an oxygen sensor and a flow rate sensor. 4. The delivery system of claim 1 wherein a lead is operably attached to the sensor. 5. The system of claim 1 wherein the target site is a body cavity selected from the group consisting of a blood vessel, an aneurismal sac within a blood vessel, a cardiac chamber, a pleural cavity, a spinal column, an ocular chamber, a cochlea, a subarachnoid space, and a cerebral space. 6. The system of claim 2 wherein the biasing member is comprised of a compressible material such that when the sheath is at least partially peeled, the biasing member expands in a direction lateral to the length of the catheter and pushes the sensor to the target area. 7. The delivery system of claim 2 wherein the biasing member is comprised of an expandable balloon and a lumen flowably connected to the balloon and to a reservoir of liquid or flowable gel at the proximal end of the catheter, wherein when the system is delivered to the target site, the balloon is expanded by filling it with the liquid or flowable gel from the reservoir, causing the balloon to expand and push the sensor laterally to the delivery site. 8. A delivery system for delivering a sensor to a target site comprising: a catheter;a sheath rotatably coupled to the catheter, the sheath including a delivery opening formed in a delivery side of the sheath;a sensor positioned within the sheath and spaced apart from the delivery side of the sheath;a deployment means wherein, when the system is delivered into the target site, the sheath is rotated until the delivery opening is aligned with the sensor to allow the sensor to be delivered via a biasing member into the target site through the delivery opening. 9. The delivery system of claim 8 wherein a lead is operably attached to the sensor. 10. The delivery system of claim 8 wherein the sensor is selected from a group consisting of a pressure sensor, a temperature sensor, an oxygen sensor and a flow rate sensor. 11. The delivery system of claim 8 wherein the target site is a body cavity selected from the group consisting of a blood vessel, an aneurismal sac within a blood vessel, and a cardiac chambe... | Medtronic Vascular, Inc. | A61B005/00
US07376454 | B2 | 2008-05-20 | Oximeter with selection between calculations based on patient type | 2003-10-30 | A pulse oximeter sensor with a light source optimized for low oxygen saturation ranges and for maximizing the immunity to perturbation induced artifact. Preferably, a red and an infrared light source are used, with the red light source having a mean wavelength between 700-790 nm. The infrared light source can have a mean wavelength as in prior art devices used on patients with high saturation. The sensor of the present invention is further optimized by arranging the spacing between the light emitter and light detectors to minimize the sensitivity to perturbation induced artifact. The present invention optimizes the chosen wavelengths to achieve a closer matching of the absorption and scattering coefficient products for the red and IR light sources. This optimization gives robust readings in the presence of perturbation artifacts including force variations, tissue variations and variations in the oxygen saturation itself. | 1. A method for measuring blood oxygen saturation comprising: emitting light from at least one light source;detecting a plurality of light spectrums having time-varying components from the light with at least one detector subsequent to the light being scattered by tissue, the plurality of light spectrums including a first light spectrum having a wavelength between 725 and 745 nanometers and a second light spectrum having a wavelength between 880 and 940 nanometers; andcalculating a blood oxygen saturation reading using a pulse oximetry algorithm based on the plurality of detected light spectrums. 2. The method of claim 1, wherein the plurality of light spectrums includes a third light spectrum having a wavelength of approximately 660 nanometers. 3. The method of claim 2, comprising: detecting the first light spectrum via a first light filter;detecting the second light spectrum via a second light filter; anddetecting the third light spectrum via a third light filter. 4. The method of claim 3, comprising selecting a pair of light spectrums from the first, second and third light spectrums based on an estimated oxygen saturation for use in calculating the blood oxygen saturation reading. 5. A method for measuring blood oxygen saturation comprising: emitting a first light, the first light having a wavelength between 725 and 745 nanometers;emitting a second light, the second light having a wavelength between 880 and 940 nanometers;detecting the first light with a detector subsequent to the first light being scattered by tissue and interacting with a time-varying blood supply; anddetecting the second light with the detector subsequent to the second light being scattered by the tissue and interacting with a time-varying blood supply; andcalculating a blood oxygen saturation reading using a pulse oximetry algorithm based on the detected first light and the detected second light. 6. The method of claim 5, comprising: emitting a third light having a wavelength of approximately 660 nanometers; anddetecting the third light with the detector subsequent to the third light being scattered by the tissue and interacting with a time-varying blood supply. 7. The method of claim 6, comprising: emitting the first light from a first light emitting device;emitting the second light from a second light emitting device; andemitting the third light from a third light emitting device. | Nellcor Puritan Bennett Inc. | A61B005/1464 A61B005/1455
US07717866 | B2 | 2010-05-18 | Portable device comprising an acceleration sensor and method of generating instructions or advice | 2002-05-06 | The invention pertains to a portable device comprising a housing, a display, a storage medium, at least one acceleration sensor, means for calculating an activity parameter based on the signal generated by the acceleration sensor, storing the calculated parameter in the storage medium, and showing the same in the display. The said parameter is the Physical Activity Index (PAI) or a derivative thereof. | 1. A portable device comprising: a housing;a display;a storage medium;at least one acceleration sensor; andmeans arranged for calculating an activity parameter based on a signal generated by the at least one acceleration sensor, storing the calculated parameter in the storage medium, and showing the same in the display, wherein said parameter is the Physical Activity Index (PAI) or a derivative thereof, which is solely calculated by multiplying an average of the absolute values of a signal or samples of a signal of the at least one acceleration sensor with at least one constant, which at least one constant is independent of personal data of a user of the portable device, whereby the at least one constant is a universal metric that is not related to age, weight, or gender, the portable device being immediately operable after being powered ON such that the user that uses the portable device is not required to calibrate the portable device nor input his personal data to allow the portable device to accurately function. 2. The portable device according to claim 1, wherein the said average is at least multiplied by a calibration factor which depends on the sensor. 3. The portable device according to claim 1, wherein the device further comprises a rectifier for rectifying the signal generated by the acceleration sensor and a capacitor which is charged by the rectified signal. 4. The portable device according to claim 1, wherein the device comprises an input/output connector which enables transfer of at least some information stored on the storage medium to a computer connectable to at least one of an electronic database and an electronic algorithm. 5. The portable device according to claim 1, wherein the device comprises a clip for attaching the device to an item of clothing of a wearer such that rotation of the device with respect to the wearer is substantially avoided and wherein the sensor is adapted to be positioned at an angle in a range from 30 to 60 degrees to horizontal when the wearer is standing upright. 6. A method of generating instructions or advice on how to increase physical activity and tailored to at least one of objective needs and preferences of an individual, which method comprises: electronically obtaining a parameter concerning that individual using a portable device containing an acceleration sensor,wherein the said parameter is the Physical Activity Index (PAI) or a derivative thereof, which is solely calculated by multiplying an average of the absolute values of a signal or samples of a signal of the acceleration sensor with at least one constant, which constant is independent of personal data of a user of the portable device;electronically obtaining personal information of the individual for setting a personal goal of the individual;selecting, based on the obtained Physical Activity Index and the personal goal, one or more instructions or advice components from a database to reach said personal goal;accessing said instruc... | Move2Health Holding B.V. | A61B005/103 A61B005/117
US07361150 | B2 | 2008-04-22 | Method and device for evaluating the balance forces of the skeleton | 2004-06-25 | The invention concerns a method which consists in producing a radiographic image of the skeleton to be studied, determining the position of the body's global axis of gravity (5), selecting on the image segments of the skeleton (S1-S7) to be considered and their articulations (A5), locating the main tensor muscles (M1-M6, M62), and determining by calculation the intensity of the return forces exerted by said tensor muscles to compensate the gravitational force. | 1. A method for evaluating the balance forces of a skeleton within a subject's body, comprising: a) arranging the subject between an X-ray source and a target plate in a reproducible position using a stabilizing support for stabilizing the subject;b) producing a radiographic image of the skeleton, the skeleton having segments articulated to one another, taken in a plane generally perpendicular to rotation axes of the articulations of the skeleton,c) simultaneously determining a position of an overall axis of gravity of the subject's body on the radiographic image,d) selecting the skeleton segments articulated to one another on the radiographic image, identifying positions of the segments and those of the articulations, and assigning a weight of the subject's body segment corresponding to each skeleton segment,e) identifying directions and selecting anchoring points on the radiographic image of main tensor muscles balancing the subject's skeleton including a spinal erector muscle and a muscle extending from a dorsal vertebra D12 to the lumber vertebra L3, andf) determining an intensity of a restoring force exerted by the main tensor muscles by calculation based upon the identified directions and anchoring points of the main tensor muscles, wherein the restoring force compensates for a rotational moment of the force of gravity applied to each skeleton segment about a lower articulation of said skeleton segment,wherein the subject is placed in a stable balance position, successive positions of the overall axis of gravity for a few seconds are stored with a frequency of several acquisitions per second, wherein the stored positions comprise an elliptical cloud of positions, andwherein a dispersion ellipse which envelopes said cloud of positions is determined, and wherein radiographic images corresponding to an overall axis of gravity whose position lies in the dispersion ellipse are selected. 2. The method as claimed in claim 1, wherein a margin of error in an evaluation of the restoring or bearing forces is determined by calculation as a function of the dispersion ellipse. 3. A method for evaluating the balance forces of a skeleton within a subject's body, comprising: a) producing a radiographic image of the skeleton, the skeleton having segments articulated to one another, taken in a plane generally perpendicular to rotation axes of the articulations of the skeleton,b) simultaneously determining a position of an overall axis of gravity of the subject's body on the radiographic image,c) selecting at least three skeleton segments articulated to one another by at least two joints on the radiographic image, identifying positions of the segments and those of the articulations, and assigning a weight of the subject's body segment corresponding to each skeleton segment, wherein the at least three skeleton segments are selected from the group consisting of the head, the cervical segment, the dorsal segment, and the lumbar segment,d) identifying directions... | Warsaw Orthopedic, Inc. | A61B005/103 A61B005/117
US07207941 | B2 | 2007-04-24 | Birth monitoring system | 2002-06-05 | A medical transponder, including an ultrasonic sensor that detects impinging ultrasonic waves and generates electrical signals in response thereto; an electrical connection which receives said signals; and an electromagnetic RF transmitter coupled to said electrical connection and which generates an RF signal in response to said detected waves. | 1. A birth monitoring system, comprising: an ultrasonic transmitter comprising at least one transmission element;an electromagnetic RF receiver comprising at least one RF antenna;at least two transponders adapted to attach to a cervix and which generate RF signals responsive to excitation by an ultrasonic signal;a signal distinguisher which distinguishes between RF signals from different transponders; anda controller configured to analyzes said RF signals to produce an indication of a progress of a birth. 2. A system according to claim 1, wherein said indication comprises a dilation of said cervix. 3. A system according to claim 1, wherein said indication comprises a station of a fetal head. 4. A system according to claim 1, wherein said indication comprises an orientation of a fetal head. 5. A system according to claim 1, wherein said system is adapted to be worn by a mother being monitored. 6. A system according to claim 1, wherein said distinguisher is part of said controller. 7. A system according to claim 1, wherein at least one of the transponders comprises: an ultrasonic sensor that detects impinging ultrasonic waves and generates electrical signals in response thereto;an electrical connection which receives said signals; andan electromagnetic RF transmitter coupled to said electrical connection and which generates an RF signal in response to said detected waves. 8. A system according to claim 7, wherein said electrical connection comprises circuitry. 9. A system according to claim 8, wherein said circuitry comprises a driving circuitry. 10. A system according to claim 8, wherein said circuitry comprises a tuning circuitry. 11. A system according to claim 8, wherein said circuitry comprises a non-linear element which generates harmonics. 12. A system according to claim 8, wherein said circuitry modifies a frequency of said detected ultrasonic waves to generate a frequency for said transmitted RF waves. 13. A system according to claim 12, wherein said modifying comprises multiplying. 14. A system according to claim 12, wherein said modifying comprises a frequency shifting. 15. A system according to claim 12, wherein said circuitry comprises a variable element for generating different frequencies from a same base circuit. 16. A system according to claim 12, wherein said circuitry resonates with said impinging waves to generate said transmitted waves. 17. A system according to claim 12, wherein said circuitry comprises a modulation circuitry that uses said impinging waves to modulate said transmitted waves. 18. A system according to claim 12, comprising at least one additional sensor and wherein said circuitry modulates said transmitted wave using a signal from said sensor. 19. A system according to claim 7, wherein said electromagnetic RF transmitter has an output lower than said signal. 20. A system according to claim 7, wherein said electrical connection drives said RF transmitter with substantially no delay relative to ... | Barnev Ltd. | A61B008/00 A61B005/103
US08007443 | B2 | 2011-08-30 | Asymmetric inductive band | 2003-12-22 | The present invention includes an asymmetric inductive band that preferably has a conductor affixed from a first edge of a conductor substrate and looped across said substrate. A first and a second section of the conductor preferably is formed having “hairpin-like” features at some or all intermediate endpoints, or pivot locations, at discrete points along the length thereof. In addition, the first and the second section are arranged in an asymmetric relation to each other and, in general, each, of the hairpin-like features do not preferably directly oppose another of said features. The hairpins are preferably connected by a sawtooth shaped conductor that also contributes to the change in self-inductance when stretched, in addition to the apex, or hairpin, shape of the conductor. | 1. An asymmetric inductive band for monitoring respiration in a subject, the asymmetric inductive band comprising: an elongate conductor having a first portion and a second portion, said first portion and said second portion being arranged in an asymmetric relationship to each other;a processor receiving a signal from the elongate conductor and outputting a respiration signal;each of said first portion and said second portion having a series of hairpin features at a plurality of positions in a lengthwise direction thereof, said hairpin features being connected by sawtooth-shaped intermediate sections;said hairpin features each having a first straight leg portion, a second straight leg portion, and an apex portion connecting the first straight leg portion to the second straight leg portion, the first straight leg portion and the second straight leg portion being closely spaced from each other; andthe hairpin features of the first portion and the hairpin features of the second portion being disposed in a spaced-apart relationship and overlapping each other along a common longitudinal axis disposed between the first portion and the second portion of the elongate conductor;wherein the asymmetric inductive band is distensible. 2. An inductive band according to claim 1 characterized in that it further includes a distensible conductor support substrate in supporting relation to the elongate conductor. 3. An inductive band according to claim 2 characterized in that the elongate conductor is woven or stitched into the distensible conductor support substrate. 4. An inductive band according to claim 2 characterized in that it further includes a non-distensible band, wherein the distensible conductor support substrate is coupled to the non-distensible band with at least one of: a pair of hook and loop patch material, a buckle, portion or friction fitting material, a knot, a button, a cleat, a length of stitching, an adhesive, a zipper and the like. 5. An inductive band according to claim 1 characterized in that the elongate conductor is fabricated from an electrically-conducting material selected from a group consisting of metal, composite material, alloy, resin-based material or polymer material. 6. An inductive band according to claim 1 characterized in that it further includes a transformer electrically coupled to each end of the elongate conductor. 7. An inductive band according to claim 1 characterized in that each hairpin feature includes a semi-circular apex portion. 8. An inductive band according to claim 1, wherein the elongate conductor is adapted to be placed on the epidermis of the subject. 9. An inductive band according to claim 1, wherein the first straight leg portion and second straight leg portion are capable of diverging from each other when the circumference of the subject increases. 10. An inductive band according to claim 9, wherein said diverging causes a change in an inductance of the conductor. 11. An electrical conductor tr... | Compumedics Limited | A61B005/08
US20040236206 | A1 | 2004-11-25 | Combining first and second image data of an object | 2004-04-02 | The invention relates to a method of combining first and second image data of an object (3), wherein the first image data of the object (3) are repeatedly generated by an ultrasound detector (1), wherein the second image data of the object (3) are generated separately, for example the second image data have been recorded earlier by a computer tomography, a magnetic resonance or a positron emission tomography imaging device, wherein the first image data are transferred from the ultrasound detector (1) to a combination device (5) and wherein the combination device (5) is adapted to combine the first and second image data of the object (3). ;Geometry data is transferred in addition to the first image data from the ultrasound detector (1) to the combination device (5), wherein the geometry data comprise information for establishing a link between the geometry of the first image data and the geometry of the second image data. | 1. An apparatus for combining first and second image data of an object, comprising: an ultrasound detector for repeatedly generating first image data of the object; a combination device; at least one data connection; structure configured for at least one of storing and receiving second image data of the object; wherein said combination device is adapted to combine said first image data and said second image data; wherein said at least one data connection is designed to transfer from said ultrasound detector to said combination device at least said geometry data; wherein said geometry data comprise data defining at least one of the following: a) information concerning at least one spatial dimension of an image unit of the first image data, b) information concerning an image position of at least a part of an image, which is represented by the first image data, relative to a reference point of the ultrasound detector or relative to a reference point or reference object in the ultrasound image; c) information concerning an orientation of the ultrasound image relative to a reference point or a reference object of the ultrasound detector; and d) information concerning a region or an area, which is actually covered by an ultrasound image that is represented by the first image data. 2. The apparatus of claim 1 wherein said at least one data connection is designed to transfer from said ultrasound detector to said combination device said first image data and said geometry data. 3. The apparatus of claim 1 wherein said at least one data connection comprises a first data connection which is designed to transfer from said ultrasound detector to said combination device said geometry data and a second data connection which is designed to transfer from said ultrasound detector to said combination device said first image data. 4. The apparatus of claim 1 wherein said at least one data connection is adapted to directly transfer said first image data in a digital format from said ultrasound detector to the combination device. 5. The apparatus of claim 1 wherein said ultrasound detector comprises a control unit for controlling an image data generation of said ultrasound detector and wherein said control unit is adapted to generate at least a part of said geometry data. 6. The apparatus of claim 1 wherein said geometry data comprises data defining information concerning at least one spatial dimension of a pixel of the first image data. 7. The apparatus of claim 1 wherein said second image data comprises at least one of image data generated by a computer tomography, a magnetic resonance, a positron emission tomography an X-ray and a three-dimensional ultrasound imaging device. 8. The apparatus of claim 1 wherein said geometry data comprise data defining information concerning at least one spatial dimension of an image unit of said first image data. 9. The apparatus of claim 1 wherein said geometry data comprise data defining information concerning at ... |  | A61B005/05
US20040199073 | A1 | 2004-10-07 | Method and apparatus for measuring motion of a body in a number of dimensions | 2003-04-03 | A system for detecting motion of a body in a number of dimensions comprises an array of one or more reflective elements attachable to said body such that said reflective elements move with said body, an array of sensors for sensing light reflected from said array of reflected elements on illumination of said reflective elements by a light source, said sensors being adapted to generate output signals corresponding to motion of said body, and a processor for processing said output signals to determine motion of said body in a number of dimensions. | 1. A method for detecting motion of a body in a number of dimensions comprising the steps of: (a) attaching an array of one or more reflective elements to said body such that said reflective elements move with said body; (b) illuminating said array of reflective elements with light from a light source; (c) sensing said light reflected from said array of reflected elements with an array of sensors for generating output signals corresponding to motion of said body; and (d) processing said output signals to determine motion of said body in a number of dimensions. 2. A method according to claim 1, wherein said step of processing said output signals comprises determining amplitude and direction of said motion of said body. 3. A method according to claim 1, wherein said step of sensing said light from said reflected elements with an array of sensors comprises providing an array of four sensors. 4. A method according to claim 1 wherein the step of attaching an array of one or more reflective elements to said body such that said reflective elements move with said body comprises mounting said reflective elements on said body. 5. A method according to claim 1 wherein the step of attaching an array of one or more reflective elements to said body such that said reflective elements move with said body comprises integrally forming said reflective elements with said body. 6. A method according to claim 1, wherein the step of attaching an array of reflective elements comprises attaching an array of reflective elements having a rectangular periphery. 7. A method according to claim 1, wherein the step of attaching an array of reflective elements comprises attaching said reflective elements to form a regularly spaced array of rows and columns of reflective elements of equal size. 8. A method according to claim 1, wherein said step of sensing said light from said reflected elements with an array of sensors comprises providing an array of four sensors arranged in a rectangular pattern with one sensor in each corner. 9. A method according to claim 1, wherein said reflective elements have a longitudinal axis and a length along said longitudinal axis, and said step of attaching an array of one or more reflective elements to said body further comprising arranging said reflective elements in an array with a space along said longitudinal axis between each reflective element in said array, said space being substantially equal in length to said length of said reflective elements along said longitudinal axis. 10. A method according to claim 9, further comprising arranging said sensors in said array such that said sensors are separated from each other by a space having a length D1 along said longitudinal axis, the method further comprising the step of selecting said length of said space according to the formula: D1=(2*N1−1)Ho, where N1 is an integer greater than 1 and Ho is said length of each of said reflective elements along said longitudinal axis, to com... | Agency for Science, Technology and Research | A61B005/05
US20040199056 | A1 | 2004-10-07 | Body monitoring using local area wireless interfaces | 2003-04-03 | Methods and systems for placing a call or sending a message from a mobile telephone in response to receiving a signal from a portable externally worn body relay device or body monitoring device. The portable device and the mobile telephone are equipped with local area wireless interfaces. In one embodiment, the mobile telephone places a distress call to a predefined telephone number. | What is claimed is: 1. A method for placing a distress call from a mobile telephone in response to detected body functions of a human subject, comprising: receiving, by a local area wireless interface of the mobile telephone, a wireless signal from a corresponding local area wireless interface disposed on an external body-worn device; in response to receiving the wireless signal, dialing a telephone number corresponding to a device; and transmitting, from a wireless telephone communications facility of the mobile telephone, the distress call to the device. 2. The method of claim 1, further comprising transmitting another distress call to another device in the event the device does not receive the distress call. 3. The method of claim 1, further comprising sequentially transmitting the distress call to a plurality of devices according to a predefined order. 4. The method of claim 1, wherein the wireless signal is indicative of a medical emergency experienced by the human subject wearing the body-worn device. 5. The method of claim 1, wherein receiving the wireless signal occurs only when the body-worn device determines that the human subject wearing the body-worn device is experiencing an emergency condition. 6. The method of claim 1, prior to transmitting, determining that the wireless signal is indicative of a medical emergency being experienced by the human subject wearing the body-worn device. 7. The method of claim 1, wherein the wireless signal and distress call contain data pertaining to an organ being monitored by a medical device disposed on the human subject. 8. The method of claim 1, wherein the distress call contains location information indicating a location of the body-worn device. 9. A wireless telephone for selectively placing a telephone call, comprising: a local area wireless interface configured to receive transmissions from a corresponding local area wireless interface disposed on a body-worn device externally disposed on a human subject; a wireless telephone facility; a processing unit; and instructions for configuring the processing unit to respond to transmissions from the body-worn device by initiating the telephone call, via the wireless telephone facility, to a predefined telephone number. 10. The wireless telephone of claim 9, wherein the local area wireless interface is a Bluetooth transmitter. 11. The wireless telephone of claim 9, wherein the processing unit is configured by the instructions to add location information to the telephone call, the location information indicating a location of the body-worn device. 12. The wireless telephone of claim 9, further comprising a locator device configured to include location information to information transmitted during the telephone call. 13. The wireless telephone of claim 9, wherein the processing unit is configured by the instructions to add to the telephone call data pertaining to an organ being monitored by a monitoring device disposed in the ... | INTERNATIONAL BUSINESS MACHINES CORPORATION | H04M011/04 A61B005/00
US20040210162 | A1 | 2004-10-21 | Unitary blood sampling apparatus and method of using same | 2003-04-21 | A blood sampling apparatus that includes a low dead space-sampling device, which is of a unitary construction that can be interposed as a single unit into an infusion line between a source of fluid and the patient. The unitary sampling device includes an elongated body having a fluid passageway there through, the fluid passageway having first and second ends, a stopcock assembly connected to the elongated body intermediate the first and second ends and a sampling port assembly having a body portion that is integrally formed with the elongated body intermediate the stopcock assembly and the second end of the elongated body. | I claim: 1. A unitary sampling device for interconnection invasively with a patient for obtaining a blood sample from the patient, said unitary sampling device being closed to atmosphere and comprising: (a) an elongated body having a fluid passageway there through, said fluid passageway having first and second ends; (b) a stopcock assembly connected to said elongated body intermediate said first and second ends, said stopcock assembly comprising: (i) a stopcock body integrally formed with said elongated body and having bottom and sidewalls defining a central chamber in communication with said fluid passageway of said elongated body, said stopcock body further including inlet, outlet and side port fluid passages in communication with said central chamber; and (ii) flow control member having a “T” shaped fluid passageway for selectively controlling the flow of fluid through said inlet, outlet and side port fluid passageways upon rotation of said flow control member within said central chamber; (c) a sampling port assembly connected to said elongated body intermediate said stopcock assembly and said second end of said elongated body, said sampling port assembly comprising: (i) a sampling port body integrally formed with said elongated body and having first and second in chambers, said first chamber being in communication with said fluid passageway of said elongated body; and (ii) closure means disposed within said second chamber for sealing said first chamber relative to atmosphere. 2. The sampling device as defined in claim 1 in which said bottom and sidewalls of said central chamber of said stopcock assembly smoothly mate with said fluid passageway of said elongated body to provide nonturbulent laminar fluid flow and to substantially eliminate dead space volume. 3. The sampling device as defined in claim 1 in which said closure means of said sampling port assembly comprises: (a) a septum pierceable by a cannula to gain access to said first chamber of said sampling port; and (b) septum holding means for holding said septum within said second chamber, said septum holding means including a generally ring shaped member telescopically received within said second chamber, said member having an inner wall defining a septum chamber and including septum retaining means for retaining said septum within said septum chamber, said retaining means comprising a segment extending inwardly from said inner wall into said septum chamber. 4. The sampling device as defined in claim 3 in which said septum comprises a split septum. 5. The sampling device as defined in claim 3, further including locking means for locking said closure means within said second chamber. 6. A unitary sampling device for interconnection invasively with a patient for obtaining a blood sample from the patient, said unitary sampling device being closed to atmosphere and comprising: (a) an elongated body having a fluid passageway there through, said fluid passageway having first ... |  | A61B005/00
US20040249299 | A1 | 2004-12-09 | Methods and systems for analysis of physiological signals | 2003-06-06 | Systems and methods are provided for processing and analyzing signals reflecting, physiologic processes and events in a monitored subject, especially cardio-pulmonary signals. The input signals are analyzed by in a physiological domain by creating structured data representing the physiological events reflected in the signals. Preferably, first, primitive event objects are created representing physiologically-significant portions of these input signals; second, the primitive event objects are grouped into primary event objects representing actual physiologic processes and events. Next, all objects are stored in databases, and organized in containers for efficient searching. Information may be retrieved by creating view objects which associate physiologic event objects having selected properties specified directly in physiological terms. This invention includes methods for performing the above analysis, systems and program products for carrying out these methods, and databases configured with the stored objects and views. | What is claimed is: 1. A computer-readable memory including structured data representing physiological events reflected in input signals from a monitored subject, wherein the structured data comprises: at least one instance of a data-structure representing characteristics of an elementary-type physiological event, wherein an elementary-type physiological event is defined in dependence on a portion of the input signal, and at least one instance of a data-structure representing characteristics of a primary-type physiological event, wherein the primary-type event is defined in dependence on one or more elementary-type events. 2. The memory of claim 1 wherein primary-type events are defined in dependence on one or more temporally-contiguous elementary-type events. 3. The memory of claim 1 wherein an elementary-type data-structure instance representing an elementary-type physiological event comprises identification of the portion of the input-signal defining the represented elementary-type event. 4. The memory of claim 1 wherein a primary-type data-structure representing a primary-type physiological event comprises identification of the elementary-type data-structures instances representing the defining elementary-type events. 5. The memory of claim 1 further comprising an instance of a software object that comprises an elementary-type or a primary-type data-structure instance. 6. The memory of claim 1 wherein a primary-type data-structure instance comprises an elementary-type data-structure instance. 7. The memory of claim 1 further comprising at least one instance of a view-type data-structure representing at least one elementary-type or primary-type data-structure instance, the view-type data-structure instance representing one or more physiological events that satisfy a pre-determined physiological criterion. 8. The memory of claim 7 further comprising an instance of a software object that comprises a view-type data-structure instance, the software object being an instance of an object class also comprising a method for accessing the elementary-type or primary-type data-structure instances represented by the view-type data-structure instance. 9. The memory of claim 7 wherein a view-type data-structure represents at least one instance of an event-group data-structure, the event-group data-structure representing one or more temporally contiguous primary-type data-structure instances satisfying the pre-determined physiological criterion. 10. The memory of claim 7 wherein the input signal reflects pulmonary events, and wherein the pre-determined physiological criterion define one or more of a period of apnea, a period of hypopnea, a cough, or a period of Cheyne-Stokes respiration. 11. The memory of claim 1 wherein the input signal reflects pulmonary events, wherein the elementary-type physiological events are breath phases, and wherein the primary-type physiological event are breaths defined by a sequence of breath phases. 12.... |  | A61B005/08 A61B005/00 A61B005/04
US20040242977 | A1 | 2004-12-02 | Non-invasive methods of detecting analyte concentrations using hyperosmotic fluids | 2004-05-17 | A non-invasive method of determining the concentration of an analyte comprises topographically applying a hyperosmotic solution to an area of the skin. The hyperosmotic solution is adapted to at least partially absorb into the area of the skin such that the skin becomes generally transparent. An optical readhead is placed over the generally transparent area of the skin. The amount of light of the analyte is measured using at least one wavelength via the optical readhead. The concentration of the analyte is calculated from the amount of light. The analyte may be glucose and the hyperosmotic solution may be glycerol. | What is claimed is: 1. A non-invasive method of determining the concentration of an analyte comprising: topographically applying a hyperosmotic solution to an area of the skin, the hyperosmotic solution being adapted to at least partially absorb into the area of the skin such that the skin becomes generally transparent; placing an optical readhead over the generally transparent area of the skin; measuring the amount of light of the analyte using at least one wavelength via the optical readhead; and calculating the concentration of the analyte from the amount of light. 2. The method of claim 1, wherein the analyte is glucose. 3. The method of claim 1, wherein the analyte is cholesterol, albumin, or fructose. 4. The method of claim 1, wherein the at least one selected wavelength is at a mid-infrared wavelength. 5. The method of claim 1, wherein the at least one selected wavelength is at a near-infrared wavelength. 6. The method of claim 1, wherein measuring of the amount of reflected light of the analyte occurs at a plurality of selected wavelengths. 7. The method of claim 1, wherein the measured amount of light is transmitted light. 8. The method of claim 1, wherein the measured amount of light is reflected light. 9. The method of claim 1, wherein the hyperosmotic solution is glycerol. 10. The method of claim 1 further comprising washing the area of the skin with water to substantially remove the hyperosmotic solution and to hydrate the area of skin. 11. The method of claim 1, wherein the skin is human. 12. A non-invasive method of determining the concentration of glucose comprising: topographically applying a hyperosmotic solution to an area of the skin, the hyperosmotic solution being adapted to at least partially absorb into the area of the skin such that the skin becomes generally transparent; placing an optical readhead over the generally transparent area of the skin; measuring the amount of light of the glucose using at least one wavelength via the optical readhead; and calculating the concentration of glucose from the amount of light. 13. The method of claim 12, wherein the hyperosmotic solution is glycerol. 14. The method of claim 12, wherein the at least one selected wavelength is at a mid-infrared wavelength. 15. The method of claim 12, wherein the at least one selected wavelength is at a near-infrared wavelength. 16. The method of claim 12, wherein measuring of the amount of light of the analyte occurs at a plurality of selected wavelengths. 17. The method of claim 12, wherein the measured amount of light is reflected light. 18. The method of claim 12, wherein the measured amount of light is transmitted light. 19. The method of claim 12 further comprising washing the area of the skin with water to substantially remove the hyperosmotic solution and to hydrate the area of skin. 20. The method of claim 12, wherein the skin is human skin. 21. A non-invasive method of determining the concentration ... |  | A61B005/00
US20040217018 | A1 | 2004-11-04 | Biological fluid sampling and analyte measurement devices and methods | 2004-06-04 | A device for sampling a biological fluid and measuring a target analyte within the biological fluid is provided. The device has at least one micro-piercing member used to penetrate the skin to a selected depth and access biological fluid, a sampling means and a measuring means. The sampling means comprises a fluid transfer medium, such as a hydrophilic porous material, by which sampled biological fluid is transferred from the micro-piercing member to the measuring means. The measuring means includes an electrochemical cell having at least one porous electrode and, typically, a reagent material, where the electrochemical cell is configured so as to make an electrochemical measurement of a target analyte in accessed biological fluid present therein. Methods of sampling biological fluids within the skin and measuring the sampled fluids are also provided, as well as kits comprising one or more of the inventive devices. | 1.-30. (Cancelled) 31. An analyte sensor device, comprising: an electrochemical cell comprising at least one porous electrode; and a fluid transfer medium comprising a more porous proximal portion and a less porous distal portion wherein the more porous proximal portion is externally adjacent the at least one porous electrode. 32. (Cancelled) 33. The device of claim 31 wherein the less porous distal portion comprises a distal surface having at least one skin-piercing micro-protrusions formed thereon. 34. The device of claim 33 wherein the distal surface is non-porous. 35. The device of claim 31 wherein the electrochemical cell comprises two porous electrodes. 36.-56. (Cancelled) 57. The device of claim 31 wherein the electrochemical cell comprises two spaced-apart electrodes defining a reaction chamber and a selected reagent for chemically reacting with an analyte targeted for measurement. 58. The device of claim 57 wherein the distance between the electrodes is from about 10 to 300 microns. 59. (New) The device of claim 8 wherein the distance between the electrodes is from about 10 to 150 microns. 60. The device according to claim 57 wherein the reagent is located on a surface of at least one electrode facing the reaction chamber. 61. The device of claim 57 wherein both electrodes are porous. 62. The device of claim 31 wherein the proximal portion is about 10 to 100 times more porous than the distal portion. 63. The device of claim 31 wherein the porous portions comprise pores having diameters in the range from about 0.1 to 50 μm. 64. The device of claim 63 wherein the pore diameters are in the range from about 0.1 to 10 μm. 65. The device of claim 31 wherein the at least one porous electrode comprises a material selected from the group consisting of polymers, ceramics, glass and silica. 66. The device of claim 31 wherein the at least one porous electrode comprises a hydrophilic gel. 67. The device of claim 31 further comprising a housing having at least one vent hole for venting air from within the electrochemical cell. |  | G01N027/327 A61B005/05
US20040204638 | A1 | 2004-10-14 | Signal processing apparatus and method | 2004-05-04 | A signal processor which acquires a first signal, including a first desired signal portion and a first undesired signal portion, and a second signal, including a second desired signal portion and a second undesired signal portion, wherein the first and second desired signal portions are correlated. The signals may be acquired by propagating energy through a medium and measuring an attenuated signal after transmission or reflection. Alternatively, the signals may be acquired by measuring energy generated by the medium. A processor of the present invention generates a noise reference signal that is a combination of the undesired signal portions and is correlated to both the first and second undesired signal portions. The noise reference signal is then used to remove the undesired portion of each of the first and second measured signals. The processor of the present invention may be employed in physiological monitors wherein the known properties of energy attenuation through a medium are used to determine physiological characteristics of the medium. Many physiological conditions, such as the pulse of a patient or the concentration of a constituent in a medium, can be determined from the desired portion of the signal after undesired signal portions, such as those caused by erratic motion, are removed. | What is claimed is: 1. A method of determining blood oxygen saturation of pulsing blood, the method comprising: receiving a plurality of intensity signals from light-sensitive detector over a period of time, wherein the light-sensitive detector detects light of a plurality of wavelengths attenuated by body tissue carrying pulsing blood; and calculating a representative value of blood oxygen saturation based on an assumption that oxygen saturation of pulsing blood remains relatively constant over a predetermined portion of the period of time. 2. The method of claim 1, wherein the plurality of intensity signals include motion induced noise. 3. A method of determining blood oxygen saturation of pulsing blood, the method comprising: receiving a plurality of intensity signals from light-sensitive detector over a period of time, wherein the light-sensitive detector detects light of a plurality of wavelengths attenuated by body tissue carrying pulsing blood; and calculating a representative value of blood oxygen saturation based on an assumption that oxygen saturation of pulsing blood changes relatively slowly. 4. The method of claim 3, wherein the calculating comprises use of a self-optimizing filter language. 5. The method of claim 3, wherein the plurality of intensity signals include motion induced noise. 6. A method of determining blood oxygen saturation comprising: receiving first and second intensity signals from light-sensitive detector which detects light of at least first and second wavelengths attenuated by body tissue carrying pulsing blood; and calculating oxygen saturation based upon a principle that the oxygen saturation changes relatively slowly over short periods of time, wherein the calculation occurs during the presence of motion induced noise in the first and second intensity signals. 7. A patient monitoring device which determines an indication of oxygen saturation of pulsing blood, the patient monitoring device comprising: a light sensitive detector which detects light of a plurality of wavelengths attenuated by body tissue carrying pulsing blood and outputs a plurality of intensity signals over a period of time based on the detected light; and a signal processing system which calculates a representative value of blood oxygen saturation based on assumptions corresponding to an amount of change in the oxygen saturation of pulsing blood over a predetermined portion of the period of time. 8. The patient monitoring device of claim 7, wherein the assumptions include an assumption that the oxygen saturation remains relatively constant over the predetermined portion. 9. The patient monitoring device of claim 7, wherein the assumptions include an assumption that the oxygen saturation remains changes relatively slowly over the predetermined portion. 10. The patient monitoring device of claim 7, wherein the plurality of intensity signals include motion induced noise. 11. The patient monitoring device of claim 7, wher... |  | A61B005/00
US06980843 | B2 | 2005-12-27 | Electrophysiology catheter | 2003-05-21 | An electrophysiology catheter includes a tube having a proximal end, a distal end, and a lumen therebetween. The tube is preferably comprised of multiple sections of different flexibility, arranged so that the flexibility of the catheter increases from the proximal end to the distal end. There is a first generally hollow electrode member at the distal end. At least one magnetically responsive element is disposed at least partially in the hollow electrode, for orienting the distal end of the catheter with an externally applied magnetic field. Multiple magnets can be distributed over the distal portion of the device. The end electrode can have openings for delivering irrigating fluid, and/or a sleeve can be provided around the tube to create an annular space for the delivering of irrigating fluid. A temperature sensor can be provided to control the operation of the catheter. A localization coil can also be included to sense the position and orientation of the catheter. | 1. A magnetically guidable medical device comprising an elongate body having a proximal end and a distal end; the device having a distal end portion comprising a magnetically responsive tip element at the distal end of the body; at least two electrodes at the distal end of the elongate body for sensing electrical properties of the adjacent tissue; and at least two auxiliary magnetically responsive element spaced proximally from the tip element, each of the magnetically responsive elements being separated from adjacent elements by flexible portions of the body having different lengths, the size and position of the magnetically responsive elements and the stiffness and lengths of the flexible portions being selected so that the distal end of the device comprising the at least two auxiliary magnetically responsive elements can bend at least 180 degrees over a length of less than about 8 cm. 2. The magnetically responsive medical device according to claim 1 wherein the at least two magnetically responsive elements are disposed within about 8 cm of the distal tip of the device. 3. The magnetically responsive medical device according to claim 1 wherein each auxiliary element is smaller than the tip element. | Stereotaxis, Inc. | A61B005/04 A61B018/14 A61B019/00
US06811306 | B2 | 2004-11-02 | Infrared ear thermometer | 2002-07-18 | An infrared ear thermometer includes a detector head housing, a heat sink, a recess formed in the heat sink, a thermopile sensor mounted within the recess, a thermistor, and temperature determination circuitry. The recess defines an aperture that limits the field of view of the thermopile sensor. The thermal capacities and conductivities of the heat sink and the thermopile sensor are selected so that the output signal of the thermopile sensor stabilizes during a temperature measurement. A method of determining temperature using the ear thermometer takes successive measurements, stores the measurements in a moving time window, averages the measurements in the moving window, determines whether the average has stabilized, and outputs an average temperature. A method of calculating a subject's temperature determines the temperature of a cold junction of the thermopile, looks up a bias and slope of the thermopile based upon the temperature of the cold junction, measures the output of the thermopile, and calculates the subject's temperature based upon a linear relationship between the output and the subject's temperature. The linear relationship is defined by the bias and the slope. | What is claimed is: 1. A method for determining the temperature of a subject, the method comprising:taking successive temperature measurements of the subject using an infrared thermometer; storing a plurality of most recent temperature measurements in a moving time window; successively calculating an average of up to all of the plurality of stored measurements; calculating the difference between successive averages; determining whether the difference is less than a predetermined value; and outputting a calculated average temperature. 2. The method of claim 1, wherein the infrared thermometer is configured to measure a temperature of a subject's forehead. 3. The method of claim 1, wherein the infrared thermometer is an ear thermometer having a detector head configured to engage an ear canal of the subject and a sensor configured to be in proximity to a tympanic membrane of the subject. 4. The method of claim 1, wherein taking successive temperature measurements of the subject comprises:inserting the infrared thermometer into an ear of the subject; waiting until a temperature threshold is exceeded; imposing a time delay before beginning a first ear temperature measurement, the time delay selected to allow full insertion of the infrared thermometer in the ear; and beginning the first ear temperature measurement. 5. The method of claim 1, wherein the moving time window has a span of 0.5 seconds. 6. The method of claim 1, wherein successively calculating the average of up to all of the plurality of stored measurements comprises discarding readings from the time window. 7. The method of claim 6, wherein the discarded readings are selected from a group consisting of peak readings, high readings, and low readings. 8. The method of claim 1, further comprising moving the time window upon determining that the difference is not less than the predetermined value, and wherein successively calculating the average of up to all of the plurality of stored measurements is performed upon determining that the difference is not less than the predetermined value. 9. The method of claim 1, wherein outputting the calculated average temperature is performed upon determining that the difference is less than the predetermined value. 10. The method of claim 1, wherein the infrared thermometer comprises a thermopile sensor, and the stored plurality of most recent temperature measurements comprises output values from the thermopile sensor. 11. The method of claim 1, wherein the stored plurality of most recent temperature measurements in the moving time window comprises calculated temperatures. 12. The method of claim 1, wherein the infrared thermometer comprises:a detector head housing; a heat sink disposed in the detector head housing, the heat sink having a recess formed therein; a thermopile sensor mounted on the heat sink within the recess, the recess defining an aperture that limits the field of view of the thermopile sensor; a thermal sensor; and temperatu... | Jonathan Gerlitz | G01J005/06 G01J005/32 G01K001/16 G01K003/02 A61B006/00 A61B005/01
US06818202 | B2 | 2004-11-16 | Enhancement of NMR and MRI in the presence of hyperpolarized noble gases | 2002-06-05 | The present invention relates generally to nuclear magnetic resonance (NMR) techniques for both spectroscopy and imaging. More particularly, the present invention relates to methods in which hyperpolarized noble gases (e.g., Xe and He) are used to enhance and improve NMR and MRI. Additionally, the hyperpolarized gas solutions of the invention are useful both in vitro and in vivo to study the dynamics or structure of a system. When used with biological systems, either in vivo or in vitro, it is within the scope of the invention to target the hyperpolarized gas and deliver it to specific regions within the system. | What is claimed is: 1. A method for measuring a signal transferred from a hyperpolarized noble gas atom to a non-noble gas NMR active nucleus, comprising;(a) contacting a non-noble gas NMR active nucleus with a hyperpolarized noble gas atom; (b) applying radiofrequency energy to said non-noble gas NMR active nucleus; and (c) measuring said signal transferred from said hyperpolarized noble gas atom to said non-noble gas NMR active nucleus using nuclear magnetic resonance spectroscopy, magnetic resonance imaging, or both. 2. A method as recited in claim 1, wherein said NMR active nucleus is a member selected from the group consisting of 1H, 13C, 15N, 19F, 29SI, 31P and combinations thereof. 3. A method as recited in claim 1, wherein said noble gas atom exists in a noble gas selected from the group consisting of xenon, helium, neon, krypton and mixtures thereof. 4. A method as recited in claim 3, wherein said noble gas is xenon. 5. A method as recited in claim 4, wherein said xenon is a member selected from the group consisting of 129Xe and 131Xe. 6. A method as recited in claim 3, wherein said noble gas is 3He. 7. A method as recited in claim 3, further comprising hyperpolarizing said noble gas atom prior to step (a). 8. A method as recited in claim 9, wherein said hyperpolarizing step comprises hyperpolarizing said noble gas through spin exchange with an alkali metal. 9. A method as recited in claim 8, wherein said hyperpolarizing step comprises hyperpolarizing said noble gas through metastability exchange. 10. A method as recited in claim 8, wherein said hyperpolarizing step comprises irradiating said alkali metal with circularly polarized light. 11. A method as recited in claim 8, wherein said alkali metal is selected from the group consisting of 23Na, 39K, 133Ce, 85Rb and 87Rb. 12. A method as recited in claim 1, further comprising freezing said hyperpolarized noble gas to a solid form prior to step (a). 13. A method as recited in claim 1, wherein said NMR active nucleus contained within a sample. 14. A method as recited in claim 13, wherein said sample comprises an organism or a portion of an organism. 15. A method as recited in claim 14, wherein said portion of an organism comprises an organ or tissue. 16. A method as recited in claim 13, wherein said sample is an organic or inorganic monomer. 17. A method as recited in claim 13, wherein said sample is an organic or inorganic polymer. 18. A method as recited in claim 13, wherein said sample is a biopolymer. 19. A method as recited in claim 18, wherein said biopolymer is a member selected from the group consisting of oligopeptides, polypeptides, anitbodies and proteins. 20. A method as recited in claim 18, wherein said biopolymer is a member selected from the group consisting of oligonucleotides, RNA, mRNA, tRNA, DNA, chromosomes, genes and plasmids. 21. A method as recited in claim 18, wherein said biopolymer is a member selected from the group consisting of oligosaccha... | The Regents of the University of California | A61B005/055 G01N024/00
US06826313 | B2 | 2004-11-30 | Method and automated system for creating volumetric data sets | 2001-04-09 | A method for creating a volumetric data set representing a three-dimensional distribution, such as a dose distribution produced by a radiosurgery system uses a plurality of stacked sensors (;12;) to obtain two-dimensional cross sectional images of the distribution. The images are optically scanned in a scanner (;20;) to obtain digitized two-dimensional images which can be processed by software in a computer (;22;). Each of the sensors (;12;), which may be, for example, a sheet of X-ray sensitive film, is marked with a visible fiducial mark (;17;). The software locates images of the fiducial marks (;17;) in the digitized images. The locations of the fiducial marks (;17;) indicate the proper orientation and sequence of each image. The software populates a volumetric data structure with data from the scanned images. Interpolation may be used to increase the resolution of the data structure. The system is not susceptible to errors which might be caused by images of the sensors being inverted or mis-aligned before or during scanning. | What is claimed is: 1. A method for creating a volumetric data set containing data representing a three-dimensional distribution of a physical quantity, the method comprising:a) providing a plurality of spaced apart two dimensional analog sensors (12) in fixed orientations; b) simultaneously creating a plurality of two dimensional analog images by exposing the plurality of sensors to the distribution; c) scanning the two dimensional analog images to yield digitized images; d) before scanning the analog images providing fiducial marks (18) on each of the plurality of sensors, the fiducial marks identifying an order and sequence of the sensors. 2. The method of claim 1 wherein the sensors are generally planar and each sensor is parallel to and spaced apart from adjoining sensors. 3. The method of claim 1 wherein the sensors comprise sheets of radiation sensitive film. 4. The method of any one of claims 1 wherein the fiducial marks are provided by exposing the sensors to radiation. 5. The method of any one of claims 1 comprising providing the digitized images to a programmed computer, in the programmed computer locating the fiducial marks, and, from the fiducial marks, identifying a sequence of the digitized images. 6. The method of claim 5 comprising determining from the fiducial mark whether an image of a sensor is correctly oriented and, if the image is not correctly oriented, applying one or more rotation or flip transformations until the image is correctly oriented. 7. The method of claim 5 comprising scanning a plurality of sensors into a single digitized image and, in the programmed computer, separating the images of the plurality of sensors into individually manipulable images. 8. The method of claim 3 wherein the sensors are rectangular. 9. The method of claim 8 wherein the fiducial mark on each of the sensors is located along one edge of the sensor and, when the sensors are in the fixed orientations, all of the fiducial marks are located between a midpoint of the edge and a corresponding corner of the respective sensor. 10. The method of claim 2 comprising repeating: providing a plurality of spaced apart two dimensional analog sensors in fixed orientations; simultaneously creating a plurality of two dimensional analog images of the distribution by exposing the plurality of sensors to the distribution; and scanning the two dimensional analog images to yield digitized images; wherein, each of the sets of sensors is exposed to the distribution so that its sensors sample points in the distribution not sampled by sensors in other ones of the sets of sensors and fusing data from each of the sets together to provide the volumetric data set. 11. The method of claim 10 wherein the distribution is a dose distribution produced by a radiosurgery system and the method comprises exporting a volumetric data set in a format which comprises landmarks which specify points in the volumetric data set corresponding to known locations in a coordina... | The University of British Columbia | G06K009/36 H05G001/42 A61B005/05 G06T017/00
US06811535 | B2 | 2004-11-02 | Device for monitoring a vital sign | 2001-05-22 | A device (;1;) for monitoring a vital sign of a living subject, comprising a measuring unit (;2;) for measuring at least one physical quantity indicative of said vital sign at an area (;8;) overlying an artery (;7;) of the subject, which measuring unit (;2;) is provided on a carrier (;3;) to be worn by the subject during operation, and a processing unit (;4;) for processing the measured physical quantity into a value for the vital sign, which device (;1;) is provided with at least one detector (;5;) for detecting the position of the measuring unit (;2;) relative to the artery (;7;) of the subject during operation and for actuating a feedback signal (Ufeedback) in dependence on this position. The user can move the device (;1;) relative to the artery (;7;) until the feedback signal (Ufeedback) is given, and thus a correct positioning of the measuring unit (;2;) relative to the artery (;7;) is achieved in an easy manner. | What is claimed is: 1. A device (1) for monitoring a vital sign of a living subject, comprisinga measuring unit (2) for measuring at least one physical quantity indicative of said vital sign at an area (8) overlying an artery (7) of the subject, which measuring unit (2) is provided on a carrier (3) to be worn by the subject during operation, and a processing unit (4) for processing the measured physical quantity into a value for the vital sign, characterized in that the device (1) is provided with at least one detector (5) for detecting the position of the measuring unit (2) relative to the artery (7) of the subject during operation and for actuating a feedback signal (Ufeedback) in dependence on this position, characterized in that a plurality of sensors (10, 11) for detecting the presence of the artery (7) in the vicinity of the sensor (10, 11) are provided in an array. 2. A device (1) for monitoring a vital sign of a living subject, comprisinga measuring unit (2) for measuring at least one physical quantity indicative of said vital sign at an area (8) overlying an artery (7) of the subject, which measuring unit (2) is provided on a carrier (3) to be worn by the subject during operation, and a processing unit (4) for processing the measured physical quantity into a value for the vital sign, characterized in that the device (1) is provided with at least one detector (5) for detecting the position of the measuring unit (2) relative to the artery (7) of the subject during operation and for actuating a feedback signal (Ufeedback) in dependence on this position, wherein the carrier (3) comprises an annular body (3′) which is at least partly rigid, characterized in that the carrier (3) comprises an annular body (3″) which is entirely rigid. 3. A device (1) for monitoring a vital sign of a living subject, comprisinga measuring unit (2) for measuring at least one physical quantity indicative of said vital sign at an area (8) overlying an artery (7) of the subject, which measuring unit (2) is provided on a carrier (3) to be worn by the subject during operation, and a processing unit (4) for processing the measured physical quantity into a value for the vital sign, characterized in that the device (1) is provided with at least one detector (5) for detecting the position of the measuring unit (2) relative to the artery (7) of the subject during operation and for actuating a feedback signal (Ufeedback) in dependence on this position, characterized in that the measuring unit (2′) comprises an inflatable cushion (13) for applying a pressure to said area (8) overlying said artery (7) of the subject, and the cushion (13) comprises a plurality of separately inflatable cushion parts (14). 4. A device as claimed in claim 3, characterized in that the cushion parts (14) comprise protuberances (24) which project from a surface area (15) of the carrier (3) in a direction practically perpendicular to said surface area. 5. A device as claimed in claim 3 or 4, ... | Koninklijke Philips Electronics N.V. | A61B005/02
US06823209 | B2 | 2004-11-23 | Electrocardiogram filter | 2001-10-19 | The invention presents techniques for identifying signals detected by electrodes on the body of a patient as part of a reading of the patient's electrocardiogram. A signal processor digitally filters the signal from the body, resulting in an electrocardiogram signal and a signal that identifies the presence and timing of signals from a pacemaker in the body. Other signals, such as a signal that reflects the quality of the electrical connection of the electrode to the body, may also be obtained by digital filtering. | What is claimed is: 1. A device comprising:a first digital filter that receives a digital signal representative of a signal from a body and generates a pacemaker signal as a function of pacing pulses supplied by a pace maker; and a second digital filter that receives the digital signal and generates an electrocardiogram signal. 2. The device of 1, wherein the first digital filter passes frequency components above 300 Hz. 3. The device of claim 1, the second digital filter passes frequencies below 150 Hz. 4. The device of claim 1, further comprising a third digit filter that receives the digital signal and generates a signal indicative of the quality of the electrical connection of an electrode to the body. 5. The device of claim 4, wherein the third digital filter passes frequencies of 300 Hz. 6. The device of claim 1, further comprising:an anti-aliasing filter that receives an analog signal from the body and generates a filtered analog signal; and an analog-to-digital converter that receives the filtered analog signal and generates the digital signal. 7. The device of claim 6, further comprising:a first electrode in contact with the body; a second electrode in contact with the body; and a difference amplifier that supplies the analog signal to the anti-aliasing filter as a function of the potential difference between the first electrode and the second electrode. 8. The device of claim 7, further comprising:a third electrode in contact with the body; a fourth electrode in contact with the body; and a second difference amplifier that supplies a second analog signal to a second anti-aliasing filter as a function of the potential difference between the third electrode and the fourth electrode. 9. The device of claim 1, further comprising an analog-to-digital converter that receives a filtered signal and supplies the digital signal to the first digital filter and the second digital filter. 10. The device of claim 1, further comprising a processing system that includes the first digital filter and the second digital filter. 11. The device of claim 10, the processing system further comprising a digital signal processor that performs the functions of the first digital filter and the second digital filter. 12. The device of claim 1, further comprising a defibrillator that delivers a shock to the body as a function of the electrocardiogram signal. 13. A method comprising:digitally filtering an electrical signal representative of a signal from a body to generate a pacemaker signal as a function of pacing pulses supplied by a pacemaker; and digitally filtering the electrical signal to generate an electrocardiogram signal. 14. The method of claim 13, further comprising digitally filtering the electrical signal to generate a signal indicative of the quality of the electrical connection of an electrode to the body. 15. The method of claim 14, further comprising analyzing the electrocardiogram signal. 16. The method of claim 15, further co... | Medtronic Physio-Control Corp. | A61B005/0402
US06810281 | B2 | 2004-10-26 | Medical mapping system | 2001-12-21 | Apparatus and method for sensing at an anatomic body site and mapping or transforming the sensor signal into various forms of virtual image and feedback signals, having particular application in assisting surgeons and other operators during a medical procedure. In one embodiment, a medical system is provided that includes a medical implement, a manipulator controllable by an operator for control of the medical implement at an anatomic body site and a sensing device for sensing a non-visible field associated with a body structure at the site. A controller, intercoupling the sensing device and the manipulator, includes a mapping component for translating characteristics of the sensed field signal into a tactile feedback signal to the manipulator to warn the surgeon that he is approaching this structure with the implement. Alternatively or in addition, a virtual image of the body structure is displayed, separate or preferably together with a visual image of the site, to assist a surgeon in manipulating a medical implement. | What is claimed is: 1. A system for generating a display of a body structure and for providing haptic feedback to a medical practitioner, said system comprising:a master station that includes a user interface; a slave station that includes a medical implement; a sensor on the medical implement positionable at an internal body site for sensing a non-visible field of a body structure at the site; a measurement system responsive to said sensor for providing a sensor signal indicative of the field strength; a controller intercoupling the master and slave stations and responsive to manipulations at the user interface by said medical practitioner to control said medical implement; said controller transforming the sensor signal into virtual image data representative of the body structure; a source of visual image data for the site; and a display system enabling combined display of the visual image data and the virtual image data for observation by the medical practitioner at the master station; said controller transforming the sensor signal into a tactile feedback signal, said user interface receiving said feedback signal for providing a tactile response to the medical practitioner at the user interface. 2. The system of claim 1, wherein the non-visible field is at least one of an electrical field, a thermal field, an infrared field and a radioactive field. 3. The system of claim 1, wherein the sensor is at least one of a voltage sensor, a thermal sensor, an infrared sensor, and a radioactive sensor. 4. The system of claim 1, wherein the sensed field is associated with at least one of a nerve, nerve bundle and vascular vessel. 5. The system of claim 1, further including:a stimulator emitting a stimulation signal for at least one of enhancing and generating the field. 6. The system of claim 5, wherein the stimulator emits at least one predefined stimulation signal for an associated body site. 7. The system of claim 1, wherein the controller includes, for at least one select site, an associated signature value of the virtual image data. 8. The system of claim 1, wherein the virtual image data defines a boundary of the field. 9. The system of claim 1, wherein the magnitude of the tactile response is a function of the magnitude of the sensor signal. 10. The system of claim 1, wherein the sensor is disposed at a distal end of the medical implement. 11. The system of claim 10, wherein the medical implement includes a tool used to perform a medical procedure at the site. 12. The system of claim 1, further including:a hand-engageable user interface providing input to a computer for positioning of the implement. 13. The system of claim 1, wherein the controller includes: modeling data for associating the virtual image data with locations at the site. | endoVia Medical, Inc. | A61B005/00
US06801800 | B2 | 2004-10-05 | MR imaging using ECG-prep scan | 2001-02-01 | An ECG-prep scan is used to set an optimum time phase in both systole and diastole of the heart. At each of the different time phases, an imaging scan is started to acquire a plurality of sets of echo data. An artery/vein visually separated blood flow image is produced from the echo data. The imaging scan uses a half-Fourier technique, for example. This provides high-quality blood flow images with shorter scan time, without injecting a contrast medium. Additionally, with a readout gradient pulse applied substantially parallel with a direction of slowly flowing blood, a scan is performed in synchronism with an optimally determined cardiac time phase. The readout gradient pulse has a dephasing pulse for enhancing differences in a flow void effect depending on blood flow velocities. This enables slow-speed flows, such as blood flows in the inferior limb, to be depicted without fail. | What is claimed is: 1. An MRI system for obtaining an image relating to fluid within a region to be imaged of an object, comprising:a time phase setting unit configured to set two different cardiac time phases falling into a systole and a diastole of a cardiac cycle of the object; a scanning unit configured to perform, toward the region to be imaged of the object, an MR imaging scan starting in turn at each of the two cardiac time pahses set by the time phase setting unit to acquire two sets of echo data, the MR imaging scan comprising a first scan starting at one of the two cardiac time phases falling in the systole and a second scan starting at the other of the two cardiac time phases falling in the diastole, both the first scan and the second scan being based on a half-Fourier technique; and an image producing unit configured to produce, from the two sets of echo data acquired by the scanning unit, the image relating to the fluid. 2. The MRI system of claim 1, wherein the scanning unit is configured to perform both the first and second scans, respectively, on either the same slice of the region or a volume of the region specified by each slice encodes. 3. The MRI system of claim 1, wherein the first scan is is carried out using a pulse sequence generating an echo signal to map echo data in a central region of a first k-space for producing the image, the central region corresponding to a lower-frequency region in a phase-encode direction of the first k-space, andthe second scan is carried out using a pulse sequence generating an echo signal to map echo data in both a central region and one of both end regions other than the central region of a second k-space for producing the image, the central region corresponding to a lower-frequency region in a phase-encode direction of the second k-space and both of the end regions corresponding to a higher-frequency region in the phase-encode direction of the second k-space. 4. The MRI system of claim 3, wherein the image producing unit includes duplicating means for duplicating echo data existing in one end region of the second k-space to one of both end regions of the first k-space, the one end region of the first k-space being yet to be mapped with echo data, and calculating means for calculating, with regard to each of the first and second k-spaces, additional echo data based on the half-Fourier technique so that the calculated additional echo data is mapped into the remaining end region being yet to be mapped. 5. The MRI system of claim 4, wherein the image producing means includes arterial phase image producing means for obtaining one of echo data and image data representing an arterial phase image through a predetermined type of calculation executed between one of echo data of the first k-space and image data thereof and one of echo data of the second k-space and image data thereof. 6. The MRI system of claim 5, wherein the predetermined type of calculation executed by the arterial phase im... | Kabushiki Kaisha Toshiba | A61B005/05
US07186224 | B2 | 2007-03-06 | Side attaching guidewire torque device | 2003-04-28 | A guidewire torque device formed from a single piece that may be either molded or machined. The device includes an insertion slot for receiving a guidewire, such that the device does not have to be backloaded over the end of the guidewire. Two rotation slots, provided in opposite sides of the device, allow the device to be rotated so as to secure the guidewire within the device. The rotation slots terminate at a hole in the center of the device that is sized to secure a guidewire of a selected diameter. The device can be operated by a physician with a single hand, and is particularly useful during rapid exchange procedures. | 1. A torque device, the device having a length, width and height and being useable to apply torque to a guidewire of a predetermined diameter, the device comprising: a single piece of material having a distal end, a proximate end, opposite sides, a top surface and a bottom surface, said piece having an insertion slot of constant width extending from the distal end toward the proximate end and from one of the opposite sides to the other of the opposite sides, the constant width of the insertion slot being greater than the predetermined diameter of the guidewire for receiving the guidewire such that the device does not have to be back loaded over the end of the guidewire, the insertion slot dividing the distal end portion of the piece into thin and flat top and bottom bifurcations, respectively, such bifurcations having parallel planar facing surfaces, the insertion slot terminating at a flat base disposed orthogonal to the planar facing surfaces of the bifurcations, a first rotation slot extending inward from one side of the piece at the base of the bottom bifurcation, and a second rotation slot extending inward from the opposite side of the piece at the base of the top bifurcation, the rotation slots having respective inner end portions essentially semicircular and overlapping to form a straight through hole from the top surface to the bottom surface, such hole being unobstructed and extending orthogonally between such surfaces such that the axis of the hole is parallel to the opposite sides and located midway therebetween at the base of the insertion slot, each rotation slot extending perpendicularly inward from a side of the piece and being of a width greater than the predetermined diameter of the guide wire, whereby, with the guidewire inserted into the insertion slot to the base thereof, the piece is rotatable for reception of the guidewire along the insertion slots until the guidewire is pinched in the central hole for applying torque to the guidewire by movement of the piece. 2. A method for securing a medical instrument guidewire of a predetermined diameter to a torque device, such torque device having a length, width and height and being useable to apply torque to a guidewire of a predetermined diameter, the device comprising: a single piece of material having a distal end, a proximate end, opposite sides, a top surface and a bottom surface, said piece having an insertion slot of constant width extending from the distal end toward the proximate end and from one of the opposite sides to the other of the opposite sides, the constant width of the insertion slot being greater than the predetermined diameter of the guidewire for receiving the guidewire such that the device does not have to be back loaded over the end of the guidewire, the insertion slot dividing the distal end portion of the piece into thin and flat top and bottom bifurcations, respectively, such bifurcations having parallel planar facing surfaces, the insertion slot terminat... | Scimed Life Systems, Inc. | A61B005/00 A61M025/00
US07264001 | B2 | 2007-09-04 | Guidewire exit tool | 2003-06-20 | A guidewire exit tool includes a pin that is insertable into a guidewire channel of a rapid exchange-type catheter. The pin has at least one tapered end that urges a guidewire out of a slit in guidewire channel. In one embodiment the exit tool has an oval handle that is angled with respect to the longitudinal axis of the pin such that the tool can be easily grasped and moved along the guidewire channel. | 1. A method of using a guidewire with a rapid exchange-type catheter having a guidewire channel and a slot in a wall along a length of the guidewire channel, comprising: (a) loading a guidewire into the guidewire channel of the rapid exchange-type catheter;(b) engaging a proximal end of the guidewire with a guidewire exit tool, the guidewire exit tool including: (i) a handle;(ii) a pin secured to the handle, the pin having a forward facing surface that is solid in the center and tapered; and(iii) a web that secures the pin to the handle, the web being positioned laterally with respect to the long axis of the pin, the web having a forward facing surface that is substantially blunt to prevent cutting the catheter; and(c) wherein the guidewire exit tool is positioned so that the pin is in the guidewire channel and the web extends through the slot and the tapered forward facing surface of the pin faces the slot to lift the guidewire out of the guidewire channel through the slot. 2. The method of claim 1, wherein the proximal end of the guidewire engages with the guidewire exit tool by sliding the guidewire exit tool in the guidewire channel. 3. The method of claim 1, wherein the proximal end of the guidewire engages with the guidewire exit tool by sliding the guidewire against the guidewire exit tool. 4. A method of using a guidewire with a rapid exchange-type catheter having a guidewire channel and a slot in a wall along a length of the guidewire channel, comprising: (a) loading a guidewire into the guidewire channel of the rapid exchange-type catheter;(b) engaging a proximal end of the guidewire with a guidewire exit tool, the guidewire exit tool including: (i) a pin that is generally cylindrical and has a tapered distal end, wherein the tapered distal end is solid in the center;(ii) a handle; and(iii) a web that secures the pin to the handle, the web being attached to the pin laterally with respect to the long axis of the pin; and(c) wherein the guidewire exit tool is positioned so that the pin is in the guidewire channel and the web extends through the slot and the tapered distal end of the pin faces the slot at an angle to lift the guidewire out of the guidewire channel through the slot. | SCIMED Life Systems, Inc. | A61B019/00
US07344529 | B2 | 2008-03-18 | Hyperthermia treatment and probe therefor | 2003-11-05 | A method of using a probe that emits energy to coagulate lesions is disclosed. The probe is constructed and arranged to emit light from its distal end, either at an angle to its longitudinal axis, or along its longitudinal axis. Optionally, an end reflector may be used to direct the energy in a beam to one side of the fiber end. A reinforcing sleeve for the fiber is mounted to a shielded, Piezo-electric motor constructed and arranged to move the fiber both longitudinally and rotationally within an optional elongate cannula. An MRI system is arranged to generate a series of output signals indicative of temperature in the targeted area. The application of energy is stopped when the temperature at the boundary of the lesion reaches the required hyperthermic temperature. Cooling of the tip portion of the probe is effected by expansion of a supplied cooling fluid through a restrictive orifice into an expansion zone at the probe end. The fiber is encased in a stiff tubular titanium probe with a relatively small fluid supply duct inside the probe with the interior of the probe acting as a return duct for the expanded liquid. The temperature of the probe end is monitored by a sensor in the probe end and controlled by controlling the pressure in the supplied cooling fluid. | 1. A method for effecting treatment in a patient comprising: identifying a volume in the patient the whole of which volume is to be heated to a required temperature, the volume being defined by a peripheral surface of the volume;providing a heat source and applying heat to the volume within the patient by; providing the heat source on an invasive probe having a longitudinal axis and an end;inserting the end of the probe into the volume;arranging the probe to cause directing of heat from the end in a direction at an angle to the longitudinal axis such that a heating effect of the probe lies in a disk surrounding the axis;arranging the direction of the heat so as to define a heating zone which forms a limited angular orientation of heating within the disk such that, as the probe is rotated, the probe causes heating of different angular segments of the volume within the disk;with the probe at a fixed axial position, rotating the probe about the axis so that the heating zone lies in a selected segment;wherein the application of heat by the probe to the selected segment causes heat to be transferred from the segment into parts of the volume outside the segment surrounding the end of the probe;and applying cooling to the end of the probe so as to extract heat from the parts surrounding the probe by conduction of heat therefrom;wherein the end of the probe is cooled by: providing on the probe a supply duct for a cooling fluid extending from a supply to the end of the probe;providing an expansion zone of reduced pressure at the end of the probe so as to cause the cooling fluid to expand as a gas thus generating a cooling effect;and providing on the probe a return duct for return of the expanded gas from the end of the probe, wherein the return duct is of larger cross-sectional area than the supply duct by a factor of the order of 200 to 250 times. 2. The method according to claim 1 including arranging the amount of cooling to the probe relative to the heating such that the parts of the volume surrounding the end of the probe are cooled sufficiently to cause a net heating effect by which substantially only the segment of the heating zone is heated to the required temperature and the parts outside the segment are not heated to the required temperature. 3. The method according to claim 2 wherein the cooling is arranged to maintain the parts outside the segment below a temperature sufficient to cause coagulation of the tissues therein. 4. The method according to claim 1 including moving the end of the probe axially within the volume so as to move the disk of the heating effect axially within the volume from a first disk position to second disk position. 5. The method according to claim 1 including the steps of: operating a non-invasive detection system to generate a series of output signals over a period of time representative of temperature in the patient as the temperature of the patient changes during that time;using the output signals to monitor at l... | Monteris Medical, Inc. | A61B018/20
US07853455 | B2 | 2010-12-14 | Remote health monitoring and maintenance system | 2004-04-16 | A system and method is described that enables a health care provider to monitor and manage a health condition of a patient. The system includes a health care provider apparatus operated by a health care provider and a remotely programmable patient apparatus that is operated by a patient. The health care provider develops a script program using the health care provider apparatus and then sends the script program to a remotely programmable patient apparatus through a communication network such as the World Wide Web. The script program is a computer-executable patient protocol that provides information to the patient about the patient's health condition and that interactively monitors the patient health condition by asking the patient questions and by receiving answers to those questions. The answers to these health related questions are then forwarded as patient data from the remotely programmable patient apparatus to the health care provider apparatus through the communication network. The patient data may also include information supplied by a physiological monitoring device such as a blood glucose monitor that is connected to the remotely programmable patient apparatus. When the patient data arrives at the health care provider apparatus, the patient data is processed for further management of the patient's health condition by the health care provider, such as forwarding another script program to the remotely programmable patient apparatus. | 1. A blood glucose monitoring system, comprising: a. a blood glucose monitor for monitoring a blood glucose level and for producing digitally encoded blood glucose level signals representative of said blood glucose level;b. a programmable microprocessor-based portable unit that is separate from the blood glucose monitor, said programmable microprocessor-based portable unit including 1) a video display for displaying information, said video display configured to display graphic and multi-line alphanumeric information, 2) a plurality of switches operable for interactively controlling said programmable microprocessor-based portable unit and for manipulating the information displayed on said video display, and 3) a circuit coupled to said plurality of switches for generating video signals in response to the operation of the plurality of switches;c. a digital data storage medium, the medium A. readable by said programmable microprocessor-based portable unit; andB. tangibly embodying therein a program of instructions executable by said programmable microprocessor-based portable unit, said program of instructions including instructions for signal processing in response to signals generated based upon said digitally encoded blood glucose level signals and further for signal processing of insulin dosage data and detecting a need for a change in insulin dosage;d. a signal interface connected in signal communication with said programmable microprocessor-based portable unit and said blood glucose monitor for coupling said digitally encoded blood glucose level signals supplied by said blood glucose monitor to said programmable microprocessor-based portable unit; ande. signal processing means connected in signal communication with said signal interface for performing signal processing functions in accordance with said program of instructions. 2. The system of claim 1, wherein said microprocessor-based portable unit is a palm-top computer. 3. The system of claim 1, the blood glucose monitor for receiving a test strip including a reagent impregnated portion having blood applied thereto. 4. The system of claim 3, the program of instructions including instructions for monitoring whether a sufficient amount of blood has been applied to said reagent impregnated portion of the test strip. 5. The system of claim 4, the program of instructions further including instructions for monitoring whether said test strip is properly inserted into the blood glucose monitor. 6. The system of claim 3, the program of instructions further including instructions for monitoring whether said test strip is properly inserted into the blood glucose monitor. 7. The system of claim 3, the program of instructions further including instructions for performing a test sequence to confirm that the system is operating properly. 8. The system of claim 1, at least a component of said signal interface being connectable with a second device, other than said blood glucose monitor, in signal com... | Health Hero Network, Inc. | G06Q010/00 G06Q050/00
US07254426 | B2 | 2007-08-07 | Blood sugar level measuring apparatus | 2003-07-17 | Blood sugar levels are non-invasively measured based on temperature measurements. Blood sugar levels obtained by non-invasive measurements of temperatures are corrected by blood oxygen saturation and the volume of blood flow so that the measurement data can be stabilized. | 1. A blood sugar level measuring apparatus comprising: a heat amount measuring unit for measuring a plurality of temperatures derived from the body surface in order to obtain information used for calculating the amount of convective heat transfer and the amount of radiation heat transfer concerning the dissipation of heat from the body surface;an oxygen volume measuring unit for obtaining information concerning the volume of blood oxygen;a storage unit for storing the relationships between blood sugar levels and the individual parameters corresponding to both the multiple temperatures and blood oxygen volume;a computing unit for converting the measurement values provided by the heat amount measuring unit and the oxygen volume measuring unit into parameters, and computing a blood sugar level by applying the parameters to the relationships stored in the storage unit; anda display unit for displaying the blood sugar level computed by the computing unit. 2. The blood sugar level measuring apparatus according to claim 1, wherein the oxygen volume measuring unit comprises a blood flow volume measuring unit for obtaining information concerning the volume of blood flow, and an optical measuring unit for obtaining blood hemoglobin concentration and hemoglobin oxygen saturation. 3. The blood sugar level measuring apparatus according to claim 2, wherein the blood flow volume measuring unit further comprises: a body-surface contact unit; andan adjacent temperature detector disposed adjacent the body-surface contact unit. 4. A blood sugar level measuring apparatus comprising: a heat amount measuring unit for measuring a plurality of temperatures derived from the body surface in order to obtain information used for calculating the amount of convective heat transfer and the amount of radiation heat transfer concerning the dissipation of heat from the body surface;an oxygen volume measuring unit for obtaining information concerning the volume of blood oxygen, wherein the oxygen volume measuring unit comprises a blood flow volume measuring unit for obtaining information concerning the volume of blood flow, and an optical measuring unit for obtaining blood hemoglobin concentration and hemoglobin oxygen saturation, wherein the blood flow volume measuring unit comprises a body-surface contact unit; an indirect temperature detector for detecting the temperature at a position distanced away from the body-surface contact unit; and a heat conducting member connecting the body-surface contact unit and the indirect temperature detector;a storage unit for storing the relationships between blood sugar levels and the individual parameters corresponding to both the multiple temperatures and blood oxygen volume;a computing unit for converting the measurement values provided by the heat amount measuring unit and the oxygen volume measuring unit into parameters, and computing a blood sugar level by applying the parameters to the relationships stored in the storage unit; anda ... | Hitachi, Ltd. | A61B005/00
US07264584 | B2 | 2007-09-04 | Method for safely and efficiently navigating magnetic devices in the body | 2004-03-09 | A method of turning a medical device, having a magnetically responsive element associated with its distal end, at an operating point within an operating region inside a patient's body from an initial direction to a desired final direction, through the movement of at least one external source magnet. The at least one external source magnet is moved in such a way as to change the direction of the distal end of the magnetic medical device from the initial direction to the desired final direction without substantial deviation from the plane containing the initial direction and the desired final direction. | 1. A method of turning a magnet element at an operating point inside the body from an initial direction to a desired final direction by moving a source magnet outside the body, the method comprising the steps of: determining a series of movements of the source magnet to turn the magnet element to successively align with a series of target directions including at least one intermediate direction between the initial direction and the desired final direction, and the desired final direction, such that the direction of the magnetic element during each movement of the source magnet in the series does not deviate from the plane of the initial direction and the desired final direction by more than a predetermined amount; andimplementing the determined movements of the source magnet in series to turn the magnetic element from the initial direction to the final direction through the at least one intermediate direction. 2. The method according to claim 1 where the step of determining the series of movements comprises: (a) selecting an initial series of target directions;(b) determining the magnet movements needed to apply a magnetic field to turn the magnetic element to the target directions from their respective prior directions, and testing whether such movement causes the direction of the magnetic element to deviate from the plane of the initial direction and the final desired direction by more than a predetermined amount, and if so, selecting new and/or additional intermediate directions for the series of target directions;(c) repeating step (b) until series of target directions and corresponding magnet movements have been determined that do not cause the direction of the magnetic element to deviate from the plane of the initial target direction by more than a predetermined amount. 3. A method of turning a magnet element at an operating point inside a patient's body from an initial direction to a desired final direction by moving a source magnet outside the body, the method comprising the steps of: (a) providing means for determining and maintaining during a procedure the location and orientation of the magnet element relative to the location and orientation of the external source magnet;(b) choosing desired field vectors in the patient frame as a series of angularly spaced vectors which lie in the plane of the initial and final vectors and entering them in a processor;(c) entering the position and direction of the vectors into a processor by a means of specifying and displaying the field and communicating with the processor;(d) calculating field directions at the operating point in the reference frame of the patient by translating the desired vectors into the reference frame of the magnet;(e) transforming each one of the sequence of vectors into the reference frame of the source magnet;(f) calculating a surface of constant field strength of desired value in the magnet frame;(g) locating each of the field vectors on the appropriate latitude of the su... | Stereotaxis, Inc. | A61N005/00 C01S019/00 A61F002/28
US07109707 | B2 | 2006-09-19 | Computer readable magnetic resonance method calculating on-line gradients during imaging | 2003-04-08 | A method and device of magnetic resonance imaging carry out the steps of selecting a trajectory in phase space; expressing that trajectory as a function of variables in a coordinate system suitable for driving gradient coils of an imaging system; performing variable transformation and redefinition to extract a subset of variables varying as a function of time along gradient wave forms but constant from projection to projection; calculating that subset of variables prior to imaging; storing that calculated subset of variables in a memory; and computing online gradient values during imaging with the assistance of said stored subset of variables to significantly reduce wave form memory requirements such that a gradient controller can perform required mathematical functions online. By separating the variables describing the selected trajectory, in the coordinate system appropriate to the gradient coils, into variables which are constant from projection to projection and variables which change from projection to projection, the method and device allow a significant fraction of the quantities to be calculated prior to imaging. These calculated values are then stored and used for real-time calculations of parameters which must be changed during the course of the imaging process as projections are stepped through. As a result of this separation of the variables into two groups as described, it is possible to significantly reduce the wave form memory requirements to a size which allows current gradient controllers to perform the required mathematic functions online. | 1. A computer readable medium encoded with a computer program configured for carrying out a method of magnetic resonance imaging, the method comprising the steps of: a) selecting a trajectory in phase space;b) expressing that trajectory as a function of variables in a coordinate system suitable for driving gradient coils of an MR imaging system;c) performing variable transformation and redefinition in order to extract a subset of variables that vary as a function of time along gradient wave forms, while being constant from a given projection to another projection;d) calculating the subset of variables prior to MR imaging;e) storing the calculated subset of variables in a memory; andf) computing online gradient values during MR imaging with the assistance of the stored subset of variables in order to significantly reduce the gradient waveform memory requirements such that a gradient controller is capable of performing required mathematical functions online. 2. The computer readable medium of claim 1, wherein sodium nuclei are imaged. 3. The computer readable medium of claim 1, wherein the selected trajectory is a substantially uniform sampling density, three-dimensional trajectory. 4. The computer readable medium of claim 1, wherein the selected trajectory is a three-dimensional twisted projection-imaging sequence with extremely short echo times. 5. The computer readable medium of claim 1, wherein the coordinate system is a Cartesian coordinate system. 6. The computer readable medium of claim 1, wherein the selected trajectories are twisted spiral trajectories. 7. The computer readable medium of claim 6, wherein the spiral trajectories are given by the relationship:ki=(3⁢⁢γ⁢⁢G⁢⁢k02⁢t+k03)1/3ϕi=12⁢⁢sin⁢⁢θ0⁢(((ki/k0)4-1)-tan-1⁡((ki/k0)4-1))+ϕ0where k is a spatial frequency vector, equivalent to a radius of the trajectory, γ is a gyro-magnetic ratio of an imaged nucleus, G is a maximum gradient strength, φ is an azimuthal polar angle, θ0 a polar angle and k0 an approximate position where the trajectory evolves, wherein k0 is equal to 2Δxp, with Δx and p denoting desired spatial resolution and trajectory twist, respectively. 8. The computer readable medium of claim 7, wherein step b) comprises the step of expressing gradient wave forms Gxi, Gyi, Gzi, in a Cartesian coordinate system as follows: Gxi={dot over (k)}i sin θ0 cos φi−ki{dot over (φ)}i sin θ0 sin φiGyi={dot over (k)}i sin θ0 sin φi+ki{dot over (φ)}i sin θ0 cos φiGzi={dot over (k)}i cos θ0where,k.i=γ⁢⁢Gk02ki2⁢⁢andϕ.i=γ⁢⁢G⁢ki4-k04ki3⁢⁢sin⁢⁢θ0. 9. The computer readable medium of claim 8, wherein the transformed subset of variables in steps c, d, and e are:ϕi=12⁢(((ki/k0)4-1)-tan-1⁡((ki/k0)4-1))ϕ.i=γ⁢⁢G⁢ki4-k04ki3. 10. The computer readable medium of claim 9, wherein step f) comprises the step of online calculation of the following gradient values using the transformed subset of variables:Gxi=k.i⁢⁢sin⁢⁢θ0⁢⁢cos⁢⁢(ϕisin⁢⁢θ0+ϕ0)-ki⁢ϕ.i⁢⁢sin⁢⁢(ϕisin⁢⁢θ0+ϕ0)Gyi=k.i⁢⁢sin⁢⁢θ0⁢⁢sin⁢⁢(ϕisin⁢⁢θ0+... | University of Queensland | G01V003/00
US07454244 | B2 | 2008-11-18 | System and method for measuring cross-sectional areas and pressure gradients in luminal organs | 2004-02-19 | The invention comprises a system, catheter and method for measuring the cross-sectional areas and pressure gradients in any hollow organ, such as, for example, blood vessels. One embodiment of such a system includes: an impedance catheter capable of being introduced into a targeted site; a solution delivery source; a constant current source; a balloon inflation control device; and a data acquisition and processing system that receives conductance and/or pressure gradient data from the catheter and calculates the cross-sectional area of the targeted site. In one embodiment, the catheter has an inflatable balloon along its longitudinal axis, thereby enabling the breakup of any materials causing stenosis at the targeted site and/or distention and delivery of an optional stent into the targeted site. | 1. A method for measuring the instantaneous cross-sectional area of a targeted treatment site, comprising: introducing an impedance catheter into a treatment site;providing constant electrical current flow to the treatment site through the catheter;injecting a known volume of a first solution of a first compound having a first conductivity into the treatment site;measuring a first conductance value at the treatment site;injecting a second solution of a second compound having a second conductivity into the treatment site, wherein the second solution has a second volume and wherein the second conductivity does not equal the first conductivity;measuring a second conductance value at the treatment site;calculating the instantaneous cross-sectional area of the treatment site based on the first and second conductance values and the conductivities of the first and second solutions. 2. The method of claim 1, wherein the treatment site comprises a body lumen. 3. The method of claim 2, wherein the body lumen comprises a blood vessel. 4. The method of claim 2, wherein the body lumen comprises a biliary tract. 5. The method of claim 2, wherein the body lumen comprises the esophagus. 6. The method of claim 5, wherein the step of injecting a first solution of a first compound comprises the step of administering said first solution to a patient orally. 7. The method of claim 5, wherein the step of injecting a second solution of a second compound comprises the step of administering said second solution to a patient orally. 8. The method of claim 1, wherein the first compound is NaCl. 9. The method of claim 1, wherein the second compound is NaCl. 10. The method of claim 1, wherein the catheter comprises an inflatable balloon along the longitudinal axis of the catheter. 11. The method of claim 10, further comprising the step of inflating the balloon to breakup any materials causing stenosis at the treatment site. 12. The method of claim 10, wherein the catheter further comprises a stent located over the balloon, said stent capable of being distended to the desired lumen size and implanted into the treatment site. 13. The method of claim 12, further comprising the steps of: distended the stent by inflating the underlying balloon; andreleasing and implanting the stent into the treatment site. 14. The method of claim 1, further comprising the steps of: selecting an appropriately-sized stent based on the cross-section area value of the treatment site; andimplanting the stent into the treatment site. 15. The method of claim 1, wherein the catheter comprising a pressure transducer. 16. The method of claim 15, further comprising the steps of: measuring a first pressure gradient value from the pressure transducer near the treatment site; andcalculating the cross-sectional area of the treatment site based in part on the first gradient pressure value. 17. The method of claim 1, wherein the step of injecting the first solution further includes injecting the f... | Electro-Cat, LLC | A61B005/05 A61B005/117 A61B005/103
US07942828 | B2 | 2011-05-17 | Method for determining fluctuation in attentional state and overall attentional state | 2004-02-03 | The invention provides methods for determining shifts in the attentional state of a subject. These methods are useful for diagnosing subjects with a psychological or behavioral disorder. The invention also features methods for determining the effect of a therapy on the overall attentional state and shifts in the attentional state of a subject. | 1. A method for diagnosing a psychological, neurological, or behavioral disorder in a subject, said method comprising: (a) providing from said subject scoring data that has been collected by (i) presenting to said subject a sequence comprising target and nontarget stimuli during a continuous testing period; and (ii) scoring the response of said subject on the number of targets responded to and the number of nontargets responded to;(b) on the basis of said scoring data, (i) dividing said sequence into three or more epochs and classifying the attentional state of said subject during each epoch, (ii) calculating the number of shifts in the attentional state of said subject during said continuous testing period, (iii) identifying epochs in which said subject is in an impulsive attentional state, and (iv) calculating the amount of time said subject is in an impulsive attentional state during said continuous testing period; and(c) on the basis of the results of step (b), diagnosing said subject. 2. A method for diagnosing a psychological, neurological, or behavioral disorder in a subject, said method comprising: (a) presenting to said subject a sequence comprising target and nontarget stimuli during a continuous testing period, recording the responses of said subject to produce subject data, and transmitting said subject data to a computer for analysis;(b) receiving the results of said analysis, wherein said analysis comprises (i) scoring the response of said subject on the number of targets responded to and the number of nontargets responded to; and (ii) on the basis of said scoring data, (b1) dividing said sequence into three or more epochs and classifying the attentional state of said subject during each epoch, (b2) calculating the number of shifts in the attentional state of said subject during said continuous testing period, (b3) identifying epochs in which said subject is in an impulsive attentional state, and (b4) calculating the amount of time said subject is in an impulsive attentional state during said continuous testing period; and(c) on the basis of the analysis of step (b), diagnosing said subject. 3. The method of claim 1 or 2, wherein said stimuli are visual symbols selected from numbers, letters, shapes, or a combination thereof. 4. The method of claim 1 or 2, wherein said stimuli are auditory. 5. The method of claim 1 or 2, wherein said disorder is depression, an anxiety disorder, schizophrenia, drug addiction, an eating disorder, attention deficit disorder, attention deficit hyperactivity disorder, a learning disorder, Alzheimer's disease, dementia, epilepsy, stroke, or traumatic brain injury. 6. The method of claim 5, wherein said disorder is attention deficit hyperactivity disorder. 7. The method of claim 1 or 2, wherein step (c) further comprises comparing the results of step (b) in subjects diagnosed with a disorder and subjects not diagnosed with said disorder. 8. The method of claim 1 or 2, wherein said subject is involve... | The McLean Hospital Corporation | A61B005/00
US20040254445 | A1 | 2004-12-16 | Use of MRI to screen individuals for prostate cancer | 2003-06-13 | Methods of screening individuals for prostate cancer are provided, which may enable early diagnosis of prostate cancer. The methods may involve the use of a contrast agent while screening individuals using MRI technology. The methods may involve the use of MRI spectroscopy while screening individuals using MRI technology. Also provided are methods of detecting prostate cancer in individuals, which include screening such individuals using MRI technology. | 1. A method for screening individuals for prostate cancer, comprising performing MRI on one or more individuals; and determining from the MRI whether the one or more individuals has indications of prostate cancer. 2. The method of claim 1, wherein said method further comprises introducing one or more contrast agents into the one or more individuals before performing MRI. 3. The method of claim 2, wherein the one or more contrast agents comprises paramagnetic metal ions selected from the group consisting of manganese, gadolinium and iron. 4. The method of claim 2, wherein said contrast agent is introduced into a individual by injection. 5. The method of claim 2, wherein said contrast agent is introduced into an individual in an amount of approximately 10-30 mL. 6. The method of claim 2, wherein said contrast agent is introduced into an individual in an amount of approximately 15-25 mL. 7. The method of claim 2, wherein said contrast agent is introduced into an individual in an amount of approximately 20 mL. 8. The method of claim 2, further comprising introducing a physiological saline solution into the individual after introducing the contrast agent, in approximately the same volume as the contrast agent. 9. A method of detecting prostate cancer in individuals, comprising screening individuals for prostate cancer, wherein said screening comprises performing MRI on one or more individuals; and determining from the MRI whether the one or more individuals have indications of prostate cancer. 10. The method of claim 9, wherein said method further comprises introducing one or more contrast agents into the one or more individuals before performing MRI. 11. A method of screening individuals for prostate cancer comprising obtaining a baseline pre-contrast MRI of an entire prostate of an individual; administering one or more contrast agents to the individual in an amount of approximately 0.07-0.13 mmol/kg body weight of the individual; performing a dynamically enhanced MRI with T1 weighting of the prostate over a period of approximately 2 to 10 minutes at intervals of approximately every 5 to 90 seconds; plotting a degree of percentage of MRI signal enhancement over time; and differentiating regions of cancer growth from normal prostate tissue based on the degree of enhancement. 12. The method of claim 11, wherein the contrast agent is administered to the individual in an amount of approximately 0.85-0.115 mmol/kg body weight of the individual. 13. The method of claim 11, wherein the contrast agent is administered to the individual in an amount of approximately 0.1 mmol/kg body weight of the individual. 14. The method of claim 11, wherein the contrast agent is administered at a bolus rate of approximately 1 to 3 cc/sec. 15. The method of claim 11, wherein the contrast agent is administered at a bolus rate of approximately 2 cc/sec. 16. The method of claim 11, wherein the one or more contrast agents comprises paramagnetic m... |  | A61B005/05
US20040241477 | A1 | 2004-12-02 | Laminate film, sealant film and package | 2004-03-25 | A resin composition layer [layer (A)] contains (a) from 30 to 60 mass % of a linear low-density polyethylene produced using a metallocene catalyst or a single site-type catalyst, (b) from 10 to 30 mass % of a low-density polyethylene and (c) from 10 to 40 mass % of at least one resin selected from the group consisting of an ethylene-propylene copolymer, an ethylene-butene copolymer, a propylene-butene copolymer, an ethylene-propylene-butene terpolymer and polybutene-1 [provided that (a)+(b)+(c)=100 mass %]. A high-density polyethylene layer [layer (B)] contains (d) a high-density polyethylene having a density of 0.950 to 0.970 g/cm3. At least two layers of layer (A) and layer (B) are comprised. | 1. A laminate film comprising at least two layers of a resin composition layer [layer (A)] containing (a) from 30 to 60 mass % of a linear low-density polyethylene produced using a metallocene catalyst or a single site-type catalyst, (b) from 10 to 30 mass % of a low-density polyethylene and (c) from 10 to 40 mass % of at least one resin selected from the group consisting of an ethylene-propylene copolymer, an ethylene-butene copolymer, a propylene-butene copolymer, an ethylene-propylene-butene terpolymer and polybutene-1 [provided that (a)+(b)+(c)=100 mass %], and a high-density polyethylene layer [layer (B)] containing (d) a high-density polyethylene having a density of 0.950 to 0.970 g/cm3. 2. The laminate film as claimed in claim 1, wherein the linear low-density polyethylene (a) has a density of 0.890 to 0.935 g/cm3 and a melt flow rate of 2 to 20 g/10 min. 3. The laminate film as claimed in claim 1, wherein the high-density polyethylene (c) has a melt flow rate of 1 to 15 g/10 min. 4. The laminate film as claimed in claim 1, wherein a layer [layer (C)] containing (e) a linear low-density polyethylene produced using a metallocene catalyst or a single site-type catalyst is provided on the layer (B) in the opposite side to the layer (A). 5. A method for producing the laminate film claimed in any one of claims 1 to 4, comprising forming a film at an extrusion temperature of 160 to 250° C. and cooling the film at a cooling temperature of 40 to 80° C. 6. A sealant film using the layer (A) of the laminate film claimed in any one of claims 1 to 4 as a sealant layer. 7. A packaging material comprising a gas barrier layer and/or a protective layer and the sealant film claimed in claim 6. 8. A package using the layer (A) of the laminate film claimed in claim 1 as a sealant layer. 9. The package as claimed in claim 8, wherein the layer (A) and the layer (A) of the laminate films claimed in claim 1 are melt-bonded to each other. 10. A medical instrument packaged by the package claimed in claim 8. 11. The medical instrument as claimed in claim 10, which is a blood sugar measuring electrode. |  | A61B005/00
US20040254494 | A1 | 2004-12-16 | Method and appartaus for use in nerve conduction studies | 2003-06-11 | A method and apparatus for improving the accuracy of nerve conduction studies, while simultaneously decreasing the time and skill required to undertake such studies. This improvement is accomplished by an “inching” template of the present invention which facilitates the exact location of electrodes for a series of EMG readings which must be taken along the nerve being studied to determine whether or not impingement of such nerve exists and, if so, where such impingement occurs. | 1. A neurological testing template for assistance in diagnosing focal peripheral neuropathy disorders when using the “inching technique” to position an anode and cathode assembly, to obtain a spaced array of conduction velocity readings for use in the localization of nerve entrapment, comprising: an elongated flexible, generally non-conductive, body member adapted to be in constant relationship to an extremity, having nerves being examined, in a manner that the axis of elongation of said body member extends generally in the direction of elongation of such extremity and of the selected nerve being examined; said body member having a series of longitudinally spaced transversely extending openings therethrough which are cooperative with such anode and cathode assembly such that, during an inching procedure, the cathode and anode of such assembly are in conductive contact with the skin of such extremity through a longitudinally spaced pair of said openings and are selectively moved longitudinally along said body member and positioned to be in conductive contact with such skin through other pairs of said openings to obtain conductive readings along such selected nerve being examined. 2. A neurological testing template as specified in claim 1 wherein such constant relationship is by means of releasably securing said body member to such an extremity. 3. A neurological testing template as specified in claim 2 wherein said body member has a generally non-irritating mildly adhesive coating on at least a portion of the side thereof intended to be adjacent the skin of such extremity and said coating provides such releasable securing of said testing template to adjacent skin. 4. A neurological testing template as specified in claim 2 wherein said side thereof has said coating on substantially the entire surface thereof. 5. A neurological testing template as specified in claim 1 wherein the anode and cathode of such assembly are in fixed relationship with respect to each other, and the spacing between longitudinally spaced adjacent pairs of said openings are a whole number fraction of such fixed relationship. 6. A neurological testing template as is specified in claim 5 wherein such whole number fraction is in the range of one fourth to one half. 7. A neurological testing template as specified in claim 6 wherein said whole number fraction is one half. 8. A neurological testing template as is specified in claim 5 wherein at least some of such openings are transversely extending arcuate openings, with the arcuate ends thereof being equidistant from said longitudinal axis of said body member. 9. A neurological testing template as is specified in claim 8 wherein the radius of the arcuate centerline of said arcuate openings is equal to the center to center distance between said anode and cathode. 10. A neurological testing template as is specified in claim 8 wherein said body member contains indicia thereon indicative of the accumulated spacing b... |  | A61B005/05
US20040236202 | A1 | 2004-11-25 | Expandable strap for use in electrical impedance tomography | 2003-05-22 | An assembly that incorporates an expandable strap for use in electrical impedance tomography includes a strap adapted to be mounted onto the body of a patient. A plurality of electrodes is mounted on the strap and spaced equidistantly along the length of the strap. An electrical connector is mounted on the strap, and electrical traces extend from each electrode to the connector. Preferably, the strap is made of a substantially inelastic material. In one embodiment, the strap has a serpentine shape to allow for uniform expansion. | What is claimed is: 1. An expandable strap for use in electrical impedance tomography, the strap comprising: a strap adapted to be mounted onto the body of a patient, the strap comprised of a substantially inelastic material; a plurality of electrodes mounted on the strap and spaced equidistantly along the length of the strap; an electrical connector mounted on the strap; electrical traces that extend from each electrode to the connector; wherein the strap has a serpentine shape. 2. The expandable strap as described in claim 1, wherein the serpentine shape is a uniform wave. 3. The expandable strap as described in claim 1, wherein the substantially inelastic strap material comprises a polymer sheet. 4. The expandable strap as described in claim 3, wherein the polymer comprises polyester. 5. The expandable strap as described in claim 1, wherein the electrical traces comprise conductive ink. 6. An expandable strap for use in electrical impedance tomography, the strap comprising: a strap adapted to be mounted onto the body of a patient, the strap comprised of a substantially inelastic material; a plurality of electrodes mounted on the strap and spaced equidistantly along the length of the strap; an electrical connector mounted on the strap; electrical traces that extend from each electrode to the connector; wherein each of the portions of the strap between each adjacent pair of electrodes is overlapped onto itself and releasably adhered to itself, and further wherein each overlapped strap portion will release at substantially the same rate from a tension that may be applied along the length of the strap. 7. The expandable strap as described in claim 6, further comprising a plurality of sleeves, wherein a sleeve is wrapped around each of the portions of the strap that is overlapped onto itself, and further wherein the sleeve does not prevent the release of the overlapped portions. 8. The expandable strap as described in claim 6, wherein the substantially inelastic strap material comprises a polymer sheet. 9. The expandable strap as described in claim 8; wherein the polymer comprises polyester. 10. The expandable strap as described in claim 6, wherein the electrical traces comprise conductive ink. 11. The expandable strap as described in claim 6, wherein the strap is coated with an adhesive material to releasably adhere the strap to itself in the overlapped strap portion. 12. An electrode assembly for use in electrical impedance tomography, the assembly comprising: a strap adapted to be mounted onto the body of a patient; a plurality of electrodes mounted on the strap and spaced equidistantly along the length of the strap; an electrical connector mounted on the strap; and electrical traces that extend from each electrode to the connector. 13. An electrode assembly as described in claim 12, wherein the strap is expandable. 14. An electrode assembly as described in claim 12, wherein the strap is adapted to wrap around the ... |  | A61B005/04
US06810391 | B1 | 2004-10-26 | System for calculating analytical data and making calculation results available as an output | 1999-09-02 | a System for calculating and emitting analytical data, particularly medically relevant analytical data, has a computer with an evaluation unit for analyzing information entered by the system user and for generating the analytical data, and an output medium provided at the user side. The evaluation unit is configured for interrogating and accepting information that can be entered at the user side such that the information can be entered autonomously by the user based on a number of inquiries which are predefined at the system side, and which can be selected with reference to each response, and which can be made available as an output to user via the output medium. The evaluation unit is configured for controlling an interactive information capture such that, depending on the running information compilation, specific inquiries can be formulated and shown to the user. The evaluation unit is configured for processing information that is random in content and for evaluating the analytical data with a value measure lying between two extreme values. The analytical data that is generated on the basis of the running information compilation can be interrogated by the user at any time and supplied to the user as an output upon such interrogation. | We claim: 1. A computing system comprising:a computer including evaluation means for analyzing information which is entered into said computer and for generating analytical data based on said information; user input means for allowing a user to enter said information into said computer; an output means connected to said computer for displaying an output generated by said computer; said evaluation means comprising means for configuring and interrogating and accepting said information entered through said input means for organizing input of said information based on a plurality of inquiries produced by said evaluation means, said evaluation means selecting said inquires based on information entered in response to at least one previous inquiry, said inquiries being made available at said output means; said evaluation means comprising means for controlling interactive acquisition of said information based on a running compilation of information for formulating and emitting said inquiries to said output means, and said evaluation means comprising means for processing information which is random in content and for producing a continuous value measure between two extreme values as a characterization of an analytical result based on said information, and said input means selectively providing said running information compilation on said output means at any time in response to receipt of a command from a user; and a storage unit in which information entered via said input means is selectively filed and retrieved. 2. A system as claimed in claim 1 wherein said evaluation means is operable in a plurality of operating modes, and wherein an operating mode for said evaluation means can be set via said input means. 3. A system as claimed in claim 1 wherein said evaluation means comprises means for calculating said value measure from a calculation algorithm selected from the group consisting of fuzzy logic and probability algorithms. 4. A system as claimed in claim 1 wherein said evaluation means comprises means for formulating an inquiry based on an analytical calculation of a potential informational gain of the inquiry. 5. A system as claimed in claim 1 wherein said evaluation means comprises means for making predetermined inquiries available via said output means in a hierarchically structured form for incremental answering via said input means. 6. A system as claimed in claim 5 wherein said evaluation unit makes a plurality of predetermined inquiries available for common display in a question menu at said output means. 7. A system as claimed in claim 1 wherein said storage unit contains predetermined information related to a specific user. 8. A system as claimed in claim 7 wherein said evaluation unit has access to said information in said storage unit automatically. 9. A system as claimed in claim 7 wherein said evaluation means has access to said information in said storage unit upon output at said output means of an inquiry relating to said inf... | Siemens Aktiengesellschaft | G06F015/18 A61B005/00
US06819951 | B2 | 2004-11-16 | Peripherally inserted central catheter with continuous central venous oximetry and proximal high flow port | 2002-09-24 | A peripherally inserted central catheter includes three lumens that communicate with its proximal end. A large lumen terminates short of the distal end of the catheter and is used for the infusion of fluids into the venous system. A second lumen terminates at the distal end and is suitable for measuring blood pressure in the central venous system and infusion of fluids into the central venous system. The third lumen houses a pair of optical fibers which form part of a central venous oxygen saturation (S;v;O;2;) monitoring system. | What is claimed is: 1. A peripherally inserted central venous system catheter which comprises:a sheath having a length and a diameter suitable for extending from a peripheral vein insertion point on a patent to the superior vena cava of the patient, the sheath being constructed of a material suitable for insertion into the venous system of a subject through a peripheral vein and forming two lumens therein which extend from its proximal end at the insertion point to its distal end in the superior vena cava; a pair of optical fiber cables disposed in one of the lumens and extending from the distal end to the proximal end of the sheath; a connector fastened to the proximal ends of the two optical fiber cables for connecting them to an oxygen saturation measurement instrument; and a second connector fastened to the proximal end of the other of said two lumens for connecting the second lumen to a medical instrument, wherein central venous oxygen saturation of the patient's blood is measured and a medical procedure is simultaneously performed using the medical instrument. 2. The catheter of claim 1 in which the medical instrument is a blood pressure monitor which measures blood pressure at the distal end of the sheath. 3. The catheter as recited in claim 1 in which the sheath has a length greater than 35 cm. 4. The catheter as recited in claim 3 in which the sheath has a diameter less than 5.5 French. 5. The catheter as recited in claim 1 in which the sheath is formed from a polyurethane base polymer. 6. A peripherally inserted central venous system catheter which comprises:a sheath having a length and a diameter suitable for extending from a peripheral vein insertion point on a patent to the superior vena cava of the patient, the sheath being constructed of a material suitable for insertion into the venous system of a subject through a peripheral vein and forming two lumens therein which extend from its proximal end at the insertion point to its distal end in the superior vena cava; a pair of optical fiber cables disposed in one of the lumens and extending from the distal end to the proximal end of the sheath; a connector fastened to the proximal ends of the two optical fiber cables for connecting them to an oxygen saturation measurement instrument; and a second connector fastened to the proximal end of the other of said two lumens for connecting the second lumen to a medical instrument, wherein central venous oxygen saturation of the patient's blood is measured and a medical procedure is simultaneously performed using the medical instrument; and in which a third lumen is formed in the sheath and extends from its proximal end to a point intermediate the ends of the sheath where it communicates with blood surrounding the sheath through a port formed in the sheath; and a third connector is fastened to the proximal end of the third lumen for connecting the third lumen to a fluid infusion device; wherein the third lumen is larger than said two lum... | Mayo Foundation for Medical Education and Research | A61B005/00
US06941164 | B2 | 2005-09-06 | Multimodality imaging system | 2004-05-10 | A multimodality imaging system including a plurality of imaging systems, and at least one rail upon which at least one of the imaging systems is slidingly mounted. | 1. A method for installing a multimodality imaging system, comprising: providing at least one rail; aligning said first imaging system, such that said first imaging system is substantially aligned and leveled with a longitudinal axis of said at least one rail; slidingly mounting a second imaging system on said at least one rail; and aligning said second imaging system with said first imaging system such that an isocenter of said first imaging system is substantially collinear with an isocenter of said second imaging system. 2. The method according to claim 1 wherein said first imaging system is also mounted on said at least one rail. 3. The method according to claim 1 and further comprising: separating said imaging systems from each other by sliding said second imaging system along said at least one rail; and servicing at least one of said imaging systems after separating them from each other. 4. The method according to claim 3 and further comprising sliding back said second imaging system towards said first imaging system after servicing at least one of said imaging systems. 5. A multimodality imaging system comprising: a plurality of imaging systems, wherein the isocenters of each of said imaging systems are substantially collinear; and at least one rail upon which at least one of said imaging systems are slidingly mounted, wherein said at least one rail is adjustable rotationally about an axis generally perpendicular to a longitudinal axis of said at least one rail and a vertical axis generally perpendicular to said longitudinal axis. 6. The multimodality imaging system according to claim 5 and further comprising a leveling device operative to adjust a height of at least one of said imaging systems generally along said vertical axis generally perpendicular to said longitudinal axis of said at least one rail. 7. The multimodality imaging system according to claim 5 wherein one of said imaging systems comprises a computerized tomography (CT) imaging system, and another of said imaging systems comprises a positron emission tomography (PET) imaging system. 8. A multimodality imaging system comprising: a plurality of imaging systems, wherein the isocenters of each of said imaging systems are substantially collinear; and a set of wheels attached to each at least one of said imaging systems by means of an adjustable suspension assembly mounted to said imaging system, wherein said suspension assembly comprises a linkage member pivotally mounted to said imaging system. 9. The multimodality imaging system according to claim 8 and further comprising a leveling device connected to said linkage member. | Elgems Ltd. | A61B005/05
US06821256 | B2 | 2004-11-23 | Non-alternating beat-to-beat fluctuations in T wave morphology | 2001-02-01 | The invention features methods to detect T wave lability in an individual, and methods of using T wave lability to detect or monitor abnormal cardiac activities. An individual can be assessed for the risk of sudden death due to cardiovascular pathology using methods provided by the invention. The invention also features methods of obtaining a T wave lability index for an individual. The invention further features a computer-readable storage medium for calculating an individual's T wave lability index and an apparatus for obtaining same. In addition, the invention features an article of manufacture for chemically stressing an individual for the purpose of determining a T wave lability index. | What is claimed is: 1. A method of assessing the risk of an individual for sudden death due to cardiovascular pathology, the method comprising:obtaining T wave signals representative of electrical activity of the heart of said individual; detecting the presence of non-alternating fluctuations in T wave morphology for isochronic points between consecutive T waves in said signals; and determining a T wave lability index from said non-alternating fluctuations in T wave morphology, wherein a T wave lability index that is significantly different than a reference value is indicative of an increased risk of said individual for sudden death due to a cardiovascular disease. 2. The method of claim 1, further comprising administering a chemical stressor to said individual. 3. The method of claim 1, wherein said cardiovascular pathology is selected from the group consisting of long QT syndrome, hypertrophic cardiomyopathy, dilated cardiomyopathy, coronary artery disease, myocardial ischemia, idiopathic ventricular fibrillation and Brugada syndrome. 4. The method of claim 1, wherein said individual presents with QT prolongation, QT variability, ectopy, TWA, OHCA, syncope, angina, late potentials, QT dispersion, wide complex tachycardia, unexplained seizures and unexplained near drownings. 5. A method, the method comprising: identifying non-alternating fluctuations in T wave morphology for isochronic points between consecutive T waves in signals representative of electrical activity of the heart of an individual; and calculating a T wave lability index as a function of said non-alternating fluctuations in T wave morphology. 6. A computer-readable storage medium having instructions stored thereon for causing a programmable processor to:identify non-alternating fluctuations in T wave morphology for isochronic points between consecutive T waves in T wave signals representative of electrical activity of the heart of an individual; and determine a T wave lability index as a function of said non-alternating fluctuations in T wave morphology. 7. The computer-readable storage medium of claim 6, wherein said determining a T wave lability index as a function of said non-alternating fluctuations in T wave morphology comprises eliminating ectopic beats and sinus beats preceding and following said ectopic beats and calculating the maximal value of root-mean-square differences for isochronic points of a repolarization interval between pairs of consecutive T waves. 8. The computer-readable storage medium of claim 7, wherein said ectopic beats comprise a ventricular premature contraction or an atrial premature contraction. 9. The computer-readable storage medium of claim 7, wherein said determining a T wave lability index as a function of said non-alternating fluctuations in T wave morphology further comprises filtering said signal prior to said calculating. 10. The computer-readable storage medium of claim 7, wherein said determining a T wave lability index as a... | Mayo Foundation for Medical Education and Research | A61B005/0452
US06812700 | B2 | 2004-11-02 | Correction of local field inhomogeneity in magnetic resonance imaging apparatus | 2002-08-05 | Perturbations in a static magnetic field of magnetic resonance imaging apparatus are compensated by creating magnetic fields near an object creating the perturbations with the magnetic fields adjusted to offset the perturbations in the static magnetic field. In an embodiment where the perturbations are caused by an x-ray detector in a combined modality imaging apparatus, the coils are positioned to surround the x-ray detector and create magnetic fields in the static magnetic field outside of the detector which compensate for the perturbations caused by the x-ray detector. | What is claimed is: 1. In a combined x-ray imaging and magnetic resonance (MRI) imaging apparatus in which MRI magnetic field homogeneity is perturbed by the presence of an X-ray detector, a method of compensating for the MRI magnetic field homogeneity perturbations comprising:a) placing at least one compensating field electromagnetic coil around the X-ray detector; and b) passing electrical current through the at least one compensating field coil to counteract the perturbations in the homogeneity of the MRI magnetic field as a result of the presence of said x-ray detector. 2. The method as defined by claim 1 wherein a plurality of compensating field electromagnetic coils are used. 3. The method as defined by claim 2 wherein two compensating field electromagnetic coils are placed on opposing sides of the x-ray detector. 4. The method as defined by claim 3 wherein the plurality of compensating field electromagnetic coils includes two coils positioned on two opposing sides of the x-ray detector and two coils positioned on two opposing ends of the x-ray detector. 5. The method as defined by claim 4 wherein the plurality of compensating field electromagnetic coils further includes a plurality of coplanar coils positioned adjacent to the bottom of the x-ray detector. 6. In a magnetic resonance imaging apparatus; having a perturbing x-ray detector which causes perturbations in a static MRI magnetic field of the apparatus, a method of compensating for the perturbations of the static MRI magnetic field outside of the perturbing x-ray detector comprising:a) placing compensating electromagnetic coils near the perturbing x-ray detector, said compensating electromagnetic coils altering the static MRI magnetic field beyond the perturbing x-ray detector and b) adjusting the magnetic fields produced by the compensating electromagnetic coils to offset said perturbations of said static MRI magnetic field as a result of the presence of said x-ray detector. 7. A combined modality imaging apparatus comprising:a) first and second magnets which are axially aligned and spaced apart and which create a static magnetic field used with magnetic resonance imaging b) an x-ray imaging apparatus provided between the first and second magnets, said x-ray imaging apparatus including an x-ray detector that causes perturbations in the static magnetic field used with magnetic resonance imaging and produced by the first and second magnets, and c) at least one compensating coil substantially adjacent to said x-ray detector and energized to offset perturbations in the static magnetic field caused by the proximity of the x-ray detector to the static magnetic field. 8. The combined modality imaging apparatus as defined by claim 7 and including two compensating coils are placed on opposing sides of the x-ray detector. 9. The combined modality imaging apparatus as defined by claim 8 and including two compensating coils positioned on opposing ends of the x-ray detector. 10. Th... | The Board of Trustees of the Leland Stanford Junior University | G01V003/00 A61B005/055 H01J035/50
US07343194 | B2 | 2008-03-11 | Method and apparatus for performing neuroimaging | 2003-04-08 | In one aspect, a restraining assembly for an awake animal within a magnetic resonance imaging (MRI) device is provided and includes a body restrainer having a first part and a second part that hold a body of the awake animal therebetween. The assembly is of a dual coil design in that it has a volume coil for generating an excitation RF signal and an RF surface coil for receiving an RF response from the animal. The assembly further includes components that serve to restrain movements of the animal, thereby eliminating motion artifacts during the MRI procedure. For example, the assembly preferably includes an adjustable hip holder that has a first section that seats against and applies a restraining force to a buttocks/hip area of the animal and a second section that is adjustably coupled to a pivoting member that is attached to the first section of the body restrainer such that the hip holder is adjustable in both a longitudinal direction along a length of the body restrainer and an up/down direction within the body restrainer between the first and second parts thereof. The pivoting member having features that permit the hip holder to be locked in a desired location so that a sufficient restraining force is applied the animal. | 1. A restraining assembly for an awake animal within a magnetic resonance imaging (MRI) device, the restraining assembly comprising: a body restrainer having a first part and a second part that hold a body of the awake animal therebetween; a volume coil for generating an excitation RF signal, the volume coil being removably coupled to a holder that is securely coupled to the body restrainer; an RF surface coil for receiving an RF response from the animal, the RF surface coil being carried by a component that is disposed within the volume coil; and an adjustable hip holder that has a first section that seats against and applies a restraining force to a buttocks/hip area of the animal and a second section that is adjustably coupled to a pivoting member that is attached to the first part of the body restrainer such that the hip holder is adjustable in both a longitudinal direction along a length of the body restrainer and is pivotally adjustable in an up/down direction within the body restrainer between the first and second parts thereof, the first part of the body restrainer comprises a cover and the body restrainer further comprises a connector plate attached to the second part of the body restrainer, the connector plat having a flange member, one end of the first part seating against the flange member when the first and second parts are in a closed position, the connector plate having an opening formed threrethrough for receiving the head of the animal, the pivoting member having features that permit the hip holder to be locked in a desired location both in the longitudinal direction and the up/down direction so that a sufficient restraining force is applied the animal. 2. The restraining assembly of claim 1, wherein the volume coil includes a cylindrical non-magnetic core module having an outer shield and a longitudinal axis, a cylindrical bore extending through the core module along the longitudinal axis and defining an inner surface. 3. The restraining assembly of claim 1, wherein the second part is a generally hemi-spherical body and the first part is a generally hemi-spherical cover that is pivotally coupled to the second part, the cover having a length that is less than a length of the second part of the body restrainer. 4. The restraining assembly of claim 3, wherein the volume coil is disposed between the connector plate and one end of the second section that does not include the first section. 5. The restraining assembly of claim 1, wherein the second section includes a raised platform for receiving a chest region of the animal and a sloped ramp that joins one end of the platform and receives lower extremities of the animal, the ramp being sloped down toward one end of the second section opposite an end that receives the volume coil, the ramp terminating prior to an end of the second section of the body restrainer. 6. The restraining assembly of claim 5, wherein the sloped ramp has a pair of openings formed therein for receiving the... | Insight Neuroimaging Systems, LLC | A61B005/05
US07780611 | B2 | 2010-08-24 | Medical instrument with controlled torque transmission | 2003-05-01 | A medical instrument such as a guidewire that is designed to have controlled torque transmission along its length. Specially treated areas are placed in selected and equal areas along the entire length of the elongated shaft of the medical instrument, and are separated from one another by untreated areas. This process ensures that any torque is transmitted distally, in a smooth manner, regardless of the guidewire position, thus resulting in a substantial reduction in whipping. In one embodiment, a stainless steel guidewire is utilized, and is subjected to annealing heat treatment in selected areas. This annealing process creates a mandrel that has repeated temper properties along its length. Torque applied at one end of this mandrel is transmitted to the opposite end in an even and controlled manner, even when the mandrel is formed into a loop. | 1. A guidewire comprising: an elongated structural body having a proximal end and a distal end, a proximal section adjacent to and including the proximal end, a distal section adjacent to and including the distal end, a middle section therebetween, and a length;the body having a plurality of repeated tempered properties within each of the proximal, middle and distal sections;the repeated tempered properties creating discrete longitudinal sections of the length having annealed properties interspersed with discrete longitudinal sections of the length having normally tempered properties. 2. The guidewire of claim 1, wherein the annealed properties are contained in sections of the structural body that are separated by sections having the normally tempered properties. 3. The guidewire of claim 1, wherein the structural body is tapered along at least part of its length. 4. The guidewire of claim 1, wherein the sections of the structural body that have the normally tempered properties are at least as long as the sections of the body that have the annealed properties. 5. A guidewire comprising: an elongate member having a proximal section disposed adjacent to and including a proximal end of the guidewire, a distal tip section disposed adjacent to and including a distal end of the guidewire, and a middle section disposed between the proximal section and the distal tip section;wherein each of the proximal, middle, and distal tip sections further comprises a first plurality of discontinuous longitudinal sections and a second plurality of discontinuous longitudinal sections, wherein the said first and second plurality of discontinuous longitudinal sections alternate along the length of the elongate member within the respective proximal, middle, and distal tip sections;wherein the first plurality of discontinuous longitudinal sections have been subjected to a tempering process;the second plurality of discontinuous longitudinal sections not having been subjected to the tempering process; andwherein the first plurality of discontinuous longitudinal sections and the second plurality of discontinuous longitudinal sections have different torque transmission characteristics. 6. The guidewire of claim 5, wherein the heat treatment process is an annealing process. 7. The guidewire of claim 5, wherein the second plurality of sections are normally tempered. 8. The guidewire of claim 5, wherein each of the sections in the first plurality of sections are approximately the same length. 9. The guidewire of claim 8, wherein each of the sections in the second plurality of sections is approximately twice as long as the sections in the first plurality of sections. 10. The guidewire of claim 5, wherein each of the sections in the second plurality of sections are approximately the same length. 11. The guidewire of claim 5, wherein the guidewire comprises stainless steel. 12. The guidewire of claim 5, wherein the guidewire is tapered along at least part of its length. ... | Boston Scientific Scimed, Inc. | A61M025/00 A61B006/00
US07039448 | B2 | 2006-05-02 | Zero corrected optical blood analyte detector | 2004-04-27 | The present invention is directed to method and apparatus for non-invasively measuring the concentration of an unknown blood analyte present in a patient. The method involves determining the concentration of a reference analyte present in the patient. Using the non-invasive optical instrument of the invention, the concentrations of the reference analyte and unknown analyte are measured. If the measured reference analyte concentration and determined reference analyte concentration are substantially the same, then the measured unknown analyte concentration is displayed. If the measured reference analyte concentration and determined reference analyte concentration are not substantially the same, then an adjustment factor is applied to the measured unknown analyte concentration and the unknown analyte concentration is displayed. | 1. A non-invasive method for measuring the concentration of an unknown blood analyte present in a patient, which comprises the steps of: (a) determining the concentration of a reference analyte present in said patient;(b) non-invasively, optically measuring the concentrations of said reference analyte and said unknown analyte;(c) displaying said measured unknown analyte concentration when said measured reference analyte concentration and said determined reference analyte concentration are substantially the same; and(d) if said measured reference analyte concentration and said determined reference analyte concentration are not substantially the same, applying an adjustment factor to said measured unknown analyte concentration and displaying said unknown analyte concentration. 2. The method of claim 1, wherein said reference analyte comprises cholesterol and said unknown analyte comprises glucose. 3. The method of claim 1, wherein said reference analyte comprises keratin and said unknown analyte comprises glucose. 4. The method of claim 1, wherein said adjustment factor of step (d) comprises a value selected from a look-up table of values based on the concentration difference between said determined reference analyte concentration and said measured reference analyte concentration. 5. The method of claim 1, wherein said step (a) comprises determining the concentration of said reference analyte in said patient by conducting an in vitro blood sample analysis. 6. The method of claim 1, wherein said steps (b), (c), and (d) are performed using an instrument comprising: (i) an IR source generating an IR output capable of penetrating through target tissue of said patient to produce a tissue IR output correlative with said reference analyte concentration and said unknown analyte concentration,(ii) an optical detector capable of detecting said tissue IR output,(iii) a signal treatment system for converting said tissue IR output into said reference analyte concentration and said unknown analyte concentration,(iv) memory capable of storing said determined reference analyte concentration, said measured reference analyte and unknown analyte concentrations, and said adjustment factor,(v) a microprocessor programmed to compare said detected reference analyte concentration to said determined reference analyte concentration and transmit said detected unknown analyte concentration to said display when said detected reference analyte concentration and said determined reference analyte concentration are substantially the same, or to apply said adjustment factor to said unknown analyte concentration and transmit said unknown analyte concentration to said display when said detected reference analyte concentration and said determined reference analyte concentration are not substantially the same,(vi) a display for displaying said unknown analyte concentration, and(vii) said IR source, said optical detector, said signal treatment system, said memory, said microprocess... | DIRAmed, LLC | A61B005/00
US07135002 | B2 | 2006-11-14 | Determining heart rate | 2002-01-18 | This invention concerns a method and system for automatically determining heart rate. The invention can be applied to determining the heart of any animal including humans. The method involves sensing body sounds and transducing them to electrical signals. Digitizing the electrical signals. Emphasizing the heart sound maxima (S1 and S2 signals) relative to noise by filtering, decompression and squaring. Detecting local maxima in the signals as likely S1 signals and generating a threshold amplitude. Selecting maxima that exceed the threshold as surviving likely candidate S1 signals. Screening the surviving candidate S1 against physiologically derived criteria. And, calculating the heart rate from the screened S1. | 1. A method for automatically determining heart rate, comprising the steps of: sensing body sounds and transducing them to electrical signals;digitizing the electrical signals;emphasizing the heart sound maxima (S1 and S2 signals) relative to noise by a first filtering step, decompression and squaring;detecting local maxima in the signals as likely S1 signals;generating a threshold amplitude;selecting maxima that exceed the threshold as surviving likely candidate S1 signals;screening the surviving candidate S1 against physiologically derived criteria; andcalculating the heart rate from the screened S1, wherein further filtering is performed after the decompression and squaring by a further low pass filter realised as a moving average FIR filter using triangular weighting. 2. A meted according to claim 1, where the first filtering step is performed using a first low pass filter having a cutoff at 60 Hz. 3. A method according to claim 1, where probable S1's and S2's are selected from those parts of the signal detected to be around maxima. 4. A method according to claim 1, where local maxima are detected by differentiating the signal. 5. A method according to claim 4, where the derivative is calculated as the first order difference. 6. A method for automatically determining heart rate, compromising the steps of: sensing body sounds and transducing them to electrical signals:digitizing the electrical signals;emphasizing the heart sound maxima (S1 and S2 signals) relative to noise by filtering, decompression and squaring;detecting local maxima in the signals as likely S1 signals by differentiating the signals;generating a threshold amplitude;selecting maxima that exceed the threshold as surviving likely candidate S1 signals;screening the surviving candidate S1 against physiologically derived criteria; andcalculating the heart rate from the screened S1;where local maxima are detected by differentiating the signal andwhere the signal is divided onto intervals, and the maximum with the greatest amplitude is taken for each interval and selected to be a likely S1. 7. A method according to claim 6, where if there is another maximum following in a suitable time window after the likely S1 in the same interval, then it is selected to be a likely S2. 8. A method according to claim 7, where the time window is between 160 ms and 400 ms. 9. A method according to claim 6, where, once a string of likely S1's and S2's have been recorded four histograms are constructed, namely histograms of the “S1 amplitudes”, the “S2 amplitudes”, the “S1 to S1 intervals” and the “S1 to S2 intervals”. 10. A method according to claim 6, where a threshold amplitude is generated for the likely S1's using an “S1 amplitudes” histogram, and where any amplitude bin, or bins, on the histogram that show occurrence with a frequency greater than a physiologically derived upper limit, or threshold, are identified, and then, all the amplitude bins are discarded except those that have an ... | Sonomedical Pty Ltd | A61B005/02
US07392077 | B2 | 2008-06-24 | Method for treating a patient at risk of loss of cardiac function by cardiac ischemia | 2004-04-12 | Various methods and devices for treating a patient who has lost, or is at risk of losing cardiac function by cardiac ischemia are disclosed. Treatment includes first imaging a patient's heart, or a portion thereof, to identify underperfused regions of cardiac muscle, and a source of oxygenated blood that is proximate to the underperfused region. Between the underperfused regions and the oxygenated blood source, a target area is selected where thermal or mechanical injury is introduced, and optionally reintroduced, to convert initial capillary blush, resulting from the injury. | 1. A method of treating a patient at risk of loss of cardiac function by cardiac ischemia, comprising (a) imaging the patient's heart, or a portion thereof, to identify (i) an underperfused region of cardiac muscle, (ii) a source of oxygenated blood that is proximate a boundary of the underperfused region, and (iii) a target area that includes said underperfused-region boundary and a tissue expanse lying between said oxygenated blood supply and said boundary;(b) at each of a plurality of sites throughout the target area, introducing a stimulus effective to stimulate angiogenesis in myocardial tissue and form a capillary network from the source of oxygenated blood to the underperfused region, wherein the stimulus is an injury produced by a stimulus selected from the group consisting of a mechanical, laser, chemical, thermal, or ultrasonic stimulus; and(c) sustaining a demand for oxygen at the underperfused region for a period sufficient to convert the capillary network into an arterial network. 2. The method of claim 1, wherein the injury is produced by a mechanical stimulus comprising a mechanical cutting device effective to produce an annulus of injury about a core of healthy cells. 3. The method of claim 1, wherein the stimulus is a mechanical stimulus produced by introducing into each of said sites, a wire device having a barbed segment, and the method further includes periodically moving the wire devices relative to the heart, to produce a prolonged angiogenic stimulus at said site. 4. The method of claim 1, wherein the demand for oxygen at the underperfused region is sustained by chemical methods. 5. The method of claim 1, wherein the demand for oxygen at the underperfused region is sustained by at least one implant adapted to elicit a foreign body response. 6. The method of claim 1, wherein the demand for oxygen at the underperfused region is sustained by at least one viral carrier. 7. The method of claim 1, wherein the demand for oxygen at the underperfused region is sustained by requiring the patient to follow an exercise regimen. 8. The method of claim 1, wherein the stimulus is introduced at a first time, and the demand for oxygen at the underperfused region is sustained by introducing a second stimulus at a second time different from the first time. 9. A method of treating a patient at risk of loss of cardiac function by cardiac ischemia, comprising (a) imaging the patient's heart, or a portion thereof, to identify (i) an underperfused region of cardiac muscle, (ii) a source of oxygenated blood that is proximate a boundary of the underperfused region. and (iii) a target area that includes said underperfused-region boundary and a tissue expanse lying between said oxygenated blood supply and said boundary;(b) at each of a plurality of sites throughout the target area, introducing a stimulus effective to stimulate angiogenesis in myocardial tissue and form a capillary network from the source of oxygenated blood to the underperfuse... | Boston Scientific Scimed, Inc. | A61B005/00
US07819823 | B2 | 2010-10-26 | System and method for detecting the onset of an obstructive sleep apnea event | 2003-12-22 | There is disclosed a system and method for treating obstructive sleep apnea by terminating an obstructive sleep apnea event before the cessation of breathing occurs. The system comprises one or more microphones capable of detecting breathing sounds within an airway of a person. The microphones generate signals representative of the breathing sounds and send the signals to a controller. The controller uses digital signal processing to identify at least one signal pattern that is associated with a breathing pattern of the person that occurs at the onset of an obstructive sleep apnea event. When the controller detects such a signal pattern, the controller sends an alarm signal to a stimulus generator that creates a stimulus to cause the sleeping person to move in a manner to terminate the obstructive sleep apnea event before cessation of breathing occurs. The obstructive sleep apnea event is terminated without waking the sleeping person. | 1. An apparatus for detecting an onset of an obstructive sleep apnea event before cessation of breathing occurs, said apparatus comprising: at least two microphones adapted to be acoustically associated with a person, wherein said at least two microphones are configured to detect breathing sounds within an airway of a neck of said person and to generate microphone signals representative of said breathing sounds, wherein said at least two microphones are attached to a collar worn around the neck of the person; anda controller operatively coupled to the at least two microphones, the controller configured to, while the person is sleeping: receive said microphone signals,compare said microphone signals to at least one signal pattern stored in a memory, the at least one signal pattern associated with a breathing pattern of said person that occurs at the onset of the obstructive sleep apnea event, andtrigger an alarm signal if said microphone signals indicate, based on the comparison with the at least one signal pattern, an onset of an obstructive sleep apnea event. 2. The apparatus as claimed in claim 1 wherein said controller is further configured to use digital signal processing techniques to find frequency domain components of said microphone signals. 3. The apparatus as claimed in claim 2 wherein said digital signal processing techniques comprise Fast Fourier Transform techniques. 4. The apparatus as claimed in claim 1 further comprising: a base station coupled to said controller;wherein said controller is further configured to send the alarm signal to said base station. 5. The apparatus as claimed in claim 4 further comprising: a chest motion sensor configured to be coupled to said person, wherein said chest motion sensor is configured to send a signal to said base station that represents chest motion of said person. 6. The apparatus as claimed in claim 1 further comprising: at least one filter coupled between said at least two microphones and said controller, wherein said at least one filter is configured to filter said microphone signals, and wherein said controller is further configured to identify that said filtered microphone signals are substantially the same as the at least one signal pattern. 7. The apparatus as claimed in claim 6 wherein the at least two microphones comprise four microphones, the apparatus further comprising four filters coupled between said four microphones and said controller, wherein a first of said four filters is configured to filter out all microphone signals except microphone signals having frequencies in a range of twenty Hertz (20 Hz) to one hundred Hertz (100 Hz);wherein a second of said four filters is configured to filter out all microphone signals except microphone signals having frequencies in a range of one hundred Hertz (100 Hz) to one thousand Hertz (1,000 Hz);wherein a third of said four filters is configured to filter out all microphone signals except microphone signals having frequencies in a ra... | Sleep Methods, Inc. | A61B007/00 A61B005/08
US07495224 | B2 | 2009-02-24 | Single-use external dosimeters for use in radiation therapies and related methods and systems | 2004-06-10 | Methods, systems, devices, and computer program products include positioning disposable single-use radiation sensor patches that have adhesive means onto the skin of a patient to evaluate the radiation dose delivered during a treatment session. The sensor patches are configured to be minimally obtrusive and operate without the use of externally extending power chords or lead wires. | 1. A method for monitoring radiation administered to patients undergoing radiation, comprising the steps of: releasably securing at least one single-use dosimeter sensor patch comprising electronic memory to be in intimate contact with the skin of the patient such that, during irridation, the patch is self-contained;obtaining data associated with a change in an operational parameter in the at least one patch electronic memory using a dose reader, the patch electronic memory being configured with data including instructions that direct how the dose reader communicates with the at least one patch and/or obtains data stored in the patch electronic memory; anddetermining a radiation dose received by the patient based on the obtained data of the change in the operational parameter. 2. The method of claim 1 wherein obtaining data from the electronic memory comprises wirelessly obtaining data from the patch electronic memory on the at least one patch using the dose reader. 3. The method of claim 1 wherein an underside of the at least one patch comprises an adhesive, and wherein the releasably securing step is carried out by pressing the patch onto the skin so that it conformably adheres thereto. 4. The method of claim 1 wherein releasably securing the sensor patch onto the skin of the patient is preceded by: at least one of calibrating and/or pre-dosing the at least one patch; andstoring patch specific calibration data in the patch electronic memory of each respective at least one patch. 5. The method of claim 1 further comprising storing radiation-dose data, patient data, time and date of radiation reading, and/or calibration data in the patch electronic memory of the at least one patch. 6. The method of claim 1 wherein the at least one patch comprises a MOSFET device with an associated threshold voltage which changes when exposed to radiation, wherein the threshold voltage is the operational parameter, wherein a post-radiation threshold voltage value of the MOSFET device and a pre-radiation threshold voltage value of the MOSFET device are stored in the patch electronic memory and wherein the determining step further includes analyzing the change in the threshold voltage based on the stored post-radiation threshold voltage value and the stored pre-radiation threshold voltage value of the MOSFET device. 7. The method of claim 6 wherein releasably securing the at least one patch is followed by administering therapeutic radiation to the patient. 8. The method of claim 6 wherein determining a radiation dose further comprises automatically reducing the post-radiation threshold voltage value by the pre-radiation threshold voltage value and automatically comparing to a dose curve to automatically determine the radiation dose. 9. The method of claim 8 wherein determining a radiation dose further comprises automatically prompting a user of the dose reader for predetermined data; then automatically determining the radiation dose using the predetermined d... | Sicel Technologies, Inc. | G01T001/02
US07322944 | B2 | 2008-01-29 | Guide wire | 2004-04-16 | A guide wire which includes: (a) a core wire formed with a mounting portion at the distal end portion; and (b) a plurality of coil wires being fitted onto the mounting portion substantially in tandem, and having different mechanical properties, the adjacent coil wires being connected with each other at the corresponding ends thereof. One of the corresponding ends of the adjacent coil wires is formed into a tapered portion gradually reducing in outer diameter toward said end. The other one of the corresponding ends is formed into a receiving end portion into which the tapered portion is inserted. | 1. A guide wire comprising: (a) a core wire formed with a mounting portion at a distal end portion and having a distal end;(b) a plurality of coil wires being fitted onto the mounting portion substantially in tandem, and having different mechanical properties, adjacent coil wires being connected with each other at the corresponding ends thereof, said plurality of coil wires including a first coil wire having a distal end extending from the distal end of the core wire in the proximal direction of the guide wire and a second coil wire in tandem with the first coil wire and having a distal end positioned distally of a proximal end of the first coil wire, and(c) a distal end tip formed into a solid semi-spherical shape with its spherical surface being a distal end surface of the core wire and fixed to the respective distal ends of the core wire and said first coil wire,wherein one of the corresponding ends of adjacent coil wires is formed into a tapered portion gradually reducing in outer diameter toward said end,the other one of the corresponding ends is formed into a receiving end portion into which the tapered portion is inserted,the length of the insertion of the tapered portion into the receiving end portion is 2% to 40% of the whole length of the coil wire having the receiving end portion, andthe pitches of the receiving end portion of the coil wire are formed to be larger than those of the remaining portion thereof. 2. A guide wire according to claim 1, wherein the mounting portion of the core wire comprises: (a) a plurality of transitional portions continuously disposed in the axial direction, and reduced gradually in outer diameter toward the distal end; and(b) a distal end portion continuously disposed distally from the most distal transitional portion, and formed into a plate shape,wherein the taper ratio of the most proximal transitional portion is larger than that of other transitional portions. 3. A guide wire according to claim 1, wherein the coil wire positioned on the proximal side out of the adjacent coil wires is formed with a tapered portion. 4. A guide wire according to claim 1, wherein the most distal coil wire is formed of a radiopaque material. | Nipro Corporation | A61B005/00 A61M025/00
US20040225210 | A1 | 2004-11-11 | Electrode lead-set for use with bioelectric signal detection/acquisition devices | 2004-02-02 | A lead set assembly is capable of coupling electrodes to a separate device. The assembly includes two leads. The condition sense lead features two conductive paths, each being connectible to one electrode for conveying a bioelectric signal therefrom and capable of having a first noise signal induced therein by electromagnetic emanations. The noise pickup lead also features two conductive paths, each being effectively topographically aligned with one conductive path of the condition sense lead to form a noise-matched pair therewith and capable of having a second noise signal induced therein by the electromagnetic emanations. In each noise-matched pair, this enables the second noise signal to be substantially approximate to the first noise signal. The lead set assembly can thus be used to convey to the separate device (I) the bioelectric and first noise signals using the condition sense lead and (II) the second noise signals using the noise pickup lead. | What is claimed is: 1. A lead set assembly for interconnecting a plurality of electrodes and a separate device, said plurality of electrodes of a type for attaching to a subject for receiving bioelectric signals therefrom, the lead set assembly comprising: (a) a condition sense lead having a pair of conductive paths, each of said conductive paths being connectible to one of said electrodes for conveying a bioelectric signal therefrom and capable of having a first noise signal induced therein by electromagnetic emanations; and (b) a noise pickup lead having a pair of conductive paths each of which being effectively topographically aligned with a corresponding one of said conductive paths of said condition sense lead to form a noise-matched pair therewith and capable of having a second noise signal induced therein by the electromagnetic emanations, thereby enabling said second noise signal to be substantially approximate to said first noise signal in each of said noise-matched pairs, said lead set assembly thus for conveying from said electrodes to said separate device (I) said bioelectric signals and said first noise signals using said conductive paths of said condition sense lead and (II) said second noise signals using said conductive paths of said noise pickup lead. 2. The lead set assembly of claim 1 wherein the difference in voltages of said bioelectric signals conveyed from said electrodes by said conductive paths of said condition sense lead yields a corporeal signal. 3. The lead set assembly of claim 2 wherein said corporeal signal is a cardiac signal. 4. The lead set assembly of claim 1 wherein said condition sense lead is disposed one of (i) atop said noise pickup lead and (ii) beneath said noise pickup lead. 5. The lead set assembly of claim 1 wherein said condition sense lead and said noise pickup lead are insulated from each other with nonconductive film. 6. The lead set assembly of claim 1 wherein said conductive paths of said condition sense lead and said noise pickup lead are composed of a carbon based material. 7. The lead set assembly of claim 6 wherein said carbon based material includes conductive graphite. 8. The lead set assembly of claim 1 wherein said conductive paths of said condition sense lead and said noise pickup lead are attached to opposite sides, respectively, of an inner insulating layer and sandwiched between outer insulating layers. 9. The lead set assembly of claim 8 wherein said conductive paths of said condition sense lead and said noise pickup lead are attached to said inner insulating layer by at least one of drawing, inscribing, imbedding and lithography. 10. The lead set assembly of claim 8 wherein said conductive paths of said condition sense lead and said noise pickup lead are attached to said outer insulating layers by an adhesive. 11. The lead set assembly of claim 8 wherein said inner and said outer insulating layers are each made of nonconductive film. 12. The lead set assemb... |  | A61B005/04
US20040225199 | A1 | 2004-11-11 | Advanced physiological monitoring systems and methods | 2003-05-08 | A system for wirelessly monitoring, in real time, certain physiological/biological parameters of an animate body, such as an athlete or a patient. The parameters are sensed and measured by a transducer located on the animate body. The transducer is part of a transponder that includes an electronic unit containing a wireless receiver/transmitter. Remote R/T access units are spaced such that at any given time, signals from the transponder will be received by at least one of the access units where the data can be coupled to a display monitor and the measured parameters viewed in real time. In addition, a real time video image of an animate body, such as a patient/athlete, may be transmitted to a remotely located monitor for monitoring along with the transmitted physiological/biological patient parameters. | 1. A wireless physiological/biological parameter measuring system comprising: at least one transducer affixed to an animate body such as a patient/athlete for measuring at least one physiological/biological parameter of said body and generating signals representing said at least one physiological/biological parameter; an electronic unit coupled to each said transducer for receiving said physiological/biological parameter signals from said at least one transducer and wirelessly transmitting said parameter signals at a first frequency; at least one remote R/T unit for receiving said wirelessly transmitted parameter signals from said electronic units; and a display monitor unit coupled to said at least one remote R/T unit for visually displaying said parameter signals. 2. The system of claim 1 further comprising: attachment means for physically attaching said transducer to said animate body; and said electronic unit being an RF unit removably attached to said transducer. 3. The system of claim 1 wherein: said transducer and said RF unit are formed in a single unit to create a transponder as an intelligent sensor. 4. The system of claim 3 wherein: said transponder is embedded under the skin of said animate body. 5. The system of claim 1 wherein said transmitted parameter signals include an additional signal that identifies the transponder transmitting said generated parameter signals thereby identifying the animate body to which said transponder is attached. 6. The system of claim 1 further comprising: a hardwired LAN system operating at said first frequency; at least two nodes coupled to said LAN system; a first one of said remote R/T units being located at one of said nodes for receiving and wirelessly transmitting RF signals to and from said LAN system at said first frequency; said transponder transmitting said generated physiological/biological parameter signals as RF signals to said first remote R/T unit at said first frequency; and a second remote R/T unit at another one of said nodes for receiving said RF signals from said hardwired LAN system. 7. The system as in claim 6 wherein said second remote R/T unit comprises at least one of the class of RF signal receivers including, but not limited to, personal digital assistants (PDA's), personal computers (PC's), pagers, and PC tablets. 8. The system as in claim 1 wherein: at least one of said remote R/T units is portable and can be carried by personnel to monitor in real time said physiological/biological parameter signals remotely from the source of said parameter signals thereby enabling a rapid response to changing conditions of said animate body. 9. The system as in claim 1 further including: a first plug-in unit enabling said remote R/T unit to communicate with said transponder at said first RF frequency. 10. The system as in claim 9 further comprising: an existing LAN system that operates at a second frequency different than said first frequency; and a second plug-i... |  | A61B005/00
US20040204658 | A1 | 2004-10-14 | Systems and methods for providing an enhanced bioelectric sensing surface | 2003-04-10 | Systems and methods for providing and using an enhanced bioelectric sensing surface to facilitate locating and obtaining a bioelectric resistance value from a patient for therapeutic and/or diagnostic purposes. In one implementation, a bioelectric probe tip includes a conductive base having a configuration. An abrasive bristly conductive surface is coupled to or otherwise provided on a surface area of the conductive base, wherein the abrasive bristly conductive surface includes a plurality of bristles. Multiple bristles are able to simultaneously contact a surface layer of a patient's skin to enable the bioelectric probe tip to locate and obtain a bioelectric resistance value from the patient. | What is claimed is: 1. A bioelectric sensing surface configured to obtain a bioelectric resistance value of a patient, the sensing surface comprising: an abrasive bristly conductive surface that includes a high density of bristles, wherein the abrasive bristly conductive surface is configured such that a plurality of bristles of the abrasive bristly conductive surface simultaneously contact a dermal surface layer of a patient to enable the sensing surface to locate and obtain a bioelectric resistance value from the patient. 2. A bioelectric sensing surface as recited in claim 1, wherein the abrasive bristly conductive surface is located on at least a portion of a base having a configuration. 3. A bioelectric sensing surface as recited in claim 2, wherein the base is one of: (i) a bioelectric probe tip; (ii) a bioelectric patch; and (iii) a bioelectric clip. 4. A bioelectric sensing surface as recited in claim 2, wherein one of (i) a machining process, (ii) an etching process, (iii) a casting process, (iv) a molding process, and (v) an adhering process locates the abrasive bristly conductive surface on the portion of the base. 5. A bioelectric sensing surface as recited in claim 4, wherein the etching process is one of: (i) a mechanical etching process; and (ii) a chemical etching process. 6. A bioelectric sensing surface as recited in claim 2, wherein the base comprises one of: (i) a conductive material; and (ii) a non-conductive material. 7. A bioelectric sensing surface as recited in claim 2, wherein the configuration includes at least one of: (i) a convex surface; (ii) a concave surface; (iii) a flat surface. 8. A bioelectric sensing surface as recited in claim 7, wherein the configuration further includes at least one of: (i) a wide distal end; and (ii) a roller. 9. A bioelectric sensing surface as recited in claim 1, wherein the abrasive bristly conductive surface is a carbide. 10. A bioelectric sensing surface as recited in claim 1, wherein the abrasive bristly conductive surface comprises at least one of: (i) a metal; (ii) a metal alloy; (iii) graphite; (iv) an electrical conductor; (v) an ionic conductor; and (vi) a conducting polymer. 11. A bioelectric sensing surface as recited in claim 1, wherein the abrasive bristly matrix reduces the need for at least one of: (i) a precise location and (ii) a precise angle in relation with the dermal surface layer to locate and obtain the bioelectric resistance value. 12. A method for manufacturing a device for use in obtaining a bioelectric resistance value from a patient, the method comprising: providing a base having a configuration; forming an abrasive bristly conductive surface on at least a portion of the base, wherein the abrasive bristly conductive surface is configured to contact a dermal surface layer of a patient, and wherein the abrasive bristly conductive surface is further configured to locate and obtain a bioelectric resistance value of the patient. 13... |  | A61B005/05
US20040267570 | A1 | 2004-12-30 | Method for information and management system for health care | 2004-04-23 | Using the method of invention health care system managers, government authorities, insurers, health providers, can use devices, tests, methods of assessment, software programming or hardware programming or other procedures for determining the health or health related status of a person to reach sufficient precision and certainty in clinical examination and test measurements that the true health status of an individual can be described, differentiated from the measurement error components in each examination and test result and the course of the measurements interpreted meaningfully as part of a physician or patient or member of the public seeking well-being and health adopting a prescribed or self prescribed plan for monitoring health and achieving desired health goals and as part of health care system managers, government authorities, insurers, health providers providing improved controls over the quality and costs of health care. Computer software or hardware programming for these methods and for methods disclosed in the co-pending provisional patent applications hereby expressly incorporated above and below by reference as part of the present disclosure enables the physician, health professional, patient, or healthy user, health care system managers, government authorities, insurers, health providers to establish reliable precision and certainty for measurements in clinical examinations and tests whether used for medical research, patient care, health related activities, management of health care systems. Applications are to provide precise and certain interpretations of health indicators based in the improved precision of measurement, earlier detection of changes in health status for both health monitoring and disease management, to provide statistically grounded evidence for possible causal relations among health interventions, disease processes and the clinical or health status of the person, to provide real-time feedback to health care system managers, government authorities, insurers, health providers about the actual outcomes from treatment of individuals in the health care system and to allow this information to be available in real time to develop clinical decision rules to guide care and management choices in the system. | What is claimed is: 1. A method of establishing health and disease assessments and using such assessments as grounds for applying health and disease management, comprising: specifying predetermined health or medical aims for a health or disease management program; selecting a method of assessing the specified aims; determining a user specific error of measurement; setting an assessment plan to provide reliability for descriptive summary statistics for an individual's course over time; selecting criteria for achievement of health aims or for clinically significant health effects; and identifying criteria of statistical significance. |  | G06F017/60 A61B005/00
US20040236190 | A1 | 2004-11-25 | Network based patient monitor apparatus | 2004-05-18 | A patient monitor apparatus coupled to LAN of a hospital is provided. The apparatus comprises a body signal reading module for obtaining at least one body signal, a signal processing module for digitally processing the body signal to obtain at least one record of body data prior to converting into at least one Web page, and a monitor module for showing data, and a network interface interconnected the signal processing module and the LAN for sending the Web page to any computer over the LAN. A medical staff (e.g., nurse or doctor) whether locally or remotely located, can immediately know the conditions of a patient by typing a unique address of the apparatus on a computer by viewing the Web pages of the patient. | What is claimed is: 1. A patient monitor apparatus coupled to LAN of a hospital, the monitor apparatus having a unique address so that one of at least one terminal coupled to the LAN is adapted to retrieve data from the patient monitor apparatus by using the address, comprising: a body signal reading module for obtaining at least one body signal; a signal processing module for digitally processing the at least one body signal to obtain at least one record of body data, converting the at least one record of body data into at least one Web page, and storing the Web pages in a memory; a monitor module for receiving the at least one record of body data from the signal processing module and displaying the same, the monitor module including at least one input means for data input so that the signal processing module is adapted to process input data and the at least one body signal for obtaining at least one record of body data, and a network interface coupled to the signal processing module so that the signal processing module is adapted to send the at least one Web page to the at least one terminal over the LAN. 2. The patient monitor apparatus as claimed in claim 1, wherein the body signal reading module comprises a body signal reading circuit for reading the at least one body signal, and an amplification/filter circuit for receiving the at least one body signal from the body signal reading circuit and amplifying and filtering the same for obtaining at least one processed body signal. 3. The patient monitor apparatus as claimed in claim 1, wherein each of the at least one input means is adapted to input a control message in the signal processing module so that the signal processing module is adapted to process the at least one body signal based on the control message. 4. The patient monitor apparatus as claimed in claim 3, wherein the signal processing module comprises a body signal digital processing unit for digitally processing the at least one body signal, and an interface control unit for receiving the control message so as to process the at least one body signal based on the control message. 5. The patient monitor apparatus as claimed in claim 1, wherein the signal processing module further comprises a network unit for processing and converting the at least one record of body data into at least one Web page based on a protocol. 6. The patient monitor apparatus as claimed in claim 5, wherein the protocol is a TCP/IP. 7. The patient monitor apparatus as claimed in claim 5, wherein each of the at least one terminal is adapted to retrieve data on the at least one Web page from the patient monitor apparatus by using the address. 8. The patient monitor apparatus as claimed in claim 1, wherein the network interface is coupled to the LAN via a connection. 9. The patient monitor apparatus as claimed in claim 1, wherein each of the at least one input means is a keypad. | Tatung Co., Ltd. | A61B005/00
US06853185 | B2 | 2005-02-08 | Magnetic field measurement system | 2004-05-13 | A magnetic field measurement system for canceling an external field is provided, in which plurality of sensing magnetometers (3) for measuring a magnetic field signal in a direction perpendicular to the center axis of a cylindrical magnetic shield (1) are arranged in two dimensions on a plane parallel to the center axis and a reference magnetometer (4) for measuring the external field parallel to the center axis as a reference signal is disposed on a plane perpendicular to the plane parallel to the center axis. The reference signal multiplied by a specified factor is subtracted from a difference between signals from the adjacent sensing magnetometers (3). The magnetic field measurement system allows measurement of an extremely weak magnetic field by efficiently canceling the external field. | 1. A magnetic field measurement system comprising: a magnetically shielding device having a cylindrical magnetic shield composed of a ferromagnetic material; a plurality of sensing magnetometers having respective SQUIDs and respective pickup coils and arranged in two dimensions to sense a magnetic field component of a magnetic field emitted from a living body which is perpendicular to a center axis of said cylindrical magnetic shield; a first reference magnetometer having a SQUID and a pickup coil to sense a magnetic field component of an external field which is parallel to said center axis; a dewar for accommodating and cooling said plurality of sensing magnetometers and said first reference magnetometer, in which said plurality of sensing magnetometers are arranged in two dimensions on a first plane close to said center axis such that a plane of said pickup coils of said plurality of sensing magnetometers is parallel to said center axis and said reference magnetometer is positioned on a second plane perpendicular to said first plane in spaced apart relation to said first plane such that a plane of said pickup coil of said first reference magnetometer is perpendicular to said first plane; a gantry for holding said dewar internally of said cylindrical magnetic shield; a measurement circuit for driving said plurality of sensing magnetometers and said first reference magnetometer to sense said perpendicular magnetic field component and said parallel magnetic field component and outputting the sensed magnetic field components as measurement signals and a first reference signal; a device for recording said measurement signals; and an analyzing device for analyzing said measurement signals and displaying a result of analysis, wherein said analyzing device performs an arithmetic operation of subtracting a value obtained by multiplying said first reference signal sensed by said first reference magnetometer by a first specified factor from a difference between said measurement signals sensed by two of said sensing magneto-meters disposed at different positions to determine a first corrected measurement signal under less influence of said external field. 2. A magnetic field measurement system according to claim 1, further comprising: a magnetometer for measuring a dynamic range compression signal which has a SQUID and a pickup coil and is disposed on a third plane parallel to said first plane and positioned at a larger distance from the center axis of said cylindrical magnetic shield than said first plane to sense a magnetic field component of said external field which is perpendicular to said center axis, wherein the measurement circuit drives said magnetometer for measuring a dynamic range compression signal to sense said perpendicular magnetic field component and outputs the sensed magnetic field component as a dynamic range compression signal, said magnetic field measurement system further comprising: a differential amplifier circuit for subtracting... | Hitachi, Ltd. | G01R033/035 G01R033/02
US06832989 | B2 | 2004-12-21 | Infrared clinical thermometer | 2002-06-18 | This invention is designed such that measurement can be performed only when a probe is sufficiently inserted into an external ear canal. A decision whether the probe is sufficiently inserted into the external ear canal or not is performed on the basis of a detected temperature. | What is claimed is: 1. An infrared clinical thermometer, comprising:a probe configured for insertion into an external ear canal, a detection sensor, arranged inside said probe, for detecting infrared rays radiated from an ear drum, comprising a detector for detecting an insertion condition of said probe into the external ear canal, and a permission unit that permits measurement of infrared intensity, temperature or other condition by said infrared clinical thermometer depending on a detection result obtained by said detectors, wherein said detector detects the insertion condition of said probe into the external ear canal on the basis of a detection result continuously detected by said detection sensor, and wherein said detector comprises a decision unit deciding whether said probe is inserted into the external ear canal depending on whether an infrared intensity or a temperature calculated from the infrared intensity falls within a predetermined range or not on the basis of the detection result continuously obtained by said detector. 2. An infrared clinical thermometer according to claim 1, further comprising a notifying unit for notifying a user of measurement permission by said permission unit. 3. An infrared clinical thermometer according to claim 1, wherein said decision unit makes a decision that said probe is inserted into the external ear canal when the infrared intensity or the temperature calculated from the infrared intensity is held within the predetermined range for a predetermined time after the infrared intensity or the temperature calculated by the infrared intensity changes from a value outside of the predetermined range to a value within the predetermined range. 4. An infrared clinical thermometer according to claim 3, wherein said decision unit makes the decision that said probe is removed from the external ear canal when the infrared intensity or the temperature calculated from the infrared intensity is held within the predetermined range for a predetermined time after the infrared intensity or the temperature calculated from the infrared intensity changes from the value within the predetermined range to the value outside of the predetermined range. 5. An infrared clinical thermometer according to claim 3, further comprising a storage unit that stores data continuously detected by the detector after the decision that said probe is inserted into the external ear canal is made, and wherein at least one item of the data stored in said storage unit is handled as data used in body temperature measurement. 6. An infrared clinical thermometer according to claim 3, wherein the measurement of infrared intensity, temperature or other condition by said infrared clinical thermometer depending on data obtained by said detection sensor is carried out in a first mode in which data used in measurement is selected from data detected by said detection sensor depending on the detection result obtained by said detector or a second mode in ... | Omron Corporation | A61B005/00
US06834203 | B2 | 2004-12-21 | System and method for prioritizing multiple health disorders for use in automated patient care | 2002-07-31 | A system and method for prioritizing multiple health disorders for use in automated patient care is described. A plurality of monitoring sets are retrieved from a database. Each of the monitoring sets include stored measures relating to patient information recorded and derived on a substantially continuous basis. A patient status change is determined by comparing at least one stored measure from each of the monitoring sets to at least one other stored measure with both stored measures relating to the same type of patient information. Each patient status change is ordered in temporal sequence from least recent to most recent. A plurality of health disorder candidates categorized by quantifiable physiological measures of pathophysiologies indicative of each respective health disorder are evaluated and the health disorder candidate with the pathophysiology most closely matching those patient status changes which occurred least recently is identified. | What is claimed is: 1. A system for prioritizing multiple health disorders for use in automated patient care, comprising:a comparison module comparing at least one recorded physiological measure from a plurality of monitoring sets to at least one other recorded physiological measure to quantify a change in patient pathophysiological status for equivalent patient information; an analysis module ordering each patient pathophysiological status change in temporal sequence from least recent to most recent, categorizing a plurality of health disorder candidates using quantifiable pathophysiologies indicative of each health disorder, and identifying the health disorder candidate having the pathophysiology substantially corresponding to the patient pathophysiological status changes which occurred substantially least recently. 2. A system according to claim 1, further comprising:a diagnostic module comparing the at least one recorded physiological measure to at least one other recorded physiological measure which was previously recorded within an adjustable time window for the equivalent patient information. 3. A system according to claim 1, further comprising:a diagnostic module identifying the health disorder candidates having pathophysiologies substantially corresponding to the patient pathophysiological status changes which occurred substantially most recently. 4. A system according to claim 1, further comprising:a diagnostic module categorizing a plurality of previously related quantifiable pathophysiologies for one of the health disorder candidates into a symptomatic event ordering set, and evaluating each quantifiable pathophysiology in the symptomatic event ordering set responsive to a change in at least one of the quantifiable pathophysiologies. 5. A system according to claim 1, further comprising:a diagnostic module prioritizing the patient pathophysiological status changes in accordance with a pre-determined ordering, and comparing the patient pathophysiological status changes having a higher priority which occurred least recently before the patient pathophysiological status changes having a lower priority. 6. A system according to claim 1, further comprising:a database module retrieving the at least one recorded physiological measure and the at least one other recorded physiological measure from monitoring sets stored in a database. 7. A system according to claim 6, further comprising:a server system collecting the at least one recorded physiological measure and the at least one other recorded physiological measure into each monitoring set recorded on a substantially continuous basis or derived therefrom. 8. A system according to claim 7, further comprising:at least one of an implantable medical device and an external medical device recording the at least one recorded physiological measure and the at least one other recorded physiological measure. 9. A system according to claim 1, further comprising:a diagnostic module compar... | Cardiac Intelligence Corporation | A61B005/046
US06832110 | B2 | 2004-12-14 | Method for analysis of ongoing and evoked neuro-electrical activity | 2002-09-05 | A method of analyzing EEG and EP data in order to differentiate between ongoing neuro-electric activity of the brain of a subject and evoked neuro-electric activity of the brain of the subject, the analysis being based upon the frequency and the amplitude of deflections from the base line of the EEG and EP data, the method including a. recording by EEG measurement the ongoing neuro-electric activity; b. administering a series of sensory stimuli to the subject; c. recording by EEG and EP measurement neuro-electric activity evoked in response to the stimuli; d. marking the time of occurrence, polarity and amplitude of each of the deflections recorded; e. generating a histogram of time periods of the deflections for a defined duration prior to, during and subsequent to each of the single stimuli, the histogram reflecting the deflections within the time periods, generating a deflection time distribution based upon data from the histogram, generating an amplitude profile of the deflections, and f using the deflection time distribution and the amplitude profile to statistically analyze and evaluate the ongoing and evoked neuro-electric activity; such that the differentiation between the ongoing and the evoked neuro-electric activity may be quantified. | What is claimed is: 1. A method of analyzing EEG data in order to differentiate between ongoing neuro-electric activity of the brain of a subject and evoked neuro-electric activity of the brain of said subject, said analysis being based upon the time, polarity and amplitude distributions of deflections from the base line of said EEG and EP data, said method comprisinga. recording by EEG measurement said ongoing neuro-electric activity; b. administering a series of sensory stimuli to said subject; c. recording by EEG and EP measurement neuro-electric activity evoked in response to said stimuli; d. marking the time of occurrence, polarity and amplitude of each of said deflections recorded; e. generating a histogram of time periods of said deflections for a defined duration prior to, during and subsequent to each of said stimuli, said histogram reflecting the deflections within said time periods, generating a deflection time distribution based upon data from said histogram, generating an amplitude profile of said deflections; and f. using said deflection time distribution and said amplitude profile to statistically analyze and evaluate the ongoing and evoked neuro-electric activity, such that the differentiation between said ongoing neuro-electric activity and said evoked neuro-electric activity may be quantified. 2. The method of claim 1, wherein said method is modifiable to allow quantification of evoked neuro-electric activity of different frequencies and amplitudes. 3. The method of claim 1, further comprising identifying at least one of said stimuli evoking said neuro-electric activity. 4. The method of claim 1, further comprising analyzing at least one of said stimuli evoking said neuro-electric activity, and examining said evoked neuro-electric activity, said examination including one or more of the group consisting of the timing of said neuro-electric activity; the variability of said neuro-electric activity; and the correlation of said neuro-electric activity. 5. The method of claim 1, wherein said stimuli are sensory stimuli. 6. The method of claim 5, wherein said sensory stimuli are visual stimuli. 7. The method of claim 1, wherein said stimuli include performing an attention demanding task. 8. The method of claim 1, wherein said stimuli include engaging the memory process. 9. The method of claim 1, wherein said time periods range between 3 ms and 10 ms. 10. The method of claim 1, wherein said time period is 6 ms. 11. The method of claim 1, wherein said deflections are both positive and negative deflections. 12. The method of claim 1, wherein said method is actuatable and operatable by a computer. 13. The method of claim 1, including using the method to measure the effect of said stimuli on said subject compared to the effect of said stimuli on other subjects. 14. The method of claim 1, including using the method to measure the effect of said stimuli on said subject over a period of time. 15. The method of claim 1, includi... |  | A61B005/00
US06821249 | B2 | 2004-11-23 | Temperature monitoring of congestive heart failure patients as an indicator of worsening condition | 2002-09-19 | Indication of worsening health condition in patients with congestive heart failure using the analysis of the speed and pattern of temperature change in a way that is individualized toward patient's health condition. | What is claimed is: 1. A method alerting a worsening of condition in a patient with congestive heart failure, which comprises:(a) pre-setting a cut-off point of at least one temperature attribute of hypothermia comprising rate of fall of body temperature relative to optimum sensitivity and specificity for such attribute as a congestive heart failure predictor of death of a patient, (b) routinely determining that attribute in the patient, and (c) determining from said routine determinations of said attribute whether a condition of congestive heart failure hypothermia has occurred, and if so, (d) issuing an alert warning of said worsening condition. 2. The method of claim 1 in which said operation (c) comprises determining whether said attribute has attained or crossed said cut-off point. 3. The method of claim 1 further comprising routinely determining said attribute for at least one peripheral site and for a core site and in which said operation (c) comprises determining whether said attribute in both said sites are moving in the direction of said cut-off point. 4. The method of claim 1 in which said operation (c) comprises determining whether rise of core temperature of the patient from a temperature below a baseline temperature of the patient to a temperature at or closer to baseline lags behind rise of core temperature of the normal person from a temperature below a baseline temperature of the normal person to a temperature at or closer to baseline, or if the core temperature of the patient rises from a temperature below a baseline temperature of the patient to less than a predetermined minimum acceptable rise. 5. A method caring for a patient with congestive heart failure, which comprises:(a) pre-setting a cut-off point of at least one temperature attribute of hypothermia comprising rate of fall of body temperature relative to optimum sensitivity and specificity for such attribute as a congestive heart failure predictor of death of a patient, (b) routinely determining that attribute in the patient, and (c) determining whether said attribute has attained or crossed said cut-off point. 6. The method of claim 5 in which optimum sensitivity and specificity for rate of fall of body temperature is 0.4° F. per hour. 7. The method of claim 5 in which said temperature attribute additionally comprises a hypothermic body temperature. 8. The method of claim 7 in which optimum sensitivity and specificity for hypothermic body temperature is 95° F. 9. The method of claim 5 in which said cut-off point is pre-set as (i) the optimum sensitivity and specificity value of said temperature attribute, (ii) an increase in the sensitivity of said cut-off point from the optimum sensitivity and specificity value of said temperature attribute, or (iii) a decrease in the sensitivity of said cut-off point from the optimum sensitivity and specificity value of said temperature attribute. 10. The method of claim 5 further comprising:(d) outputting an alert if sa... | Board of Regents, The University of Texas | A61B005/00
US06903549 | B2 | 2005-06-07 | Electron spectrometer | 2001-08-08 | Inordinate localised systems are used at room temperature in a novel device in the form of an electron spectrometer for utilising single-electron electronic applications. Said electron spectrometer device consists of a nanocrystalline metal or a nanocrystalline semiconductor material used as conductor strip connection in the form of an inlet or an outlet for single-electron electronic components and circuits consisting of lithographically produced quantum dots. The resulting single-electron electronic device consisting of quantum dots is supplied with energetically very sharply defined electrons. Said device can thus be operated at room temperature, undisturbed by phonons. | 1. Electron spectrometer for supplying and measuring single-electron components and circuits, characterized in that the single-electron components and circuits to be supplied and measured are first connected to the outside world at the input and output of the components and circuits by conductor pathways, surfaces, or layers; in that the conductor pathways, surfaces, or layers consist of nanocrystalline material with widely separated energy levels, similar to those present in a 0-dimensional electron gas; and in that the electrons with many closely spaced energies offered by the metallic connections to the outside world are selected with respect to their energies by the discrete levels present in the 0-dimensional electron gas system, are filtered as if spectroscopically according to their energies, and are then sent to the single-electron device to be studied. 2. Electron spectrometer for supplying and measuring single-electron components and circuits according to claim 1, characterized in that the connecting conductor pathways consist of material with the energy level distribution of a 0-dimensional electron gas material; and in that the energy gaps in meV between the levels are at least as wide as the energy of the phonons at the temperature selected for the measurement. 3. Electron spectrometer for supplying and measuring single-electron components and circuits according to claim 1, characterized in that the connecting conductor pathways consist of material with the energy level distribution of a 0-dimensional electron gas material; and in that the energy gaps between the levels are equal to at least 27 meV, which corresponds to the energy of phonons at room temperature, in order to suppress the effects of thermal interference with the Coulomb blockade in the single-electron components and circuits at room temperature. 4. Electron spectrometer for supplying and measuring single-electron components and circuits according to claim 2 characterized in that the connecting conductor pathways consist of material with the energy level distribution of a 0-dimensional electron gas material; and in that the energy gaps between the levels are equal to at least 27 meV, which corresponds to the energy of phonons at room temperature, in order to suppress the effects of thermal interference with the Coulomb blockade in the single-electron components and circuits at room temperature. 5. Electron spectrometer for supplying and measuring single-electron components and circuits at room temperature according to claim 1, characterized in that the transport of the electrons along the connecting conductor pathways from the 0-dimensional electron gas material after the application of a voltage to the contacts with the outside world takes place by the hopping or tunneling of the electrons between the nanocrystals and the single-electron components and circuits; and in that no ohmic losses occur during this process. 6. Electron spectrometer for supplying and ... | NaWoTec GmbH | G01V003/00
US06821299 | B2 | 2004-11-23 | Implantable prosthesis for measuring six force components | 2003-03-21 | An implantable knee prosthesis for in-vivo measuring force components along three different axes, the X-axis, the Y-axis, and the Z-axis. The prosthesis can measure six different force components along these axes while the prosthesis is under load. | What is claimed is: 1. An implantable knee prosthesis for measuring force components, comprising:a tibial implant having a tray and an elongated stem extending distally from the tray, the stem has an internal cavity and a force measuring section; and at least one force detection instrument located in the internal cavity at the force measuring section, wherein the force detection instrument is adapted to measure six different force components while the tibial implant is under load. 2. The knee prosthesis of claim 1 wherein the force measuring section is integrally formed with the stem. 3. The knee prosthesis of claim 2 wherein the force detection instrument measures deflection of the force measuring section. 4. The knee prosthesis of claim 1 wherein the force detection instrument includes four measuring sensors equally spaced and circumferentially disposed in the cavity. 5. The knee prosthesis of claim 4 wherein the measuring sensors are strain gauges. 6. The knee prosthesis of claim 1 wherein a coordinate system having an X-axis, Y-axis, and Z-axis define the tray, and the force detection instrument is adapted to measure force components along the X, Y, and Z axes. 7. The knee prosthesis of claim 6 wherein the force components includes forces and torques along the X, Y, and Z axes. 8. The knee prosthesis of claim 1 wherein the force measuring section is adjacent the tray. 9. An implantable prosthesis for measuring loads while implanted, the prosthesis comprising:a first component adapted to be affixed to bone; and a second component connectable to the first component, the second component including an elongated stem having a force measuring section and an internal cavity, at least one force detection instrument located in the cavity, and electronics located in the cavity and connected to the force detection instrument, wherein the force detection instrument measures six different force components defined along a coordinate system having an X-axis, Y-axis, and Z-axis. 10. The implantable prosthesis of claim 9 wherein force components include forces and torques along all of the X, Y, and Z axes. 11. The implantable prosthesis of claim 9 wherein the force measuring section is integrally formed with the stem. 12. The implantable prosthesis of claim 11 wherein the force detection instrument measures strain along the force measuring section. 13. The implantable prosthesis of claim 12 wherein the force measuring section is formed as a hollow cylinder. 14. The implantable prosthesis of claim 9 wherein the second component includes an enlarged substantially elliptical tray, and the force measuring section is adjacent the tray. 15. An implantable knee prosthesis for measuring force components, comprising:a tibial implant having an enlarged tray and an elongated stem extending downwardly from the tray, the stem having an internal cavity and a force measuring section; a tibial shell adapted to be implanted into an intramedullary canal of a ... | Zimmer Technology, Inc. | A61F002/38 A61B005/103
US06804545 | B2 | 2004-10-12 | Catheter having mapping assembly | 2002-02-11 | A mapping catheter comprises a catheter body and a mapping assembly. The catheter body has an outer wall, proximal and distal ends, and at least one lumen extending therethrough. The mapping assembly comprises a generally straight proximal region attached to the catheter body, a generally circular main region distal the proximal region having an outer circumference, and a generally straight distal region distal the main region. The mapping assembly also comprises a support member having shape-memory, a non-conductive covering over the support member, and a plurality of electrodes on the non-conductive covering along the generally circular main region. | What is claimed is: 1. A mapping catheter comprising:an elongated tubular catheter body having an outer wall, proximal and distal ends, and at least one lumen extending therethrough; and a mapping assembly comprising: a tubular structure having a generally straight proximal region attached to the catheter body, a generally circular main region generally transverse and distal to the proximal region having an outer circumference, a transition region connecting the proximal region and the main region, and a generally straight distal region distal the main region and comprising a tightly wound coil spring, wherein the tubular structure comprises a non-conductive cover over at least the main region of the mapping assembly, a support member having shape-memory disposed within at least the main region of the mapping assembly; and a plurality of spaced-apart electrodes carried by the generally circular main region of the mapping assembly. 2. A catheter according to claim 1, wherein the coil spring is contained within the non-conductive cover. 3. A mapping catheter comprising:an elongated tubular catheter body having an outer wall, proximal and distal ends, and at least one lumen extending therethrough; and a mapping assembly comprising: a tubular structure comprising a generally circular main region having first and second ends, the generally circular main region being generally transverse and distal to the catheter body and having an outer circumference and a generally straight distal region distal to the main region, wherein the tubular structure comprises a non-conductive cover over at least the main region of the mapping assembly; a support member having shape-memory disposed within at least the main region of the mapping assembly; and a plurality of electrodes carried by the generally circular main region of the mapping assembly, wherein a first electrode is positioned on the generally circular main region a distance of no more than about 55° from the first end, a second electrode is positioned on the generally circular main region a distance of no more than about 55° from the second end, and a plurality of additional electrodes are approximately evenly spaced about the entire circumference and along the length of the generally circular main region between the first electrode and the second electrode, such that, in use, when the mapping assembly is positioned in a tubular region of or near the heart, with the outer circumference of the generally circular main region in contact with the inner circumference of the tubular region, the electrodes can be used to map the inner circumference of the tubular region. 4. A catheter according to claim 3, wherein the first electrode is positioned on the generally circular main region a distance of no more than about 48° from the first end, and the second electrode is positioned on the generally circular main region a distance of no more than about 48° from the second end. 5. A catheter according to claim... | Biosense Webster, Inc. | A61B005/042
US06807438 | B1 | 2004-10-19 | Electric field sensor | 2002-09-30 | An electric field sensor employs a capacitive pick-up electrode in a voltage divider network connected to a body emanating an electric field. The system is relatively insensitive to variations in the separation gap between electrode and body, reducing sensor motion artifacts in the output signal and stabilizing its low frequency response. The pick-up electrode may be positioned at a “stand off” location, spaced from intimate contact with the surface of the body. This is equivalent to providing low level capacitive values for the capacitive coupling between the pick-up electrode and the body whose electric field is to be monitored. Or a series limiting capacitor may be provided in the input stage. Human body-generated electrical signals may be acquired without use of conductive gels and suction-based electrodes, without direct electrical contact to the body, and even through thin layers of clothing. | What is claimed is: 1. An electric potential sensor for detecting an electrical potential difference present over a source surface comprising:(1) a voltage divider network including at one end a pick-up electrode with a face surface having an insulating layer positioned adjacent to said face surface for placement next to a source surface whose electrical field is to be sensed through capacitive coupling (2) an electrical coupling at the other end of the voltage divider network for connection to another portion of the source surface over which an electrical potential difference exists; and (3) voltage sensing means for providing a voltage output, said voltage sensing means having an input capacitance that forms a portion of the voltage divider network, the voltage sensing means being connected for measuring the voltage appearing across that portion of the voltage divider network provided by said input capacitance and for providing a voltage output that corresponds to the strength of said electrical potential difference characterized in that the capacitance that can exist between the source surface and the voltage sensing means is sufficient so that, when the pickup electrode is placed adjacent the source surface, the change in the capacitive coupling between the voltage sensing means and the source surface arising from a change in the separation distance between the pickup electrode and said surface varies insensitively with displacement of the electrode towards or away from the surface whereby, upon variation of the separation distance between the source surface and the pick-up electrode, the overall, effective capacitance formed in use between said source surface and the voltage sensing means through the pick-up electrode is such that the change in capacitance is leas than 50 percent when subjected to a 0.1 mm increase in said separation distance, and wherein the voltage sensing means has an input resistance that, when combined with the capacitance that can exist between the source surface and the voltage sensing means through the pick-up electrode, provides an RC filter with a low-frequency cut-off of at least 0.05 hertz. 2. A sensor as in claim 1 wherein the voltage output of the voltage sensing means is an unmodulated voltage output that corresponds to the strength of said electrical potential difference. 3. A sensor as in claim 1 wherein the percentage change in capacitance is less than 20% when a 0.1 mm increase in the separation distance occurs. 4. A sensor as in claim 1 wherein said insulating layer is of such dimensions as to preclude the electrode from providing a capacitance value of over 40 picoFarads/cm2. 5. A sensor as in claim 1 wherein said insulating layer is of such dimensions as to preclude the electrode from providing a capacitance value of over 20 picoFarads/cm2. 6. A sensor as in claim 1 wherein said insulating layer is of such dimensions as to preclude the electrode from providing a capacitance value of over 10 picoF... |  | A61B005/04
US06909914 | B2 | 2005-06-21 | Method for generating time independent images of moving objects | 2003-06-13 | A method for generating time independent images of moving objects with the image information being related to properties of the moving objects represented by sequences of digital images. The images are transformed into a series of space-time representations of the image data. A function is derived from the space-time representation images that approximates the object motion and is used to create time independent images of the moving objects. | 1. A method for generating time independent images of moving objects comprising the following steps: providing a sequence of digital images of the moving part of an object; transforming image information of said sequence into a series of space-time images comprised of pixels or groups of pixels on a series of adjacent line-segments, said line-segments being positioned in such a way as to cross the said moving part of said object and being distributed in such a way as to completely cover said moving part of the said object; aligning said space-time images of each of said line-segments related to different images of said sequence in order to compensate for motion of said moving part of said object along said line-segments by shifting said images of said sequence taken at different times along a given line-segment for a distance corresponding to the displacement of said moving part of said object; defining an evaluation function having at least one parameter and calculating for each pixel or group of pixels the value of the said parameter for best fitting said evaluation function with a curve representing the values of said pixel or group of pixels obtained from said aligned space-time images; and constructing a time independent image of said moving object by defining a pixel appearance scale univocally correlated to said at least one parameter and using said evaluation function. 2. The method according to claim 1 characterised in that the pixel values comprise the brightness of a black and white digital image or one or more of variables of a color image. 3. The method according claim 1 characterised in that said alignment of said images along said segment at different times for freezing said motion of said object is carried out in accordance with a statistical algorithm. 4. The method according to claim 1, characterised in that said alignment of said images along said segment at different times for freezing said motion of said object is carried out by means of edge or contour recognition algorithms. 5. The method according to claim 1, characterised in that said alignment of said images along said segment at different times for freezing said motion of said object is carried out by determining the barycentre line between upper and lower edges of said image along each of said segments and calculating parameters of each of said segments relative to the distance of said pixels on said segment from an origin. 6. The method according to claim 1, characterised in that said estimation function is of the form y(t)=A(1−e−Bt), where y(t) is the pixel value depending from time, t is the time at which the pixel value has been determined in the image and A and B are parameters giving the best fit of said estimation function. 7. The method of claim 6, characterised in that said parameters can be imaged in a two-dimensional or a three-dimensional image, or in any known representation of a function of one, two, or more variables. 8. The method according clai... | Esaote, S.p.A. AMID Srl | A61B005/05
US06829498 | B2 | 2004-12-07 | Device for creating a neural interface and method for making same | 2001-11-16 | An implant device for creating a neural interface with the central nervous system having a polyimide-based electrode array is presented along with a method for making the device. The device may be configured as a three dimensional structure and is capable of sensing multi-unit neural activity from the cerebral cortex. Mechanical, electrical and biological characteristics of the device support its use as a reliable, long term implant. | We claim: 1. An implant device for creating a neural interface with the central nervous system comprising at least one electrode sandwiched within a bi-layer polyimide insulating substrate and at least one via formed within said bi-layer polyimide substrate, wherein said via is separate and apart from said electrode. 2. The device of claim 1 further comprising at least one bioactive species contained within said via. 3. The device of claim 1 further comprising at least one shaft and wherein said electrode and via are located on said shaft. 4. The device of claim 3 wherein said shaft is bent to create a three-dimensional device structure. 5. The device of claim 1 further comprising a feedthrough interconnect system for connecting the device to at least one connector pin. 6. The device of claim 1 wherein said bi-layer polyimide substrate is flexible. 7. An implant device for creating a neural interface with the central nervous system comprising:a first flexible thermoplastic layer; a second flexible thermoplastic layer; a metal layer sandwiched between said first and second layers; at least one electrode formed from said metal layer; and at least one via formed within said first and second layers, wherein said via is separate and apart from said electrode. 8. The implant of claim 7 wherein said first and second flexible thermoplastic layers comprise a polyimide. 9. The implant of claim 7 further comprising at least one bioactive species contained within said via. 10. The implant of claim 9 wherein said implant comprises at least two or more vias and each of said vias contains a different bioactive species. 11. The implant of claim 7 further comprising at least one wire trace connected to said electrode. 12. The implant of claim 7 wherein said implant is bent to create a three-dimensional structure. 13. The implant of claim 7 wherein said electrode and said via are located on a shaft. 14. The implant of claim 13 wherein said electrode has an exposed site size within a range of about 20-40 microns by 20-40 microns. 15. The implant of claim 13 wherein said shaft is preferably about 1.5 millimeters in length. 16. The implant of claim 13 wherein said shaft preferably has a width of about 160 microns and a thickness of less than 20 microns. 17. The implant of claim 13 wherein said shaft is bent to create a three-dimensional implant. 18. The implant of claim 7 further comprising two or more shafts wherein at least one electrode and at least one via is located on each shaft. 19. The implant of claim 18 wherein said shafts are bent to create a three-dimensional implant. 20. The implant of claim 7 wherein said via is preferably located about 40 micrometers from said electrode. 21. The implant of claim 7 further comprising a feedthrough interconnect system for connecting the implant to at least one individual connector pin. 22. An electrode array for creating a multi-channel neural interface with the central nervous system comprising:a... | Arizona Board of Regents | A61B005/04 A61N001/05
US07333843 | B2 | 2008-02-19 | Apparatus and method for easing use of a spectrophotometric based noninvasive analyzer | 2004-04-13 | A placement guide apparatus with an improved hydration inducing plug used in coupling a noninvasive analyzer to a sampling site to determine analyte in the human body is disclosed. The hydration inducing plug includes at least one fluoropolymer that may be used as a coupling agent. The guide apparatus may further include an automated or semi-automated coupling fluid delivery system. Use of either of these couplers mitigates issues associated with related technology and enhances noninvasive analyte measurements, such as a near-IR diffuse reflectance based noninvasive glucose concentration analyzer. | 1. A method for collecting data used in determining glucose using an optically based noninvasive glucose analyzer, the method comprising the steps of: coupling an optical probe of said noninvasive glucose analyzer with a placement guide which is coupled to a sampling skin;delivering incident photons into a sampling site in said sampling skin; andcollecting photons emerging from said sampling site;wherein said optical probe comprises at least one optical incident member for delivering incident photons into said sampling site and an optical collection member for collecting photons emerging from said sampling site; andwherein said guide comprises:a mount having a contact surface at one end, at least a portion of said contact surface being in contact with said sampling skin;an aperture, defined by said mount, which is adapted to receive said optical probe, wherein an area defined by said aperture comprises said sampling site; anda hydration inducing plug securely attached, from said aperture, to said mount at said one end, wherein an outer surface of said hydration inducing plug is aligned with said contact surface of said mount, said outer surface being in direct contact with said sampling site;wherein said hydration inducing plug acts an optical interface between said optical probe and said sampling site when said optical probe is coupled into said aperture, andwherein said hydration inducing plug comprises a fluoropolymer material. 2. The method of claim 1, wherein said hydration inducing plug has any of the following characteristics: hydrophobic;insulating;mechanically flexible and strong;near-IR transmissive from 1100 to 1900 nm; andindex of refraction matched. 3. The method of claim 1, wherein said hydration inducing plug comprises an evenly flat member. 4. The method of claim 1, wherein said hydration inducing plug comprises multiple layers. 5. The method of claim 4, wherein said multiple layers are unevenly heat compressed. 6. The method of claim 5, wherein the central area of said hydration inducing plug is heat compressed to be thinner than a surrounding area. 7. The method of claim 1, wherein said hydration inducing plug has an aperture formed in a center thereof, wherein upon said optical probe being coupled with said guide, said optical collection member of said optical probe is coupled into said aperture and has direct contact with said sampling site, while said optical incident member of said optical probe maintains direct contact with the surrounding area of said hydration inducing plug. 8. The method of claim 1, wherein the inner surface of said hydration inducing plug is shaped as an optical convexity and there is an aperture formed in the center of said hydration inducing plug, such that upon said optical probe being coupled with said guide, said optical collection member of said optical probe is coupled into said aperture and has direct contact with said sampling site. 9. The method of claim 1, wherein said mount comprises... | Sensys Medical, Inc. | A61B005/00
US07713211 | B2 | 2010-05-11 | Method of optimizing patient outcome from external counterpulsation therapy | 2004-07-12 | A method of data management for optimizing the patient outcome from the provision of external counterpulsation (ECP) therapy is described. This method describes a process by which sets of dynamic cardiopulmonary dependent variables are measured during steady-state conditions, displayed, and translated into quantitative and qualitative measurements while the independent variables of ECP, cuff inflation duration and cuff inflation pressure settings of ECP systems, are altered by a physician. In combination with visual observation and computer-assisted ranking of the dependent variables, a physician can utilize the resulting information to render decisions on the optimal choice of the independent variables. The method will enable physicians to collect, view, track and manage complicated data using well-understood visualization techniques to better understand the consequences, acutely and chronically, of their therapeutic actions in general, and of their provision of ECP therapy in particular. | 1. A method of optimizing external counterpulsation therapy (ECP) provided to a patient with heart disease including: (a) non-invasively measuring hemodynamic and pulmonary performance in terms of one or more variables selected from the group consisting of forward pump function or stroke volume output, retrograde effects on filling pressures, pulmonary venous flow, and gas exchange at the alveolar/capillary membrane interface while the patient is at rest and connected to an ECP device;(b) displaying non-invasive cardiopulmonary gas exchange variables; and storing said non-invasive cardiopulmonary gas exchange variables as data sets, each set being associated with a unique value of cuff inflation duration (CID) and cuff inflation pressure (CIP); and(c) utilizing the stored cardiopulmonary gas exchange variable sets in selecting an optimal combination of CID and CIP values from several possible such values uniquely for individual patients. 2. A method as in claim 1 wherein forward pump function of the heart is selectively derived from oxygen pulse (VO2/HR), and retrograde effects on filling pressures, pulmonary venous flow, and gas exchange at the alveolar/capillary membrane interface are selectively derived from the ventilatory equivalent for CO2 (VE/VCO2). 3. A method as in claim 2 including the step of utilizing additional cardiopulmonary gas exchange variables selected from the group consisting of end tidal CO2 (ETCO2) and the ventilatory efficiency slope. 4. A method as in claim 3 wherein the values for CID and CIP are defined in a boundary conditions table unique to an ECP manufacturer of interest. 5. A method as in claim 2 wherein the values for CID and CIP are defined in a boundary conditions table unique to an ECP manufacturer of interest. 6. A method as in claim 1 including the step of measuring retrograde effects using an end-tidal CO2 analyzer. 7. A method of optimizing external counterpulsation therapy (ECP) provided to a patient with heart disease while the patient is at rest and connected to an ECP device including: (a) non-invasively measuring hemodynamic and pulmonary performance in terms of one or more variables selected from the group consisting of forward pump function or stroke volume output, retrograde effects on filling pressures, pulmonary venous flow, and gas exchange at the alveolar/capillary membrane interface wherein forward pump function of the heart is selectively derived from the oxygen pulse (VO2/HR), and retrograde effects on filling pressures, pulmonary venous flow, and gas exchange at the alveolar/capillary membrane interface are selectively derived from the ventilatory equivalent for CO2 (VE/VCO2);(b) displaying non-invasive cardiopulmonary gas exchange exercise variables; and storing said non-invasive cardiopulmonary gas exchange variables as data sets, each set being associated with a unique value of cuff inflation duration (CID) and cuff inflation pressure (CIP)(c) utilizing the stored cardiopulmonary va... | Shape Medical Systems, Inc. | A61B005/08
US07326576 | B2 | 2008-02-05 | Raman spectroscopic monitoring of hemodialysis | 2003-04-09 | Spectroscopic systems and methods are disclosed for determining levels of at least one analyte in blood undergoing hemodialysis. In one aspect, the invention employs Raman spectroscopy to monitor and/or control hemodialysis. In one embodiment, the system uses a laser light directed to circulating blood from a patient undergoing dialysis to make Raman spectral measurements. For example, the laser light can be directed into a segment of the dialysis tubing. The system can utilize unique Raman spectroscopic signature of one or more analytes, e.g., urea, to identify and quantify such analytes against a whole blood background. Based on the spectral response, the concentration of the analytes can be monitored and/or used to control hemodialysis. | 1. A method for monitoring hemodialysis, the method comprising the steps of: adapting a Raman spectroscopy probe to a hemodialysis tube of a hemodialysis system;irradiating a sample of blood in the tube that is undergoing hemodialysis by the system with light via the probe;obtaining a Raman spectrum of chemical constituents from the sample via the probe; anddetermining the concentration of urea in the sample based on a linear correlation between urea concentration and intensity of Raman scattered light at 1001 cm−1. 2. The method of claim 1, further comprising: repeating the steps of irradiating and analyzing to detect changes in level of the analyte over time. 3. The method of claim 1, wherein the step of irradiating the sample further comprises irradiating the sample with light of at least one wavelength in the range from about 700 nanometers to about 2.5 micrometers. 4. The method of claim 1, wherein the step of irradiating the sample further comprises irradiating the sample with light from a multi-mode laser. 5. The method of claim 1, wherein the step of irradiating the sample further comprises irradiating the sample with a broad band light source. 6. The method of claim 1, wherein the step of irradiating the sample further comprises irradiating the sample with infrared light. 7. The method of claim 1, wherein the step of obtaining a Raman spectrum of light scattered by the sample comprises detecting Raman scattered light using low resolution detector. 8. The method of claim 1, wherein the step of analyzing the spectrum further comprises determining the concentration of at least one analyte other than urea in the sample. 9. The method of claim 8, wherein the analyte other than urea comprises an analyte selected from a group consisting of: a urea-based compound, an ammonium-based compound, a uric acid-based compound, and a nitrogen-based compound. 10. The method of claim 1, wherein the Raman spectroscopy probe comprises an optical head assembly that is operably connected by an optical fiber bundle to a light source and a light analyzer. 11. The method of claim 10, wherein the Raman spectroscopy probe further comprises a sampling tube connected to the optical head assembly and the step of adapting the Raman spectroscopy probe to the hemodialysis tube further comprises coupling the sampling tube to the hemodialysis tube using a coupler. 12. The method of claim 1, wherein the step of adapting the Raman spectroscopy probe to the hemodialysis tube comprises coupling the probe to the tube using a coupler. 13. The method of claim 12, wherein the Raman spectroscopy probe comprises an optical head assembly that is operably connected by an optical fiber bundle to a unit comprising a laser source and a light analyzer. 14. The method of claim 1, wherein the Raman spectroscopy probe comprises: an optical head assembly that defines a light input pat and a light output path that are at least substantially orthogonal; anda light redirecting eleme... | Prescient Medical, Inc. | G01N033/62 G01N033/50 G01N021/65 G01J003/44 A61B005/20
US07184823 | B2 | 2007-02-27 | Body composition management apparatus for pregnant woman | 2004-05-28 | A body composition management apparatus for a pregnant woman which measures body fat or body water by a bioelectrical impedance method is provided. The apparatus comprises: first input means, second input means, measurement means, first computation means, and second computation means, wherein the first input means inputs personal data of a pregnant woman such as a body height and a body weight, the second input means inputs the gestational weeks, the measurement means measures the bioelectrical impedance of the pregnant woman, the first computation means computes a body fat mass or a total body water from the personal data and the impedance, and the second computation means computes a body fat mass or total body water in a non-pregnant state from the computed body fat mass or total body water and the amount of an increase in body weight from the non-pregnant state. | 1. A body composition management apparatus for a pregnant woman for measuring body fat or body water by a bioelectrical impedance method, the apparatus comprising: first input means for inputting personal data of a pregnant woman such as a body height and a body weight,second input means for inputting gestational weeks,measurement means for measuring the bioelectrical impedance of the pregnant woman,first computation means for computing a body fat mass or a total body water from the personal data and the bioelectrical impedance, andsecond computation means for computing a body fat mass or total body water in a non-pregnant state from the body fat mass or total body water computed by the first computation means, and the amount of an increase in body weight from the non-pregnant state. 2. The apparatus of claim 1, wherein the second input means is for taking in an expected date of birth so as to determine the gestational weeks. 3. The apparatus of claim 1 or 2, wherein the apparatus is adapted to prepare health management data from a change in the body fat mass or total body water between the non-pregnant state and the time of the measurement. | Tanita Corporation | A61B005/05
US07244236 | B2 | 2007-07-17 | Specimen trap with strainer | 2004-05-17 | A specimen trap including a container forming a chamber. A strainer is fixedly positioned within the chamber and defines an upper portion of the chamber and a lower portion of the chamber. The strainer has a porous surface that provides fluidic communication between the upper portion and the lower portion. One tube connection is mounted to the cap and forms a passage through the cap and another tube extends through the cap and through the strainer into the lower portion. The cap is rotatable with respect to the container to form communication between one of the specimen compartments and the one tube connection passage for collection of an independent specimen. | 1. A specimen trap comprising: a container forming a chamber;a strainer fixedly positioned within the chamber and defining an upper portion of the chamber and a lower portion of the chamber, the strainer having a porous surface providing fluidic communication between the upper portion and the lower portion;a dividing element extending from a top surface of the strainer, the dividing element forming a plurality of specimen compartments;a cap rotatably mounted with respect to the container;a first tube connection mounted to the cap and forming a passage through the cap and in communication with the upper portion;a second tube extending through the cap and extending through the strainer into the lower portion, the second tube forming a passage in communication with the lower portion, the second tube forming a shoulder interfering with the strainer to prevent the strainer from raising to a higher level within the chamber; andthe cap rotatable with respect to the container to form communication between one of the specimen compartments and the first tube connection passage. 2. The specimen trap of claim 1 wherein a plurality of supports are connected to the strainer and maintaining the strainer in a fixed position within the chamber. 3. The specimen trap of claim 1 wherein the second tube forms a shoulder interfering with the strainer and maintaining the strainer in a fixed position within the chamber. 4. The specimen trap of claim 1 wherein the first tube connection is positioned at a periphery of the cap. 5. The specimen trap of claim 1 wherein the second tube is positioned along a rotational axis of the cap. 6. The specimen trap of claim 1 wherein the dividing element comprises a plurality of dividers, each divider extending radially outwardly from a center point of the strainer. 7. The specimen trap of claim 1 wherein the dividing element comprises a plurality of dividers, each divider extending upwardly between the top surface of the strainer and the cap. 8. The specimen trap of claim 1 wherein the dividing element is integrated with the strainer. 9. The specimen trap of claim 1 further comprising a plurality of indices on an outer surface of the container, each index of the plurality of indices corresponding to one of the specimen compartments. 10. The specimen trap of claim 1 wherein a volume of the upper portion is about equal to a volume of the lower portion. 11. The specimen trap of claim 1 wherein a volume of the upper portion is greater than a volume of the lower portion. 12. The specimen trap of claim 1 wherein the passage formed by the first tube connection provides communication between a suction field and the upper portion. 13. The specimen trap of claim 1 wherein the passage formed by the second tube provides communication between the lower portion and a suction source. 14. A specimen trap comprising: a container forming a chamber;a strainer fixedly positioned within the chamber and defining an upper portion of the chamber... | M D Technologies inc. | A61B005/00
US07328054 | B2 | 2008-02-05 | Perfusion magnetic resonance imaging using encoded RF tagging pulses | 2003-04-09 | A perfusion image is produced by acquiring a series of time course MR images from an imaging slice. During the acquisition spins flowing into the slice are repeatedly tagged with an RF tagging pulse having a flip angle that is modulated according to a tagging pattern. Voxels in the series of reconstructed MR images having signals which vary according to the tagging pattern indicate perfusion. Perfusion images indicating either flow or velocity are produced. | 1. A method for producing a perfusion image with an MRI system, the steps comprising: a) repeatedly applying an RF tagging pulse with the MRI system to spins flowing into an image slice and modulating the flip angle of the RF tagging pulse in accordance with a tagging pattern over a modulation time period;b) acquiring a series of time course MR image data sets by performing imaging pulse sequences with the MRI system over a time period that includes the modulation time period;c) reconstructing from the image data sets a corresponding set of time course images having voxel vectors which indicate the variations in NMR signal at corresponding image slice voxels over the acquisition time period;d) detecting perfusion by identifying voxel vectors having variations in NMR signal which correspond to the tagging pattern; ande) producing a perfusion image in which perfusion is indicated at the identified voxels. 2. The method as recited in claim 1 which the tagging pattern is sinusoidal. 3. The method as recited in claim 1 which step d) is performed by cross correlating voxel vectors with a reference waveform that corresponds to the tagging pattern. 4. The method as recited in claim 1 which steps a) and b) are performed by repeatedly performing a pulse sequence with the MRI system that includes: i) producing an RF tagging pulse;ii) waiting for a selected time interval (IR); andiii) producing an RF excitation pulse and acquiring an NMR signal in the presence of an imaging magnetic field gradient. 5. The method as recited in claim 4 in which the pulse sequence includes producing a magnetic field gradient pulse at the same time as the RF tagging pulse to selectively excite spins in a region adjacent the image slice. 6. The method as recited in claim 5 in which step iii) is performed using an echo planar imaging (EPI) pulse sequence which acquires a plurality of NMR signals. 7. The method as recited in claim 6 in which a sufficient number of NMR signals are acquired by the EPI pulse sequence to produce an MR image data set from which a time course image can be reconstructed. 8. The method as recited in claim 1 which includes producing a magnetic field gradient pulse at the same time as the RF tagging pulse to selectively excite spins in a tagging slab located adjacent the image slice. 9. The method as recited in claim 8 in which the RF tagging pulse is shaped to modulate the flip angle produced in each of a plurality of tagging slices in the tagging slab in accordance with a different tagging pattern; and step d) is performed to identify voxel vectors having variations in NMR signal which correspond to each of the different tagging patterns. 10. The method as recited in claim 9 in which the tagging patterns are sinusoidal and each has a different frequency. 11. The method as recited in claim 9 in which the tagging patterns are sinusoidal and each has a different phase. 12. The method as recited in claim 11 in which step d) includes: i) measuring th... | The MCW Research Foundation, Inc. | A61B005/05
US20040267110 | A1 | 2004-12-30 | Method for detection of vulnerable plaque | 2004-06-14 | A method of detecting vulnerable plaque is provided. The method includes stopping a heart from beating, preparing a bloodless field, and inspecting the bloodless field for vulnerable plaque using Optical Coherent Tomography. | What is claimed is: 1. A method of detecting vulnerable plaque in a vessel of a body, comprising: stopping a heart within the body from beating; preparing a substantially bloodless field in a portion of the vessel while the heart is stopped; inspecting the vessel for vulnerable plaque in the substantially bloodless field in the portion of the vessel, wherein the inspection for vulnerable plaque is performed using an OCT imaging system, while the heart remains stopped. 2. The method of claim 1 wherein preparing a substantially bloodless field comprises removing blood from the vessel. 3. The method of claim 2 wherein removing blood from the blood vessel comprises a using a saline flush. 4. The method of claim 2 wherein removing blood from the blood vessel comprises occluding the vessel upstream from the bloodless field. 5. The method of claim 4 further comprising using a saline flush after occluding the vessel upstream from the bloodless field, and prior to inspecting the vessel for vulnerable plaque. 6. The method of claim 1 wherein stopping a heart within the body from beating comprises a method selected from the group consisting of: vagus nerve stimulation, carotid sinus nerve stimulation, and stimulation of a fat pad. 7 The method of claim 1 wherein stopping a heart within the body from beating comprises administering a drug selected from the group consisting of: a beta-blocker, a cholinergic agent, a cholinesterase inhibitor, a calcium channel blocker, a sodium channel blocker, a potassium channel agent, adenosine, an adenosine receptor agonist, an adenosine deaminase inhibitor, dipyridamole, a monoamine oxidase inhibitor, digoxin, digitalis, lignocaine, a bradykinin agent, a serotoninergic agonist, an antiarrythmic agent, a cardiac glycoside, a local anesthetic, atropine, a calcium solution, an agent that promotes heart rate, an agent that promotes heart contractions, dopamine, a catecholamine, an inotrope glucagon, a hormone, forskolin, epinephrine, norepinephrine, thyroid hormone, a phosphodiesterase inhibitor, prostacyclin, prostaglandin and a methylxanthine. 8. The method of claim 1 wherein the OCT imaging system comprises a catheter delivery system. 9. The method of claim 1 wherein the OCT imaging system comprises a pericardial system. 10. The method of claim 1 wherein stopping the heart from beating occurs during the course of a medical procedure. 11. The method of claim 10 wherein the heart is stopped during a medical procedure chosen from the group consisting of cardiac bypass surgery, cardiac valve surgery, a fluoroscopic procedure, a cardiac procedure not involving a coronary bypass and not involving cardiac valve surgery, a vascular procedure, a neurosurgical procedure, an electrophysiology procedure, an ablation procedure, an endovascular procedure, a pulmonary procedure, an aneurysm repair, an imaging procedure, a CAT scan procedure, a MRI procedure, a genetic therapy, a cellular therapy, a cancer therapy, ... |  | A61B005/05 A61B006/00
US20040204635 | A1 | 2004-10-14 | Devices and methods for the annotation of physiological data with associated observational data | 2003-04-10 | The present invention provides methods and devices for capturing data pertaining to caregiver observations that further define, describe, or qualify associated physiological data. The present invention facilitates the integration of numerous forms of observational data with associated physiological data, displays the recorded physiological data suitably annotated with the associated observational data through a variety of customizable graphical user interfaces, and uses general purpose portable computing devices such as PDAs, laptops, pocket PCs, or other microprocessor based devices for interfacing with a plurality of physiological sensors. In one embodiment, the present invention comprises a sensor to generate a plurality of physiological data related to a physiological condition of the subject, an event module to capture a plurality of observational data associated with a physiological condition of the subject, a plurality of receivers to receive the physiological data and the observational data, a clock in data communication with the receivers to time stamp the physiological data and observational data, a memory in data communication with the clock to store the time-stamped physiological data and time-stamped observational data, and a display in data communication with the memory to display the time-stamped physiological data in a time relation with the observational data. | What is claimed is: 1. A system for associating physiological data of a subject with observational data, comprising: a sensor to generate a plurality of physiological data related to a physiological condition of the subject; an event module to capture a plurality of observational data associated with a physiological condition of the subject; a receiver to receive said physiological data and said observational data; a clock in data communication with said receiver to time stamp the physiological data and observational data; a memory in data communication with said clock to store the time-stamped physiological data and time-stamped observational data; and a display in data communication with said memory to display the time-stamped physiological data in a time relation with said observational data. 2. The system of claim 1 wherein the sensor is a finger-clip sensor. 3. The system of claim 2 wherein the finger-clip sensor comprises a light to frequency converter. 4. The system of claim 1 wherein the physiological data pertains to a plurality of blood flow characteristics including at least one of a blood oxygen saturation of hemoglobin in arterial blood of the subject, a volume of blood pulsation supplying a tissue of the subject, and a rate of blood pulsation corresponding to a heart beat of the subject. 5. The system of claim 1 wherein the sensor is in data communication with a portable electronic microprocessor based device. 6. The system of claim 5 wherein the said at least one event generation module is integrated into the portable electronic microprocessor based device. 7. The system of claim 6 wherein the display and the clock module integrated into the portable electronic microprocessor based device. 8. The system of claim 1 wherein the plurality of observational data includes at least one of audio data, video data, graphical data, and textual data. 9. The system of claim 1 wherein the display of the time-stamped physiological data in a time relation with said observational data is achieved by displaying visual markers of the time-stamped observational data in association with graphical representations of the time-stamped physiological data. 10. The system of claim 1 wherein the display of the time-stamped physiological data in a time relation with said observational data is achieved by displaying, in tabular form, a plurality visual markers of the time-stamped observational data in association with a portion of the plurality of physiological data. 11. The system of claim 1 wherein the system further includes an encryption module in data communication with said memory to encrypt at least one of the time-stamped physiological data and the time-stamped observational data. 12. The system of claim 1 wherein the event module further includes a voice recognition command feature. 13. The system of claim 5 wherein the portable electronic microprocessor is configured to encrypt at least one of the time-stamped physiological ... |  | A61B005/00 A61B005/02
US20040243005 | A1 | 2004-12-02 | Remote speaker microphone having vital sign monitoring capability | 2003-05-29 | A communication system (200) includes a portable radio (202) having as a remote accessory (204) coupled thereto. The remote accessory (204) is preferably a remote speaker-microphone that includes a controller (206) and an accelerometer (208) that monitors a user's vital signs, such as respiration and heart rate. A dispatch station (210) receives the vital sign information from the radio (202) and a detection/notification device (212) detects the vital sign information and notifies support personnel distress conditions. | What is claimed is: 1. An apparatus for monitoring vital signs, comprising: a remote speaker-microphone; and an accelerometer coupled to the remote speaker-microphone, the accelerometer monitoring the vital signs. 2. The apparatus of claim 1, wherein accelerometer monitors at least one of heart rate, respiration, and movement. 3. The communication system of claim 1, wherein the accelerometer monitors movement and the vital sign information is derived therefrom. 4. A remote speaker-microphone, comprising: a controller; and an accelerometer coupled to the controller, the accelerometer monitoring an individual's vital signs. 5. The remote speaker-microphone of claim 4, wherein the remote speaker-microphone is proximately coupled to the user's body. 6. The remote-speaker-microphone of claim 5, wherein the remote speaker-microphone is located within a coat. 7. An accessory for a portable radio, comprising: a controller; an accelerometer coupled to the controller; and the accessory coupled to the portable radio, the accessory being proximately coupled to the user's body for monitoring the user's vital signs. 8. The accessory of claim 7, wherein the accelerometer monitors at least one of heart rate, respiration, and movement. 9. The accessory of claim 7, wherein the accelerometer monitors movement and at least one of heart rate and respiration. 10. A communication system, comprising: a portable radio worn by a user; a remote accessory coupled to the portable radio, the remote accessory including: a controller; and an accelerometer coupled to the controller and monitoring the user's vital sign information; a dispatch station for receiving the vital sign information from the radio; and a detection notification device coupled to the dispatch station for detecting the vital sign information and providing notification of the vital sign information to others. 11. The communication system of claim 10, wherein accelerometer monitors at least one of heart rate, respiration. 12. The communication system of claim 10, wherein the remote accessory comprises a remote-speaker-microphone. 13. The communication system of claim 12, wherein the accelerometer monitors movement and at least one of heart rate and respiration. 14. The communication system of claim 12, wherein the accelerometer determines a movement waveform and wherein heart rate and respiration parameters are determined from the movement waveform. |  | A61B005/02 A61B005/08 A61B005/103
US20040214156 | A1 | 2004-10-28 | Method and apparatus for identifying spectral artifacts | 2004-05-19 | The invention provides an apparatus and methods for determining whether spectral data obtained from a region of a tissue sample are affected by an artifact. Artifacts include, for example, lighting artifacts such as glare and shadow and obstruction artifacts, such as blood, a speculum, a smoke tube, or other obstruction. Additionally, the invention provides an apparatus and methods for obtaining redundant spectral data of a given region of a sample. A redundant set of spectral data is useful where one or more artifacts affect some but not all sets of the spectral data, such that the redundant set of data is unaffected by the artifact and is representative of the tissue. An embodiment of the invention comprises using representative spectral data in diagnosing a condition of a region of tissue. | What is claimed is: 1-46. (canceled) 47. an apparatus for determining a condition of a region of a tissue sample, the apparatus comprising: illuminating optics for illuminating a region of a tissue sample with electromagnetic radiation incident at a first angle and for illuminating the region of the tissue sample with electromagnetic radiation incident at a second angle; collecting optics for collecting electromagnetic radiation from the region of the tissue sample; and a processor adapted to determine a condition of the region of the tissue sample using representative data selected from at least one of: a first set of spectral data corresponding to the collected radiation from the region during illumination with radiation incident at the first angle; and a second set of spectral data corresponding to the collected radiation from the region during illumination with radiation incident at the second angle. 48. The apparatus of claim 47, wherein the processor is further adapted to select the representative data based at least in part on a subset of the first set of spectral data and a subset of the second set of spectral data. 49. The apparatus of claim 47, wherein the first set of spectral data comprises reflectance spectral data and the second set of spectral data comprises reflectance spectral data. 50. The apparatus of claim 47, wherein at least one of the first set of spectral data and the second set of spectral data comprises fluorescence spectral data. 51. The apparatus of claim 47, wherein the condition is a state of health. 52. The apparatus of claim 51, wherein the state of health comprises at least one of the conditions of normal squamous tissue, metaplasia, CIN I, CIN II, CIN III, CIS, and cancer. 53. The-apparatus of claim 47, wherein the tissue sample comprises at least one of the group consisting of colorectal, gastroesophageal, urinary bladder, lung, and skin tissue. 54. The apparatus of claim 47, wherein the tissue sample comprises cervical tissue. 55. The apparatus of claim 47, wherein the tissue sample comprises epithelial cells. 56. An apparatus for determining whether spectral data obtained from a region of a tissue sample are affected by an artifact, the apparatus comprising: illuminating optics for illuminating a region of a tissue sample with electromagnetic radiation incident at a first angle and for illuminating the region of the tissue sample with electromagnetic radiation incident at a second angle; collecting optics for collecting electromagnetic radiation from the region of the tissue sample; and a processor adapted to: obtain a first set of spectral data corresponding to collected radiation from the region during illumination of the region with radiation incident at the first angle; obtain a second set of spectral data corresponding to collected radiation from the region during illumination of the region with radiation incident at the second angle; and determine whether the first set of spectr... | MediSpectra, Inc. | C12Q001/00 A61B005/00
US06808498 | B2 | 2004-10-26 | Placing a guide member into a heart chamber through a coronary vessel and delivering devices for placing the coronary vessel in communication with the heart chamber | 1998-10-13 | A guide member positioned through a coronary vessel and the wall of the heart provides access to a heart chamber. A first end of the guide member is passed through the coronary vessel and the heart wall into the heart chamber, and then is passed back out of the heart chamber. The end of the guide member may then be used to deliver devices into the heart chamber to carry out various medical procedures. A conduit delivery system is coupled to the end of the guide member and is delivered into the heart chamber and then used to place a conduit in the heart wall to communicate the coronary vessel with the heart chamber. | What is claimed is: 1. A system for placing a guide member through the wall of a patient's heart so that the guide member extends through a coronary vessel and the wall of the heart into a heart chamber, the system comprising:an introducer sized and configured for placement through a coronary vessel and the wall of a patient's heart into a heart chamber; a guide member sized and configured to be positioned in the introducer and placed through the coronary vessel and the heart wall into the heart chamber, the guide member having a proximal portion adapted to remain outside the heart and a distal portion adapted to be passed into and then back out of the heart chamber; and a device adapted to remove the guide member from the heart chamber; wherein the guide member is passed through the introducer and moves through the coronary vessel and the heart wall to a location within the heart chamber. 2. The system of claim 1, wherein the introducer is a hollow sleeve, the guide member is a guide wire, and the distal portion of the guide wire includes a distal end that is passed through the introducer. 3. The system of claim 1, wherein the device is a snare adapted to grasp the guide member and pull the guide member out of the heart chamber. 4. The system of claim 1, wherein the distal portion of the guide member is configured to be carried out of the heart chamber by blood flowing out of the heart chamber. 5. The system of claim 4, wherein the distal portion of the guide member supports a balloon that is engaged by blood flowing out of the heart chamber. 6. The system of claim 5, wherein the guide member comprises a guide wire coupled to a catheter supporting the balloon, and the balloon pulls the catheter and the guide wire into the heart chamber. 7. A system for placing a guide member through the wall of a patient's heart so that the guide member extends through a coronary vessel and the wall of the heart into a heart chamber, the system comprising:an introducer sized and configured for placement through the coronary vessel and wall of a patient's heart into a heart chamber; a guide member sized and configured to be passed through the coronary vessel and the heart wall into the heart chamber, the guide member having a proximal portion adapted to remain outside the heart and a distal portion adapted to be passed into the heart chamber; and a device adapted to remove the guide member from the heart chamber; wherein one of the introducer and the guide member is configured to direct the distal portion of the guide member to a predetermined location within the heart chamber upon introducing the guide member into the chamber. 8. A system for delivering a conduit into the wall of a patient's heart to communicate a coronary vessel with a heart chamber, the system comprising:an introducer configured for placement through the heart wall and into a heart chamber; a guide member sized and configured to be positioned in the introducer and placed through the... | Ventrica, Inc. | A61B005/00
US06813514 | B1 | 2004-11-02 | System and method for emulating a surface EKG using an implantable cardiac stimulation device | 2002-12-30 | A surface electrocardiogram (EKG) is emulated using signals detected by the internal leads of an implanted device. The emulation is performed using a matrix-based technique that separately emulates each of the individual signals of a multiple-lead EKG, rather than merely emulating a single combined EG. In one example, each of the twelve signals of a standard 12-lead EKG are individually emulated, allowing for separate processing and display. The emulation technique takes into account factors affecting the relative locations of the internal leads, such as respiration and posture, to thereby provide a more accurate emulation. A calibration technique is provided for calibrating the EKG emulation for use with a particular patient and a verification technique is provided for automatically verifying the reliability of the emulation. Any significant loss in emulation reliability is likely caused by lead dislodgment and so automatic detection of possible lead dislodgment is also achieved. | What is claimed is: 1. A method performed by an external programmer in combination with an implantable cardiac stimulation device implanted within a patient and a multiple-lead surface electrocardiogram (EKG) unit, the method comprising:inputting separate initial multiple-lead surface EKG signals from the EKG unit detected using separate surface electrodes attached to the patient; inputting initial internal electrical cardiac signals sensed by the implanted device using internal electrodes; generating, based on a comparison of the initial surface EKG signals and the initial internal cardiac signals, a set of conversion values for converting additional internal cardiac signals into separate multiple-lead surface EKG signals; and emulating separate multiple-lead surface EKG signals based on additional internal electrical cardiac signals using the conversion values such that the surface EKG unit is no longer needed. 2. The method of claim 1 wherein the surface EKG unit is a 12-lead surface EKG and wherein generating the set of conversion values is performed to generate a set of values for converting internal electrical cardiac signals into each of the twelve signals associated with the 12-lead surface EKG. 3. The method of claim 1 wherein generating the set of conversion values comprisesconverting the initial internal cardiac signals into a time-varying vector F(t) having individual elements corresponding to the pairs of electrodes; converting the initial surface EKG signals into a time-varying vector E(t) having individual elements corresponding to the surface leads; generating a time-varying conversion matrix M(t) of weighting factors by calculating M(t)=E(t)*F−1(t); and averaging the time-varying conversion matrix M(t) over time to yield a single fixed matrix M. 4. The method of claim 3wherein the pairs of electrodes includes N pairs of electrodes and the surface EKG includes M surface leads; and wherein F(t) has N elements, n=1, 2, . . . , N; E(t) has M elements, m=1, 2, . . . , M; and matrix M(t) is an N by M matrix containing weighting factors Knm. 5. The method of claim 3 further comprising generating verification values for use in evaluating the reliability of the emulation of the multiple-lead surface EKG signals. 6. The method of claim 5 wherein generating verification values comprisesidentifying like phases of a plurality of cardiac cycles of the patient based on the internal electrical cardiac signals; generating cross-correlation values representative of cross-correlations between elements of vector F(t) during like phases of the plurality of cardiac cycles; averaging the cross-correlation values to yield baseline cross-correlation values for use as verification values. 7. The method of claim 1 further comprisinginputting a signal representative of factors affecting the positions of the internal electrodes; and wherein the step of generating a set of conversion values is performed to generate separate sets of conversion valu... | Pacesetter, Inc. | A61B005/04
US06968229 | B2 | 2005-11-22 | Apex locating system | 2003-05-06 | A method, apparatus and program product correlates measured endodontic signals to stored distance values indicative of probe position within a root canal. An appropriate distance value is retrieved from a memory having a plurality of electrical signal measurements and other information stored in associative relationship with respective distance values. | 1. A method for determining a depth of a root canal, comprising: generating an electrical signal as a function of a probe's location within a tooth cavity, wherein the generated electrical signal comprises multiple frequencies;measuring the electrical signal with a detection circuit; andcorrelating the measured electrical signal to a distance value stored within a database containing a plurality of distance values and a plurality of electrical signal measurements, wherein each electrical signal measurement of the plurality of electrical signal measurements associates with a respective distance value of the plurality of distance values. 2. The method of claim 1, further comprising outputting the distance value to a display. 3. The method of claim 2, further comprising comparing the outputted distance value to a reference value. 4. The method of claim 3, further comprising initiating a warning sequence in response to the comparison. 5. The method of claim 1, wherein generating the electrical signal further includes generating the electrical signal as a function of at least one parameter selected from a group consisting of: a resistance measurement, an impedance measurement, root morphology, a capacitance measurement, probe dimensions, probe material, a size of the tooth cavity, an age of a patient, a sex of the patient, a particular health condition of the patient, fluid conductivity, a frequency of the electrical signal, a pulse width of the electrical signal and a distance traveled by the probe. 6. The method of claim 2, wherein outputting the distance value to the display further includes initiating a display having at least one attribute selected from a group consisting of: a numerical readout, a graphical readout, an LED, a monitor, a vibrating device and an audio cue. 7. The method of claim 1, wherein correlating the electrical signal measurement further includes associating the electrical signal measurement with at least one parameter stored in the database and selected from a group consisting of: a resistance measurement, an impedance measurement, a capacitance measurement, root morphology, a size of the probe, a size of the tooth cavity, an age of a patient, a sex of the patient, a health condition of the patient, fluid conductivity, a signal frequency, a pulse width of the electrical signal and a distance traveled by the probe. 8. The method of claim 1, further comprising inserting the probe into the tooth cavity. 9. The method of claim 1, further comprising receiving the electrical signal within the detection circuit. 10. The method of claim 1, further comprising communicating the electrical signal measurement to the controller. 11. The method of claim 10, wherein communicating the electrical signal measurement to the controller further comprises using a wireless connection. 12. The method of claim 10, wherein communicating the electrical signal measurement to the controller further comprises converting the electrical signal m... | Ormco Corporation | A61B005/05 A61B005/103
US06819950 | B2 | 2004-11-16 | Method for noninvasive continuous determination of physiologic characteristics | 2001-11-07 | The invention comprises methods for noninvasively monitoring physiological characteristics of a patient's blood. Determinations of blood constituent concentrations may be made by comparing absorbance of radiation at varying parameters, such as path length and blood pressure. Preferably, changes in pressure are effected by changing the height of the probes relative to the patient's heart. Determinations of blood pH may be made by comparing absorbance of the blood at different wavelengths. The temperature of the blood, and thus of the patient's core, may also be accurately determined. Further, cardiac output characteristics and blood pressures may be noninvasively determined using the methods of the invention. | What is claimed is: 1. A method for noninvasively determining the concentration of a blood constituent comprising the steps of:providing a tissue probe, said tissue probe including a first radiation emitter adapted to emit radiation having a first wavelength and a first radiation detector adapted to receive said radiation after absorbance through a radiation path length of a patient's blood; measuring absorbance of said patient's blood by transmitting said radiation at said first wavelength through said patient's blood and detecting said radiation after passage through said patient's blood; varying the volume of said patient's blood through gravitational force to change said path length of said tissue probe to provide multiples of said path length; measuring absorbance of said patient's blood at each multiple of said path length; and determining the concentration of the blood constituent based on said measured absorbance. 2. The method of claim 1, wherein said blood constituent comprises hemoglobin. 3. The method of claim 1, wherein said blood comprises venous blood. 4. The method of claim 1, wherein said blood comprises arterial blood. 5. The method of claim 1, further comprising the step of:verifying said determination of concentration by comparing said radiation path length multiplied by said determined concentration to said measured absorbance. 6. The method of claim 1, wherein said step of providing tissue probe comprises providing a tissue probe having a first and second radiation emitters, said first radiation emitter being adapted to emit first radiation having a first wavelength, said second radiation emitter being adapted to emit second radiation having a second wavelength, and first and second radiation detectors adapted to receive said first and second radiations, respectively, after absorbance through a radiation path length of said patient's blood and wherein said step of measuring said absorbance comprises measuring said absorbance at said first and second wavelengths. 7. A method for noninvasively determining the concentration of a blood constituent comprising the steps of:providing at least one tissue probe, said tissue probe including a first radiation emitter adapted to emit radiation having a first wavelength and a first radiation detector adapted to receive said radiation after absorbance through a first path length of a patient's blood; measuring absorbance of said patient's blood by transmitting said radiation at said first wavelength through said patient's blood and detecting said radiation after passage through said patient's blood; determining absorbance values of said patient's blood at multiples of said path length; and determining the concentration of the blood constituent based on said absorbance values. 8. The method of claim 7, wherein said blood constituent comprises hemoglobin. 9. The method of claim 7, wherein said blood comprises venous blood. 10. The method of claim 7, wherein said blood comprise... |  | A61B005/00
US06830549 | B2 | 2004-12-14 | Method and apparatus for providing patient care | 2002-12-09 | A patient management system includes a programmable patient monitor for monitoring and recording a plurality of physiological conditions of a patient, a plurality of physiological condition sensors and a communications unit. The plurality of patient monitoring sensors are electrically coupled to the programmable patient monitor. Each sensor detects a particular physiological condition of the patient, such as core temperature, ECG electrodes for providing an electrocardiogram and blood oximetry sensors. The patient monitor is small and compact and easily worn by the patient during his normal at home activities. To provide communication with a caregiver via a remote controller at the caregiver's location, a communications unit is disposed in the facility. The communications unit may be selectively coupled to the programmable patient monitor for receiving, storing and transmitting to the remote controller patient physiological condition data and for transmitting instructions from the remote controller to the programmable patient monitor. When the patient connects the patient monitor to the communications unit, the patient can communicate with the caregiver at the remote location. | What is claimed is: 1. A core temperature sensor for measuring the deep body temperature of a person, comprising;a sensor assembly comprising a first temperature sensor for detecting a first temperature, a second temperature sensor for detecting a second temperature, a thermally insulating layer separating the first sensor from the second sensor, and a thin film heater disposed on the second temperature sensor; a thermally insulating annular ring disposed around and over the sensor assembly such that the first sensor may be positioned directly on a skin surface of the person; and a proportional control circuit responsive to the first temperature and the second temperature for controlling the temperature of the heater, wherein the control circuit generates a control signal which is proportional to the difference between the first temperature and the second temperature. 2. The temperature sensor of claim 1 further comprising a thermally transmissive layer heat shrunk about the sensor assembly and annular ring. 3. The temperature sensor of claim 2 further comprising a shutdown circuit for disabling the heater in response to a detected second temperature being greater than a predetermined value. | Baxter International Inc. | A61B005/00
US06813512 | B2 | 2004-11-02 | Method and apparatus for intravascular localization and imaging without X-rays | 2001-10-12 | A device for determining the position of a medical instrument that is introduced into an object to be examined is also used for imaging the vicinity of the medical instrument. In order to enable the acquisition of instantaneous position information and image information from the vicinity of the medical instrument for all kinds of medical instruments, a localization device that is arranged in the end zone of the medical instrument that is to be introduced determines the position of the medical instrument within the object to be examined; at the same time image information is acquired in the vicinity of the medical instrument by an image acquisition device that is arranged on the medical instrument and on the basis of the position thus determined the position of the medical instrument (;3;) is reproduced in a survey image of the object to be examined and images of the vicinity of the object to be examined are displayed on the basis of the image information acquired. | What is claimed is: 1. A method for determining the position of a medical instrument introduced into an object to be examined and for imaging the vicinity of the medical instrument, comprising the steps ofdisplaying a survey image of the object to be examined, the survey image of the object being stored in a memory and including indications of markers on the patient; determining the position of the medical instrument within the object to be examined by a localization device that is arranged at an end zone of the medical instrument, the end zone comprising a portion of the medical instrument that is to be introduced into the object during use of the medical instrument, acquiring image information of the vicinity of the medical instrument, at the same time as said step of determining, using an image acquisition device arranged on the medical instrument, reproducing the position of the medical instrument in the survey image of the object to be examined on the basis of the position determined and the markers on the patient indicated in the survey image, and displaying images of the vicinity of the object to be examined which are associated each time with the relevant position on the basis of the image information acquired. 2. The method as claimed in claim 1, wherein the localization device comprises at least one magnetic field sensor whose position is determined by an external measuring device. 3. The method as claimed in claim 1, wherein the localization device comprises at least one active or passive microcoil whose position is determined by a magnetic resonance device. 4. The method as claimed in claim 1, wherein the localization device comprises an ultrasound sensor. 5. The method as claimed in claim 1, wherein the medical instrument consists at least partly of a material that can be detected by one of an ultrasound device or a magnetic resonance device. 6. The method as claimed in claim 1, wherein the image acquisition device is an ultrasound device. 7. The method as claimed in claim 1, wherein the image acquisition device comprises an optical coherence tomography device. 8. The method as claimed in claim 1, wherein the image acquisition device comprises an MR device. 9. The method as claimed in claim 1, wherein the image acquisition device comprises an endoscope. 10. The method as claimed in claim 1, further comprising the step of correcting the measured position data in response to cardiac motion detected by a electrocardiogram device. 11. The method as claimed in claim 1, further comprising the step of acquiring the survey image by one of magnetic resonance imaging, computed tomography, 3-D rotational X-ray and ultrasound techniques. 12. The method as claimed in claim 11, wherein said step of acquiring the survey image includes acquiring a four-dimensional image data set having a temporal resolution including image data sets at different instants during cardiovascular motion phases. 13. A device for determining the position of... | Koninklijke Philips Electronics, N.V. | A61B005/00
US06832111 | B2 | 2004-12-14 | Device for tumor diagnosis and methods thereof | 2001-11-05 | A method and devices for differentiating in a given area of tissue a tumorous tissue from a normal tissue, the method comprising measuring a plurality of tissue impedance over a range of tissue temperatures and comparing the measured tissue impedance with reference tissue impedance of the normal tissue adapted for tissue differentiation. The management of tissue temperatures may be accomplished with a probe arrangement comprising two elements of different electromotive potential conductively connected at a probe junction, and passing an electrical current through the elements to reduce or raise a temperature of the probe junction in accordance with the Peltier effect. | What is claimed is: 1. A method of differentiating in a given area of tissue a tumorous tissue from a normal tissue, the method comprising measuring a plurality of tissue impedances over a range of tissue temperatures and comparing said measured tissue impedances with reference tissue impedances of the normal tissue adapted for tissue differentiation, wherein said measured tissue impedances are acoustic tissue impedances. 2. The method of claim 1, further comprising delivering a therapeutic means for treating the tumorous tissue at about said given area of tissue. 3. The method of claim 2, wherein the therapeutic means is selected from a group consisting of drug, chemotherapy, radiation, and combination thereof. 4. The method of claim 1, further comprising a step of providing thermal energy to treat the tumorous tissue. 5. The method of claim 4, wherein the thermal energy is selected from a from a group consisting of radiofrequency energy, ultrasound energy, infrared energy, microwave energy, and laser energy. 6. The method of claim 1, further comprising a step of providing cryogenic energy to treat the tumorous tissue. 7. A method of differentiating in a given area of tissue a tumorous tissue from a normal tissue, the method comprising: measuring a plurality of tissue impedances over a range of tissue temperatures and comparing said measured tissue impedances with reference tissue impedances of the normal tissue adapted for tissue differentiation; and inserting a probe at about said given area of tissue, wherein said probe is configured to comprise a Peltier effect for achieving said range of tissue temperatures, wherein said probe further comprises at least three spaced apart micro-electrode elements for measuring tissue impedance, the measured tissue impedance from a first and a second of the at least three micro-electrode elements being compared to the measured tissue impedance from the second and a third of the at least three micro-electrode elements for tissue differentiation. 8. The method of claim 7 further comprising a step of providing thermal energy to treat the tumorous tissue, wherein the thermal energy is selected from a group consisting of radiofrequency energy, ultrasound energy, infrared energy, microwave energy, and laser energy. |  | A61B005/05
US06801034 | B2 | 2004-10-05 | Method and apparatus of acquiring large FOV images without slab-boundary artifacts | 2001-03-30 | A system and method are disclosed using incremental table motion and partial data acquisition for increased volume coverage to reconstruct MR images across a large FOV without significant slab-boundary artifacts. At each table position, full z-encoding data are acquired for a subset of the k;x;-k;y ;data. The table is stepped through a number of positions over the desired FOV and MR data are acquired over the plurality of table increments. Since full z-data are acquired for each slab, the data can be Fourier transformed in z, sorted, and then aligned to match anatomic z locations. The fully sampled and aligned data is then Fourier transformed in x and y to reconstruct the final image that is free of slab-boundary artifacts. | What is claimed is: 1. A method of imaging large volumes without resulting slab-boundary artifacts comprising:defining a desired FOV larger than an optimal imaging volume of an MR scanner; selecting a slab thickness in a first direction that is smaller than the desired FOV anal within the optimal imaging volume of the MR scanner; exciting and encoding spins to acquire data that is restricted to the selected slab thickness; acquiring a set of MR data that includes acquiring full encoding data in the first direction for a subset of another two directions; step-wise moving one of the optimal imaging volume and an imaging object; and acquiring another set of the MR data between each step-wise movement until the desired FOV is imaged. 2. The method of claim 1 wherein the step of exciting and encoding spins is further defined as restricting excitation to the slab thickness such that data acquisition is restricted to the selected slab thickness. 3. The method of claim 1 wherein the step of exciting and encoding spins is further defined as restricting data acquisition by encoding and filtering data so as to acquire data that is limited to the selected slab thickness. 4. The method of claim 1 wherein the first direction is in a direction of the step-wise movement and is defined as in a z-direction and a number of image pixels obtained within the selected slab thickness in the z-direction is at least equal to a number of kx-ky subsets. 5. The method of claim 1 wherein MR data acquisition between step-wise movements includes acquiring all k-space data in a direction of motion of a patient table for a selected subset of k-space data in the other two directions. 6. The method of claim 1 further comprising continuing to apply the slab-selective RF pulse during table movement to maintain a steady-state. 7. The method of claim 1 wherein over-sampling of MR data in the first direction is avoided. 8. The method of claim 1 further comprising applying magnetic field gradients that encode a 3D k-space trajectory that is uniform in a k-space dimension along the step-wise movement (kz). 9. The method of claim 8 wherein the 3D k-space trajectory has time-varying waveforms during MR data acquisition to minimize overall scan time. 10. The method of claim 8 wherein the 3D k-space trajectory is one of a 3D EPI k-space trajectory, a cylindrical-stack of EPI k-space trajectory, a stack-of-spirals k-space trajectory, a stack-of-TWIRL k-space trajectory, a stack-of-projection-reconstruction k-space trajectory, and a 3DFT k-space trajectory. 11. The method of claim 1 further comprising the step of maintaining a position of the slab thickness fixed relative to a magnet of the MR system during imaging of the desired FOV and the step-wise moving of a table. 12. The method of claim 1 further comprising selecting a distance of the step-wise movement as an integer multiple of an image resolution in the first direction. 13. The method of claim 2 further comprising applyi... | General Electric Company | G01V003/00 G01R033/28 A61B005/55
US07206622 | B2 | 2007-04-17 | Device to measure degree of acquisition and method for measuring degree of acquisition | 2003-10-30 | A device 4 to measure a degree of acquisition is provided to present objective scientific data of an educational effect by applying brain science to an educational field. A device 4 to measure a degree of acquisition comprises a measuring portion 1 that measures a blood amount or/and a blood component amount in a predetermined measuring region S of brains of a subject P, a diachronic change data producing portion 2 that obtains the blood amount or/and the blood component amount measured in the above-mentioned measuring portion 1 chronologically and produces diachronic change data as data showing diachronic change of the blood amount or/and the blood component amount, and a waveform output portion 3 that outputs a waveform of the diachronic change data in each work in a comparable manner in case the subject P repeatedly conducts the predetermined work several times. | 1. A device to measure a degree of acquisition comprising: a measuring portion that measures a deoxy-Hb amount in a predetermined measuring region of a brain of a subject when the subject repeatedly conducts one work several times;a diachronic change data producing portion that obtains the deoxy-Hb amount measured in the above-mentioned measuring portion chronologically and produces diachronic change data as data showing diachronic change of a blood volume amount or/and a blood component amount;a waveform output portion that outputs a waveform of the diachronic change data in each work; andan acquisition degree determining portion that determines a degree of acquisition of the subject for each repetition of the work based on the diachronic change data, the acquisition degree determining portion determining that the acquisition degree is low when the deoxy-Hb amount increases on the initiation of the work and determining that the acquisition degree is high when the deoxy-Hb amount remains generally unchanged or decreases irrespective of time change in diachronic change data during performing the work. 2. The device to measure a degree of acquisition described in claim 1, wherein the predetermined measuring region is an area corresponding to a higher brain function portion. 3. The device to measure a degree of acquisition described in claim 1, wherein the predetermined measuring region is set at the frontal lobe. 4. The device to measure a degree of acquisition described in claim 1, wherein the measuring portion measures the deoxy-Hb amount by making use of a near-infrared spectroscopy. 5. The device to measure a degree of acquisition described in claim 4, wherein the measuring portion is a type of one channel. 6. The device to measure a degree of acquisition described in claim 1, in case a posture when the subject conducts the work is different from a posture when the subject does not conduct the work, wherein the deoxy-Hb amount is measured in a state when the subject does not conduct the work, but has the same posture as if the subject were conducting the work, and a diachronic change of a value calculated by subtracting a deoxy-Hb amount when the subject conducts the work from the deoxy-Hb amount measured in the above state is assumed to be the diachronic change data. 7. A device to measure a degree of acquisition of a work skill comprising: a measuring portion that measures one of a blood volume amount and a blood component amount in a predetermined measuring portion of a brain of a subject, during a first measurement when the subject is not working and during a second measurement when the subject is working from a start period to the completion point of time of the assignment of the work;a diachronic change data producing portion that obtains one of the blood volume amount and the blood component amount measured in the above-mentioned measuring portion chronologically and produces diachronic change data as data showing diachronic change... | National Institute of Information and Communications Technology | A61B005/00
US07127278 | B2 | 2006-10-24 | Specially configured lip/cheek pulse oximeter/photoplethysmography probes, selectively with sampler for capnography, and covering sleeves for same | 2004-01-02 | The present invention relates to novel lip/cheek probes for detection of pulse-based differences in light absorbence across the vascularized tissue of a lip or cheek of a patient. These probes are fabricated to provide signals to estimate arterial oxygen saturation, and/or to obtain other photoplethysmographic data. The present invention also relates to a combined probe/cannula. The present invention also relates to other devices that combine a pulse oximeter probe with a device supplying oxygen or other oxygen-containing gas to a person in need thereof, and to sampling means for exhaled carbon dioxide in combination with the novel lip/cheek probes. In certain embodiments, an additional limitation of a control means to adjust the flow rate of such gas is provided, where such control is directed by the blood oxygen saturation data obtained from the pulse oximeter probe. | 1. A probe for measurement of pulse-based differences in light absorbence across the vascularized tissue of a lip or a cheek of a patient, comprising: a. a resilient probe frame having an inner face and an outer face, said frame comprising a proximal arm connecting at one end to a cable and at the other end to a bridging section of said frame, said bridging section connecting the proximal arm to one end of a distal arm of said frame, wherein a portion of said distal arm is at a determined distance from an opposing portion of said proximal arm;b. a first pad positioned over at least two light-generating structures that emit light at at least two different wavelength bands known to differentiate oxygenated from non-oxygenated hemoglobin, on the inner face of said portion of the distal arm or of the proximal arm;c. a second pad positioned over at least one light-detecting structure that detects light transmitted from said first pad, on the inner face of the arm opposing the first pad; andd. first individual conductors for energizing said at least two light-generating structures, connecting said structures to a monitoring system for light signal production and modulation, and second individual conductors connecting said at least one light-detecting structure to said monitoring system to convey signals of light detected by said at least one light-detecting structure, said first and said second individual conductors passing within said resilient probe frame and thereafter through said cable for carrying said first and said second individual conductors to said monitoring system. 2. The probe of claim 1, additionally comprising a boot to seal the junction between said probe frame and said cable. 3. The probe of claim 2, wherein said first and second pads are dome-shaped and spaced apart to conform to the thickness of the lip or cheek tissue of a patient. 4. The probe of claim 2, wherein said probe frame is hook-shaped, and is sized to engage both sides of the lip or cheek tissue of an average pediatric patient between said first and second pads. 5. The probe of claim 2, wherein said probe frame is hook-shaped, and is sized to engage both sides of the lip or cheek tissue of an average adult patient between said first and second pads. 6. The probe of claim 2, wherein said resilient probe frame is hook-shaped and comprises material having a resiliency and memory to retain after a transient deflection the angular and dimensional relationships between the at least two light-generating structures and the opposingly at least one light-detecting structure. 7. The probe of claim 6, wherein said resilient hook-shaped probe frame is of such resiliency that the force required to move the distal end outwardly 0.25 inch is between about 1,250 to 1,550 grams of force. 8. The probe of claim 6, wherein said resilient hook-shaped probe frame is of such resiliency that the force required to move the distal end outwardly 0.25 inch is between about 150 to 1,250 grams ... | University of Florida Research Foundation, Inc. Beta Biomed Services, Inc. | A61B005/00
US07322971 | B2 | 2008-01-29 | Surgical drain with sensors for monitoring internal tissue condition by transmittance | 2004-02-09 | Devices and methods of using a surgical drain, and more particularly a surgical drain having at least one sensor for monitoring and/or recording the condition of the anatomical site or fluid emitted from the site where the surgical drain is placed. Modifications may be made to the surgical drain to improve stabilization or immobilization in the proximity of the anatomical site to be monitored. | 1. A surgical drain system for draining wound fluids and sensing a physiological property of a tissue in a patient's body comprising: a) a surgical drain configured to be fully implanted in a patient's body, to rest against the surface of at least one tissue in the patient's body, and to drain wound fluids from the vicinity of the tissue, wherein the surgical drain is not configured to penetrate the tissue, comprising: i. a first surface located on an outer side of the surgical drain;ii. a drain portion configured to rest against the tissue within the body;iii. a plurality of drain holes spaced along substantially the entire length of the drain portion;b) a first element branching out from the first surface of the surgical drain and configured for insertion in the tissue inside the patient's body and to emit energy into the tissue;c) a second element branching out from the first surface of the surgical drain and configured for insertion in the tissue inside the patient's body and to receive energy from the tissue; andd) a tube in fluid communication with the surgical drain configured to transport the drained wound fluids out of the body. 2. The surgical drain of claim 1 wherein the first and second elements include optical fibers. 3. The surgical drain of claim 1 wherein the received energy is indicative of a physiological property of the tissue. 4. The surgical drain of claim 3, wherein the physiological property is selected from the group comprising: oxygenation, perfusion, pH, NADH levels, biochemical composition, or drug concentration. 5. The surgical drain of claim 1 wherein the second element is configured to receive energy from the tissue that is a derivative of the energy emitted into the tissue by the first element. 6. A surgical drain system for draining wound fluids and sensing a physiological property of a tissue in a patient's body comprising: a) a surgical drain configured to be fully implanted in a patient's body, to rest against the surface of at least one tissue in the patient's body, and to drain wound fluids from the vicinity of the tissue, wherein the surgical drain is not configured to penetrate the tissue, comprising: i. a first surface located on an outer side of the surgical drain;ii. a drain portion configured to rest against the tissue within the body;iii. a plurality of drain holes spaced along substantially the entire length of the drain portion;b) a first element branching out from the first surface of the surgical drain and configured for insertion in the tissue inside the patient's body and to emit energy into the tissue;c) a second element embedded in the first surface of the surgical drain and configured to receive energy from the tissue; andd) a tube in fluid communication with the surgical drain configured to transport the drained wound fluids out of the body. 7. The surgical drain of claim 6 wherein the first and second elements include optical fibers. 8. The surgical drain of claim 6 wherein the receive... | Alfred E. Mann Institute for Biomedical Engineering at the University of Southern California | A61M001/00 A61B005/00
US07163424 | B2 | 2007-01-16 | Housing for a thin active probe | 2003-06-27 | A housing for a thin active probe has two identical molded housing-halves that when assembled form a cavity that encloses the chassis upon which is carried the active circuitry of the probe. The parts exhibit complementary self-symmetry about a longitudinal axis, such that when one is rotated about that axis it performs the mating functions needed to interlock with another part representing its un-rotated self. Interlocking is accomplished by circular tabs and sockets that interfere and prevent the parts from separating once the tabs are in the sockets. The circular tabs are joined to the balance of the housing-half that carries them by a narrow neck and can be sprung over the other housing-half to return to their natural position and fit into a circular socket in that other housing-half. A tapered edge or ramp portion on the underside of each circular tab allows it to automatically spring out of the way as the two parts are moved toward each other in a direction generally perpendicular to the longitudinal axis of the parts. Each circular socket contains a stop that prevent its tab from completely passing through the socket. Each housing-half has a straight tab between its circular tabs that enter an interior recess on the other housing-half to support its circular sockets as they receive their tabs. Each housing-half contains in a front surface an entire aperture for a detachable probe lead, and each contains in a rear surface at least one half-aperture that, when the two housing-halves are joined, forms a larger aperture whose perimeter engages a corresponding groove in a strain relief for a cable. The exterior surface of the mated housing-halves has, on each side through which runs the line of the mating edges, a flat shallow recess. The interlocking circular tabs and sockets are located within the extent of this shallow recess, which can receive an adhesive label that may conceal and stiffen the interlocking circular tabs and sockets. | 1. An enclosure for an object, the enclosure comprising: a plurality of housing pieces that when assembled to one another enclose the object to a desired extent, each individual housing piece meeting at least one other of the plurality along meeting edges; andat least one locking tab disposed along a first meeting edge of a first housing piece and attached to the first housing piece by a connecting region narrower than the maximum width of the locking tab it attaches and that flexes resiliently;a socket for each locking tab, the socket opening onto a second meeting edge of a second housing piece and having a shape that exactly envelopes a corresponding locking tab and its connecting region;each locking tab including a tapered edge disposed opposite the connecting region of the locking tab and disposed on what will be the interior surface of the enclosure when the plurality of housing-pieces is assembled; andeach socket including a shelf disposed to overlap at least a portion of the tapered region of its corresponding locking tab when the locking tab occupies the socket. 2. An enclosure as in claim 1 wherein there are at least two locking tabs disposed along the first meeting edge and two corresponding sockets disposed along the second meeting edge, and further comprising: a stiffening tab projecting from the first meeting edge and located between two locking tabs, the stiffening tab being of reduced thickness so as to have an exterior surface that lies beneath the outer surface of the enclosure; anda recess in the interior surface of the second housing piece and that extends to the second meeting edge and receives the stiffening tab. 3. An enclosure as in claim 1 wherein there are at least one locking tab and one socket adjacently disposed along the first meeting edge and a corresponding socket and a corresponding tab disposed along the second meeting edge, and further comprising: a stiffening tab projecting from the first meeting edge and located between a locking tab and its adjacent socket, the stiffening tab being of reduced thickness so as to have an exterior surface that lies beneath the outer surface of the enclosure; anda recess in the interior surface of the second housing piece and that extends to the second meeting edge and receives the stiffening tab. 4. An enclosure as in claim 1 further comprising a recessed region on the outer surface of the assembled enclosure that encompasses at least one pair of adjoining meeting edges, and that further comprises an adhesive label affixed to and within the recessed region. 5. An enclosure as in claim 1 wherein the plurality of housing-pieces comprises identical housing pieces. 6. An enclosure as in claim 5 wherein the plurality of housing-pieces exhibit complementary self-symmetry when rotated about a longitudinal axis. 7. An enclosure as in claim 1 wherein the plurality of housing pieces is two identical housing pieces, the enclosure encloses a chassis for an electronic apparatus and furt... | Agilent Technologies, Inc. | H01R013/514
US07056291 | B2 | 2006-06-06 | Arteriosclerosis evaluating apparatus | 2004-01-21 | An arteriosclerosis evaluating apparatus 10 includes an arteriosclerosis evaluating procedure 46 (Steps S7, S8, S9, and S10) that evaluates arteriosclerosis of a living subject, based on a relationship between difference ΔP of internal and external pressure of an artery of the subject in the state in which the pressure difference ΔP is in equilibrium, and amplitude AM of a pulse wave produced from the artery. Therefore, the present apparatus 10 can as easily as possible evaluate the arteriosclerosis of the subject based on a characteristic curve 58 representing the relationship between in-equilibrium pressure difference ΔP and pulse-wave amplitude AM which curve is obtained from a pressing pressure Pc of a cuff 12 wound around a certain portion of the subject, and the pulse wave produced from the artery. | 1. An apparatus for evaluating arteriosclerosis of a living subject, the apparatus comprising: an arteriosclerosis evaluating means for evaluating the arteriosclerosis of the subject based on a relationship between difference of internal and external pressure of an artery of the subject in a state in which said difference is in equilibrium, and diameter of the artery. 2. An apparatus for evaluating arteriosclerosis of a living subject, the apparatus comprising: an arteriosclerosis evaluating means for evaluating the arteriosclerosis of the subject based on a relationship between difference of internal and external pressure of an artery of the subject in a state in which said difference is in equilibrium, and amplitude of a pulse wave produced from the artery. 3. The apparatus according to claim 2, wherein the arteriosclerosis evaluating means comprises a characteristic curve determining means for determining, as said relationship, a characteristic curve representing respective rates of change, with respect to said difference of internal and external pressure of the artery, of respective amplitudes of a plurality of heartbeat-synchronous pulses of the pulse wave detected from the artery when a pressing pressure externally applied to the artery is changed, and wherein the arteriosclerosis evaluating means evaluates the arteriosclerosis of the subject based on the characteristic curve determined by the characteristic curve determining means. 4. The apparatus according to claim 3, wherein the arteriosclerosis evaluating means further comprises a regression line determining means for determining a regression line corresponding to the characteristic curve determined by the characteristic curve determining means, and wherein the arteriosclerosis evaluating means evaluates the arteriosclerosis of the subject based on deviation of the characteristic curve from the regression line as a standard line. 5. The apparatus according to claim 3, wherein the arteriosclerosis evaluating means further comprises a rate-of-change calculating means for calculating the respective rates of change, with respect to said difference of internal and external pressure of the artery, of the respective amplitudes of the heartbeat-synchronous pulses of the pulse wave detected from the artery when the pressing pressure externally applied to the artery is changed, and wherein the characteristic curve determining means determines the characteristic curve based on respective straight lines representing said respective rates of change, with respect to said difference of internal and external pressure of the artery, calculated by the rate-of-change calculating means. 6. The apparatus according to claim 3, wherein said difference of internal and external pressure of the artery in the state in which said difference is in equilibrium, is defined as difference of maximum and minimum values, in each of a plurality of heartbeat-synchronous pulses of the pulse wave, of difference of the ... | Colin Medical Technology Corp. | A61B005/00
US07047056 | B2 | 2006-05-16 | Hat-based oximeter sensor | 2003-06-25 | A method for use and an improved oximeter sensor substrate that is conforming to the shape of the patient's forehead. In one embodiment, the present invention is an oximeter sensor, having a substrate with a shape similar to a shape of at least a portion of a patient's forehead and including a section adapted to substantially fit over a portion of a forehead of a patient; an emitter disposed on the substrate at a position located on the section; and a detector disposed on the substrate at a distance from the emitter. In one embodiment, the substrate includes a hat that holds the emitter and the detector in a spaced-part manner against the patient's forehead. | 1. A pulse oximetry sensor comprising: a stocking cap;a substrate disposed on the stocking cap;an emitter disposed on the substrate;a detector disposed on the substrate; anda cable disposed on the substrate, wherein the cable extends from the substrate at an angle not in-line with an imaginary axis extending through the emitter and the detector, and wherein the cable extends through an open portion of the stocking cap configured to be proximate to a top of the stocking cap when the stocking cap is applied to the patient. 2. The sensor of claim 1, wherein the cable is disposed on the substrate in a substantially orthogonal direction relative to the axis. 3. The sensor of claim 1, wherein the cable is disposed on the substrate such that the cable substantially bisects the emitter and the detector. 4. The sensor of claim 3, wherein the substrate comprises a T-shape. 5. The sensor of claim 1, wherein the sensor is adapted to operate in a reflectance mode. 6. The sensor of claim 1, wherein the substrate is adapted to be used on a patient's forehead. 7. The sensor of claim 1, wherein the stocking cap comprises a neonatal stocking cap. 8. The sensor of claim 1, wherein the substrate comprises an adhesive layer adapted to attach the substrate to the headcovering. 9. A headcovering comprising: a neonatal stocking cap; anda pulse oximetry sensor, wherein the pulse oximetry sensor comprises: a substrate;an emitter disposed on the substrate;a detector disposed on the substrate; anda cable disposed on the substrate, wherein the cable extends from the substrate through an open portion of the neonatal stocking cap configured to be proximate to a top of the neonatal stocking cap when the neonatal stocking cap is applied to the patient. 10. The sensor of claim 9, wherein the substrate is conformable to a forehead-contacting surface of the headcovering. 11. The sensor of claim 9, wherein the substrate is adapted to be attached to the headcovering. 12. The sensor of claim 9, wherein the substrate comprises an adhesive layer adapted to attach the substrate to the headcovering. 13. The sensor of claim 9, wherein the cable is secured by a portion of the neonatal stocking cap. | Nellcor Puritan Bennett Incorporated | A61B005/00
US07110804 | B2 | 2006-09-19 | Combined electrical and audio anatomical signal sensor | 2003-04-24 | A combined audio and electrical anatomy-signal sensor which is designed to collect, essentially from a selected, common anatomical site, related audio and electrical anatomical signals, such as heart-produced signals. The sensor includes a unique body structure which is designed to function both as a part of the audio-information gathering structure, and as a part of electrical electrode structure for gathering electrical signals. Chamber space is provided within this body for receiving and containing desired electrical circuitry, in the form of circuit-board-supported electrical components, which may be designed to perform any one of a number of different functions relative to signal gathering and transferring at and from an anatomical site. The presence of such circuitry within the body of the proposed sensor enables use of the sensor for specialized signal gathering and processing purposes, under circumstances which can obviate the need for various, special retro-modifications of existing, external, signal-monitoring apparatus. | 1. A combined electrical and audio anatomy-signal sensor comprising conductive electrode structure having an anatomy-facing side conductively connectable to the anatomy for collecting an electrical signal and having a perimetered portion which carries a different-material, perimetrally-distributed conductive layer through which a collected electrical signal flows,an acoustic, sound-gathering cavity formed in and opening to said anatomy-facing sidea flexible skirt mounted on, and extending generally laterally outwardly from, said electrode structure adjacent said electrode structure's anatomy-facing side, having an anatomy-facing side which is generally co-extensive with the electrode structure's anatomy-facing, anda sticky, conductive gel formed as a layer on said skirt's anatomy-facing side, and conductively connected to said electrode structure. 2. The sensor of claim 1, wherein said cavity takes the form of a concave dome. 3. The sensor of claim 2, wherein said dome possesses curvature characterizable as being one of (a) spherical, (b) parabolic, and (c) ellipsoidal. 4. A combined electrical and audio anatomy-signal sensor having a signal-collection symmetry axis comprising conductive electrode structure possessing a component chamber including a socket, and deployed electrically symmetrically with respect to said axis,an acousto-electric transducer disposed within a vibration-isolating boot seated in said socket, and positioned on said axis adjacent said electrode structure, andelectrical circuitry including electrical circuit elements disposed within said chamber, and operatively connected both to said electrode structure and to said transducer. 5. The sensor of claim 4, wherein said electrode structure includes an acoustic sound-gathering cavity substantially centered on said symmetry axis, and said transducer is acoustically coupled to said cavity. 6. The sensor of claim 4, wherein said electrode structure includes an acoustic sound-gathering cavity substantially centered on said symmetry axis, said transducer is acoustically coupled to said cavity by way of a passage which extends between said cavity and said socket, and said cavity and chamber are fluid-passage sound-isolated from one another within said electrode structure. 7. A combined electrical and audio anatomy-signal sensor having a signal-collection symmetry axis comprising conductive electrode structure possessing a component chamber deployable electrically symmetrically with respect to said axis,an acousto-electric transducer disposed on said axis adjacent said electrode structure,electrical circuitry including electrical circuit elements supported on one side of a generally planar circuit board disposed within said chamber, said circuit elements being operatively connected both to said electrode structure and to said transducer, anda pattern of conductors disposed on the side of said circuit board which is opposite said one side, connected by way of vias through the boar... | Inovise Medical, Inc. | A61B005/04
US07074195 | B2 | 2006-07-11 | Real-time, sound-quality-competitive, single-site from plural-site, anatomical audio signal selection | 2003-06-13 | A method and apparatus for gathering high-quality anatomical audio signals. Practice of the invention, which is illustrated herein in the context of heart-produced signals, is based upon gathering, and competitively processing audio signals collected simultaneously from two adjacent anatomical sites. Competitive processing examines these two signals in light of certain selected “quality” parameters, and thereby selects the better signal at a user-selected point in time. | 1. A method employed in the gathering, for observation purposes, of desired-category anatomical audio signal information effectively from a selected anatomical region, said method comprising placing first and second audio signal sensors/detectors on the anatomy at selected locations of adjacency relative to such region,gathering, and competitively processing, the respective audio signals detected by these two sensors for the purpose of selecting, during a given, defined time-frame, one of these two detected signals as the higher-quality signal as such is determined by the review of certain pre-chosen quality-selection parameters, anddeclaring such selected higher-quality audio signal to be the one containing the desired-category audio signal information from the selected anatomical region during the defined time-frame. 2. The method of claim 1 which further includes the simultaneous collecting of anatomical electrical signal information, and said declaring is performed, at least in part, for the purpose of enabling the study of a selected relationship of such collected electrical signal information with the declared, desired-category audio signal information. 3. The method of claim 2, wherein said collecting of electrical signal information is performed by the collecting of EGG signal information. 4. The method of claim 1, wherein said competitive processing includes, for each of the two gathered audio signals, comparing, during the defined time-frame, signal power present in two different signal-frequency bands, one of which is a higher-frequency band, and other of which is a lower-frequency band, and utilizing this power comparison as an indication of the presence of spike noise. 5. The method of claim 4, wherein said competitive processing further includes, in relation to the presence of spike noise, and during the defined time-frame, noting, and then utilizing, selected peak and trough signal-power information present in the mentioned lower-frequency band to create a related signal-to-noise ratio estimate which is associated with the determined absence of spike noise. 6. The method of claim 5, wherein said competitive processing further includes, in relation to the presence of spike noise, and during the defined time-frame, performing a signal amplitude estimation related to signal information contained in the mentioned lower-frequency band during a determined condition of the absence of spike noise, and then employing collaboratively (a) information regarding the presence/absence of spike noise, (b) information relating to the created signal-to-noise ratio estimate, and (c) the mentioned signal amplitude estimation as operative quality-selection parameters, to perform the step of declaring the selected higher-quality audio signal. 7. The method of claim 5, wherein said competitive processing further includes examining audio information to detect burst noise. | Inovise Medical, Inc. | A61B005/02 A61B005/04 A61B007/00
US07369691 | B2 | 2008-05-06 | Processor for analyzing tubular structure such as blood vessels | 2004-03-19 | Using medical three-dimensional image data, at least one of a volume-rendering image, a flat reformatted image on an arbitrary section, a curved reformatted image, and an MIP (maximum value projection) image is prepared as a reference image. Vessel center lines are extracted from this reference image, and at least one of a vessel stretched image based on the center line and a perpendicular sectional image substantially perpendicular to the center line is prepared. The shape of vessels is analyzed on the basis of the prepared image, and the prepared stretched image and/or the perpendicular sectional image is compared with the reference image, and the result is displayed together with the images. Display of the reference image with the stretched image or the perpendicular sectional image is made conjunctive. Correction of the center line by the operator and automatic correction of the image resulting from the correction are also possible. | 1. An analyzer analyzing a tubular structure of an object to be examined, comprising: a preparing unit configured to prepare three-dimensional image data of the same object examined;an image data producing unit configured to produce, from the three-dimensional image data, data of at least one of a volume rendering image of the object, a maximum intensity projection (MIP) image of the three-dimensional image data, a flat reformatted image at an arbitrary section in the three-dimensional image data;a curved reformatted image producing unit configured to produce data of a curved reformatted image from the three-dimensional image data;a center line producing unit configured to produce three-dimensional position data of a center line of the tubular structure by using the three-dimensional image data;a reference image displaying unit configured to display the center line by overlaying the position data of the center line on data of a reference image consisting of one of the volume rendering image, the maximum intensity protection (MIP) image, the flat reformatted image, and the curved reformatted image;a curved reformatted image displaying unit configured to display the center line by overlaying the position data of the center line on the data of the curved reformatted image;a center line correcting unit configured to be used for correcting a shape of the center line overlaid on the reference image displayed by the reference image displaying unit;a curved reformatted image updating unit configured to reproduce, from the three-dimensional image data, the data of the curved reformatted image data displayed by the curved reformatted image displaying unit, in response to a correction of the shape of the center line on the reference image through the center line correcting unit, and to update the overlaying display of the center line on the reference image, updating the curved reformatted image responding substantially in real time to correcting the shape of the center line;an analysis unit configured to analyze a morphological feature of the tubular structure;a reception unit configured to receive a signal indicating whether or not the position of the center line displayed on both the reference image and the curved reformatted image is acceptable; andan analysis permitting unit configured to permit the analysis unit to analyze the morphological feature of the tubular structure only when the signal received by the reception unit indicates that the position of the center line is acceptable. 2. An analyzer analyzing a tubular structure of an object to be examined comprising: a preparing unit configured to prepare three-dimensional image data of the same object examined;an image data producing unit configured to produce, from the three-dimensional image data, data of at least one of a volume rendering image of the object, a maximum intensity projection (MIP) image of the three-dimensional image data, a flat reformatted image at an arbitrary section in the thr... | Kabushiki Kaisha Toshiba Toshiba Medical Systems Corporation | G06K009/00
US07315754 | B2 | 2008-01-01 | Electrode belt | 2004-01-27 | An electrode belt for impedance tomography shall be improved such that it has a simple design and makes possible good contacting of the electrodes (2) with the body of the test subject to be examined. The electrode belt (1) has at least 16 electrodes (2) on an electrode holder or belt material (3), which is elastic at least in some sections. The belt formed of one or more belt material sections completely surrounds a test subject to be examined on the circumference of the body. Electrode feed lines (63) extend along the electrode holder (3). The electrode feed lines and are connected to a feed line (6) at least at one feed point (4) on the electrode holder (3). | 1. An electrode belt for electrical impedance tomography, the electrode belt comprising: a belt material;16 or more electrodes connected to said belt material, said belt material being elastic in some sections such that said belt material can be stretched from a non-stretched state to a stretched state, the electrode belt fully surrounding a test subject to be examined over the circumference of the body;electrode feed lines extending within one or more hollow elastic tubes, each electrode feed line having a defined length, said electrode feed lines being integrated within said belt material such that the entire length of each electrode feed line extends within said belt material, each electrode feed line having a length between electrodes that is greater than the length of said tubes between electrodes when the belt material is in a non-stretched state; anda feed line, said electrode feed line being connected to said feed line at one or more feed points along said belt material. 2. An electrode belt in accordance with claim 1, wherein said electrodes are arranged at equally spaced locations from one another on the belt material. 3. An electrode belt in accordance with claim 1, wherein said belt material and said electrode feed lines form plural belt segments with one or more of said electrodes arranged on individual belt segments. 4. An electrode belt in accordance with claim 1, wherein said feed points are arranged symmetrically in relation to one another with the belt material split into two sections of approximately equal size. 5. An electrode belt in accordance with claim 1, wherein said belt material comprises three or more tubes, which extend in parallel and are connected section by section via a tube mounting piece. 6. An electrode belt in accordance with claim 5, wherein said electrodes are arranged in the area of said tube mounting piece. 7. An electrode belt in accordance with claim 5, wherein one of said tubes is hollow and accommodates said electrode feed lines. 8. An electrode belt in accordance with claim 5, further comprising: shaped elements provided as padding for two or more adjacent said electrodes for covering a sternal or spinal depression of a test subject wherein a gel pad located between outer tubes and a middle tube is provided as said shaped element. 9. An electrode belt for electrical impedance tomography, the electrode belt comprising: an electrode holder having a defined length for surrounding the body of a test subject, said electrode holder being composed of a stretch material, said electrode holder comprising one or more hollow elastic tubes;16 or more electrodes, said 16 or more electrodes being located on said electrode holder, each electrode being positioned along said electrode holder at a spaced location from an adjacent electrode to define an electrode holder portion;electrode feed lines extending within said one or more hollow elastic tubes, each electrode feed line having a defined length, said elec... | Dräger Medical AG & Co. KGaA | A61B005/04
US07229410 | B2 | 2007-06-12 | Method and device for determining a characteristic value for the perfusion of modified tissue regions in organs of living beings | 2004-02-17 | A method and a device are used for determining a characteristic value for the perfusion of modified, in particular pigmented tissue regions in organs of living beings, for example the skin. By means of a laser flowmeter, a first volumetric flow rate and a second volumetric flow rate of the blood are determined at a first measurement point and at a second measurement point, respectively within the modified tissue region and within the surrounding, unmodified tissue region, in each case as a measurement profile of a volumetric flow rate signal as a function of time. A wavelet analysis of each of the measurement profiles is then carried out as a three-dimensional representation of the signal intensity over a frequency or scaling axis and time. The profile of a vasomotion energy over the frequency or scaling axis is subsequently determined for each of the measurement profiles subjected to the wavelet analysis, the vasomotion energy being the integral of the signal intensity with respect to time for a particular frequency or scaling value. Next, the profile of the vasomotion energy of the second measurement profile is subtracted from the profile of the vasomotion energy of the first measurement profile, so as to form a difference profile. The difference profile is then integrated in order to obtain the characteristic value. | 1. A method for determining a characteristic value for the perfusion of modified tissue regions in organs of living beings, having the following steps: a) determining a first volumetric flow rate of the blood by means of laser flowmetry at a first measurement point within the modified tissue region as a first measurement profile of a volumetric flow rate signal as a function of time;b) determining a second volumetric flow rate of the blood by means of laser flowmetry at a second measurement point within an unmodified tissue region as a second measurement profile of a volumetric flow rate signal as a function of time;c) carrying out a wavelet analysis of each of the measurement profiles as a three-dimensional representation of the signal intensity over a frequency or scaling axis and time;d) determining the profile of a vasomotion energy over the frequency or scaling axis for each of the measurement profiles subjected to the wavelet analysis, the vasomotion energy being the integral of the signal intensity with respect to time for a particular frequency or scaling value;e) subtracting the profile of the vasomotion energy of the second measurement profile from the profile of the vasomotion energy of the first measurement profile, so as to form a first difference profile;f) integrating the difference profile in order to obtain the characteristic value. 2. The method of claim 1, wherein the characteristic value is compared with a reference value. 3. The method of claim 1, wherein the first measurement point is located in a pigmented tissue region. 4. The method of claim 1, wherein the tissue regions are regions of the skin of the living being. 5. A method for determining a characteristic value for the perfusion of modified tissue regions in organs of living beings, having the following steps: a) determining a first volumetric flow rate of the blood by means of laser flowmetry at a first measurement point within the modified tissue region as a first measurement profile of a volumetric flow rate signal as a function of time;b) determining a second volumetric flow rate of the blood by means of laser flowmetry at a second measurement point within an unmodified tissue region as a second measurement profile of a volumetric flow rate signal as a function of time;c) determining a third volumetric flow rate of the blood by means of laser flowmetry at a third measurement point at the transition between the modified tissue region and the surrounding, unmodified tissue region as a third measurement profile of a volumetric flow rate signal as a function of time;d) carrying out a wavelet analysis of each of the measurement profiles as a three-dimensional representation of the signal intensity over a frequency or scaling axis and time;e) determining the profile of a vasomotion energy over the frequency or scaling axis for each of the measurement profiles subjected to the wavelet analysis, the vasomotion energy being the integral of the signal intensity with res... | Eberhard-Karls-Universitaet Tuebingen Universitaetsklinikum | A61B005/00 A61B005/02
US20040267099 | A1 | 2004-12-30 | Pain assessment user interface | 2003-06-30 | In general, the invention is directed to a user interface for patient pain assessment. The user interface allows an operator to input and store a patient's pain assessment based on a given pain assessment scale. The invention may tranmit the pain assessment data along with patient physiological condition data to a remotely located hospital database. As part of the patient's medical record, pain assessment measurements can provide trending information similar to most physiological condition data, which may be useful for future treatment. The invention may prompt the operator with suggestions for treatment based on the pain assessment and physiological data collected. In some embodiments, the user interface may be applied to a defibrillator or a patient monitor. | 1. A method comprising: receiving a patient pain assessment from an operator, wherein the patient pain assessment is based on a pain assessment scale; receiving physiological data representative of a patient physiological condition; and recording the patient pain assessment and the physiological data in a memory. 2. The method of claim 1, further comprising generating electronic report data incorporating both the patient pain assessment and the physiological data. 3. The method of claim 2, further comprising transmitting the electronic report data to a remote location. 4. The method of claim 1, further comprising recording a time when the patient pain assessment and the physiological data are received. 5. The method of claim 4, further comprising receiving the time from one of an internal device, an external device, and an operator interface. 6. The method of claim 1, wherein the patient pain assessment is a first patient pain assessment; the method further comprising: receiving a second patient pain assessment from the operator; and recording the second patient pain assessment in memory. 7. The method of claim 6, wherein the second patient pain assessment is received subsequent to the first patient pain assessment. 8. The method of claim 6, further comprising generating a pain trend as a function of the first and second patient pain assessments. 9. The method of claim 1, further comprising prompting the operator in response to the patient pain assessment. 10. The method of claim 1, further comprising presenting the pain assessment scale to the operator. 11. The method of claim 10, wherein presenting the pain assessment scale comprises at least one of presenting a numerical pain assessment scale and presenting a pictorial pain assessment scale. 12. The method of claim 10, wherein presenting the pain assessment scale comprises presenting a pain type scale. 13. The method of claim 12, wherein the pain type scale comprises words descriptive of a type of pain sensation; the words further comprising shooting, sharp, burning, radiating, aching, and dull. 14. The method of claim 1, wherein the patient physiological condition includes one of blood pressure, blood oxygen saturation, body temperature, cardiac rhythm, and respiration rate. 15. A device comprising: a first input device to receive a patient pain assessment from an operator, wherein the patient pain assessment is based on a pain assessment scale; a second input device to receive physiological data representative of a patient physiological condition; and a memory to record the patient pain assessment and the physiological data. 16. The device of claim 15, wherein the device comprises an external defibrillator. 17. The device of claim 15, wherein the device comprises an external patient monitor. 18. The device of claim 15, wherein the first input device comprises at least one of a keyboard, a soft-key, a button, a touch screen, a pointing device, a push knob,... |  | A61B005/00 A61B019/00
US20040210118 | A1 | 2004-10-21 | In situ detection of endoleak and endotension | 2003-04-18 | Endotension, the continued expansion and tensioning of a blood vessel at an aneurysm site after the repair of the aneurysm by placement of a stent graft therethrough, typically caused by refilling of the aneurysmal location by blood leakage thereto, is detected. The detection is accomplished by locating a detector in the aneurysmal vessel, between the blood vessel wall and the stent graft, and monitoring signals generating therefrom which are indicative of the arrival of fresh blood in the region, and thus a leakage of blood therein. The detector may be an oxygen sensor, and the monitoring can include maintaining a history of periodic blood oxygen signals indicative of the oxygen content of blood between the stent graft and the vessel wall, and the periodic analysis of these signals to determine whether the oxygen level is increasing, indicating the existence of endoleak and thus likely endotension. | I claim: 1. An apparatus for detecting endoleak and endotension, comprising: a detector, located within a bypassed aneurysmal blood vessel, and having a detection member capable of detecting a condition in the bypassed aneurysmal blood vessel indicative of fresh blood therein; a controller in communication with said detector and enabled to control the operation of said detector to make detection readings; and a reader configured to evaluate said detection readings and thereby indicate the presence of fresh blood in the bypassed aneurysmal blood vessel. 2. The apparatus of claim 1, wherein said detector is an oxygen sensor. 3. The apparatus of claim 2, wherein said oxygen sensor includes at least one light source and one light detector. 4. The apparatus of claim 1, wherein said controller includes: a microprocessor; a memory interconnected to said microprocessor; and a clock. 5. The apparatus of claim 4, wherein said microprocessor controls the operation of said detector, and actuates said detector to detect conditions indicative of fresh blood present in the bypassed aneurysmal blood vessel and to transmit a signal indicative of the condition detected. 6. The apparatus of claim 5, wherein said microprocessor further directs said signal to said memory. 7. The apparatus of claim 6, wherein said signals are recorded in said memory in conjunction with an indication of the time said signal was generated. 8. The apparatus of claim 7, wherein said detector includes at least a first and a second light source, and at least one light detector. 9. The apparatus of claim 8, wherein said light sources emit radiation at different frequencies. 10. The apparatus of claim 9, wherein said microprocessor is configured to cause each one of said light sources to emit radiation in a separate time window. 11. The apparatus of claim 10, wherein said light sources emit light simultaneously and said light detector transmits a signal indicative of the intensity of light reaching the light detector at each frequency to said memory. 12. A method of providing detection of aneurysm repair irregularity following aneurysm repair, comprising the steps of: providing a sensor indicative of the presence of at least one fluid constituent entering the space between an aneurysm repair vehicle and the aneurysmal wall; providing a mechanism to operate and interpret any data generated by the detector; and instructing the placement of the sensor, at a location adjacent the aneurysmal wall. 13. The method of claim 12, wherein the instructed location is within the space existing between the aneurysm repair vehicle and the aneurysmal wall. 14. The method of claim 13, wherein the sensor is an oxygen sensor. 15. The method of claim 14, wherein the oxygen sensor includes at least one light sensor therein. 16. The method of claim 15, wherein the step of providing a mechanism to operate and interpret any data generated by the detector further includes the steps o... |  | A61B005/00
US20040220488 | A1 | 2004-11-04 | Method and apparatus for physiological data acquisition via sound input port of computing device | 2003-10-29 | A sound input port is ubiquitously present in many types of devices including PCs, PDAs, cell phones, land line phones, and voice recorders thereafter referred to as “computing devices”. A sound port allows data input into a computing device for further computation, visualization and data transmission. Unfortunately most computing devices only allow one channel of data acquisition via the sound port. Further, the acquired data are highpass filtered. A method of extending the signal range to very low frequencies and recording a plurality of data channels via a single sound port is disclosed here. This method uses amplitude modulation of carrier frequencies to create a composite signal. The composite signal is then transmitted into the computing device either via wire or wirelessly. Demodulation occurs in the computing device. In the preferred embodiment the audio signal from an electronic stethoscope and the amplitude modulated EKG are transmitted into a computer via a single microphone port. In an alternative embodiment physiological data from multiple sensors are transmitted into a computer via a single microphone port. | We claim: 1. A method of wired or wireless physiological data acquisition via sound input port of a computing device using amplitude modulation of data with one or more carrier frequencies. 2. The computing device of claim 1 selected from a group consisting of a desktop computer, a notebook, a tablet PC, a PDA, a mobile phone, a land line phone, a tape recorder, and a digital voice recorder. 3. The computing device of claim 1 transmitting data to a secondary computing device, such as a server either via wire or wirelessly. 4. The data of claim 1 including a plurality of channels modulated by multiple carrier frequencies. 5. The carrier frequencies of claim 1 distributed over the permissible sound port frequency range in such a manner that neither frequency band overlaps with any other frequency band. 6. The carrier frequencies of claim 1 supplied by the audio output of the computing device or generated by circuitry outside of the computing device. 7. The sound input port of claim 1 wherein sound input port is a microphone port, a line port, or the wireless sound port of a computing device. 8. The wireless sound port of claim 7 wherein wireless protocol selected from a group consisting of a bluetooth protocol and a Wi-Fi protocol. 9. The bluetooth protocol of claim 8 wherein a headset profile is used to transmit data to and from the computing device. 10. The physiological data acquisition system using said amplitude modulation method of claim 1 to transmit multiple cannels of physiological data to said microphone port of said computing device. 11. The computing device of claim 1 wherein the demodulation of the composite signal by software occurs in real time. 12. The EKG Stethoscope using said amplitude modulation method of claim 1 comprised of: (a) a stethoscope, (b) an electrocardiograph, and (c) EKG electrodes, whereby a medical practitioner is enabled perform simultaneous auscultation and electrocardiography. 13. The EKG Stethoscope of claim 12 wherein the EKG is modulated by a carrier frequency and added to an audio signal resulting in a composite signal that is transmitted to the sound port of a computing device. 14. The EKG Stethoscope of claim 12 visualizing both phonocardiogram and EKG concurrently on the screen of the computing device in the stack mode or superimposed. 15. The EKG electrodes of claim 12 located on the chest piece to simplify application of said EKG Stethoscope on patients. 16. The EKG electrodes of claim 12 attached to the subject's skin connected to the said EKG Stethoscope via standard wired EKG leads. 17. The EKG Stethoscope of claim 12 having means for visualizing the EKG and audio waveform on a read-out display located on the chest piece. 18. The EKG Stethoscope of claim 12 having means to signal the operator events of the EKG cycle, whereby said event will include the QRS complex, which corresponds to the start of systole, the P-wave, which corresponds to the start of atrial de... |  | A61B005/04 A61B005/02
US20040236249 | A1 | 2004-11-25 | Needle for body fluid tester | 2004-06-29 | An apparatus for collecting a body fluid for testing for an analyte includes a needle for penetrating a patient's skin to access the fluid within the skin. The needle has a hollow body extending from a first end to a second end. An interior surface of the body defines a fluid pathway extending between the ends. The second end is positioned to deposit fluid for testing. The first end has a beveled face on a front side of the body. The beveled face terminates at a penetration tip with the beveled face having an opening in communication with the fluid pathway. The penetration tip is burnished to a rounded shape and bent to facilitate low pain and rapid fluid collection. | 1-11. (Cancelled) 12. A method for collecting a sample of interstitial fluid from a patient, said method comprising: providing a needle having a hollow body extending from a first end to a second end with a fluid pathway extending between said ends, said first end configured to penetrate said skin and comprising a beveled face on a front side of said body, an opening within said beveled face in communication with said fluid pathway, and a bend formed on said front side and positioned on said beveled face; penetrating said first end into and through the dermis of the skin; accessing interstitial fluid at said opening; and transporting said interstitial fluid through said hollow body. 13. The method of claim 12, further comprising positioning said second end to deposit fluid for testing. 14. The method of claim 13, further comprising absorbing said deposited fluid onto a membrane. 15. The method of claim 13, wherein said testing is selected from the group consisting of calorimetric testing and electrochemical testing. 16. The method of claim 12, further comprising pressurizing an area about the penetration site of the needle wherein said accessing of interstitial fluid is facilitated. |  | A61B005/00
US20040243118 | A1 | 2004-12-02 | Device and method for positioning a catheter tip for creating a cryogenic lesion | 2004-06-25 | A device and method for ablating tissue includes a sheath system with an occlusion structure. In certain embodiments, arrhythmias originating in pulmonary veins are treated cryogenically. | What is claimed is: 1. A guide sheath for use with a cryoablation catheter in the vasculature of a patient which comprises: an elongated tubular body for receiving the catheter therethrough, said tubular body defining an axis and having a proximal end and a distal end; a tubular member extending axially from the distal end of said tubular body for steering said guide sheath to a predetermined site in the vasculature, said tubular member being formed with an orifice for projecting the cryoablation catheter from said guide sheath for contact with vasculature tissue in a vicinity of the site; a device mounted on said tubular member, said device being moveable between a first configuration wherein said device establishes a low profile against said tubular member during movement of said sheath in the vasculature, and a second configuration wherein said device extends radially from the axis to anchor said sheath in the vasculature; and a plurality of electrodes mounted on said device, said electrodes being urged against vasculature tissue when said device is in its second configuration to obtain electrical signals from the tissue to create a map for use during cryoablation of vasculature tissue in the vicinity of the predetermined site. 2. A guide sheath as recited in claim 1 wherein the orifice is located on said tubular member proximal to said device. 3. A guide sheath as recited in claim 1 wherein the orifice is located on said tubular member distal to said device. 4. A guide sheath as recited in claim 1 wherein said device is an inflatable balloon, with the balloon being deflated when said device is in its first configuration and being inflated when said device is in its second configuration. 5. A guide sheath as recited in claim 4 wherein the balloon has an external surface and further wherein said electrodes are mounted on the external surface of the balloon. 6. A guide sheath as recited in claim 5 wherein said electrodes substantially form an annulus when said device is in its second configuration. 7. A guide sheath as recited in claim 1 wherein the signals are indicative of contraction origination activity in the tissue. 8. A guide sheath as recited in claim 7 further comprising a computer, wherein said computer is electronically connected with said plurality of electrodes for obtaining the signals and creating the map therewith as a visual display of contraction origination activity in the tissue. 9. A guide sheath as recited in claim 1 wherein said tubular member is preformed. 10. A guide sheath as recited in claim 1 wherein said tubular member is steerable. 11. A system for cryoablating tissue in the vasculature of a patient which comprises: a cryoablation catheter; a sheath means for guiding said catheter to a predetermined site in the vasculature; an electronic means attached to said sheath means for creating a map of contraction origination activity in a vicinity at the predetermined site; and a directing means for... |  | A61B018/02 A61B005/04
US20040254441 | A1 | 2004-12-16 | Method and device for the spatial adjustment of tussue data that are optically acquired at temporal intervals | 2004-07-12 | A method for registration of data records of tissue images recorded at temporal intervals includes providing marked structures at fixed locations on the surface of the target tissue to be recorded. At least a first and a second image of the target tissue and first and second images of the marked structures are also recorded at temporal intervals. The position coordinates of the marked structures are computed in three spatial dimensions for the two images. The target tissue images are then registered with a computer based on the position coordinates of the marked structures. | 1-33: (Cancelled) 34. A method for registration of data records of tissue images recorded at temporal intervals, comprising: providing marked structures at fixed locations on the surface of the target tissue to be recorded; recording at least a first and a second image of the target tissue and first and second images of the marked structures at a temporal interval; computing with a computer the position coordinates of the marked structures in all three spatial dimensions for the two images; and registering the target tissue images with the computer based on the position coordinates of the marked structures. 35. The method as in claim 34, wherein the target tissue is tissue of an eye. 36. The method as in claim 34, wherein the target tissue and the marked structures are recorded in the same images. 37. The method as in claim 34, wherein the target tissue and the marked structures are recorded in different respective images. 38. The method as in claim 34, wherein the marked structures are fixed in position relative to the surface of the tissue such that there is essentially no change of position of the marked structures relative to the target tissue between the recordings of the target tissue. 39. The method as in claim 34, wherein the target tissue is recorded with the marked structures in first and second photographs. 40. The method as in claim 34, further comprising projecting a pattern on the marked structures at an angle of incidence, and detecting reflected radiation from the projected pattern at an angle of detection, wherein an angle α is defined between the angle of incidence and the angle of detection that is greater than 0°. 41. The registration method as in claim 40, wherein the pattern is also projected onto and detected from the target tissue for tissue data acquisition associated with the first and second images. 42. The registration method as in claim 41, wherein the pattern is projected in the form of a stimulating radiation producing a detectable fluorescent pattern from the target tissue and marked structures. 43. The registration method as in claim 42, wherein the stimulating radiation is in the ultraviolet range. 44. The registration method as in claim 40, wherein the x and y coordinates of the marked structures are computed as a function of lightness measurements from the images of the marked structures, and the y coordinate of the marked structures is computed as a function of pattern measurement. 45. The registration method as in claim 34, wherein the first and second images of the target tissue are recorded by means of a measuring principle that is different from a measuring principle used to obtain respective images of the marked structures. 46. The registration method as in claim 45, wherein the first and second images of the target tissue are recorded by a wave front measuring technique. 47. The registration method as in claim 34, wherein the images of the marked structures are recorded by de... |  | A61B005/05
US20040225228 | A1 | 2004-11-11 | Neurophysiological apparatus and procedures | 2004-05-10 | Neurophysiological instruments and techniques are improved through various enhancements. Stimulation of an instrument is possible while it is advancing into the spine or elsewhere, alerting the surgeon to the first sign the instrument or device (screw) may be too near a nerve. A directional probe helps surgeons determine the location of the hole in the pedicle. Electrically insulating sleeves prevent shunting into the soft tissues. According to a different improvement, the same probe to be used to stimulate different devices, such as screws and wires. Electrical impulses may be recorded from non-muscle regions of the body, including the spine and other portions of the central nervous system as opposed to just the extremities. | I claim: 1. Neurophysiological apparatus, comprising: a system including an electrical stimulator and an electrical sensor that allows real-time or continuous monitoring as to the placement of a device relative to a nerve during a surgical procedure. 2. The apparatus of claim 1, wherein the device is a probe, tap, wire, screw, or pin. 3. The apparatus of claim 1, further including a component that allows the device to rotate during placement without interfering with the monitoring. 4. The apparatus of claim 3, wherein the component is a clip or sleeve that fits around the shaft of a rotating instrument. 5. The apparatus of claim 1, wherein the sensor is a spinal sensor. 6. The apparatus of claim 1, wherein the sensor is adapted for placement around at least a portion of a pedicle. 7. The apparatus of claim 1, including a direction sensor including a tip that is with a partially circumferentially insulated. 8. The apparatus of claim 1, wherein the system further includes an alert if a stimulus was generated but not sensed. 9. The apparatus of claim 1, wherein the system further includes an alert if the device is or is being improperly placed. 10. The apparatus of claim 1, wherein the system further includes an alert if the device should be placed within a pedicle. 11. The apparatus of claim 1, including multiple stimulators or sensors associated with multiple vertebrae. 12. A neurophysiological method, comprising the steps of: placing a device in a vertebral body; electrically stimulating one or more nerves; and sensing at least one electrical impulse at the device to determine how close the device is to a nerve. 13. The neurophysiological method of claim 12, including the step of stimulating one or more spinal nerves. 14. The neurophysiological method of claim 12, including the step of stimulating one or more peripheral nerves. 15. The neurophysiological method of claim 12, including the step of stimulating a spinal cord. 16. The neurophysiological method of claim 12, including the step of stimulating a portion of a brain. 17. The neurophysiological method of claim 12, including the step of sensing an impulse at multiple devices based upon a single stimulus. 18. The neurophysiological method of claim 12, including the step of sensing one or more electrical impulses at an extremity to determine the effectiveness of the stimulus. 19. The neurophysiological method of claim 12, wherein the device is an instrument. 20. The neurophysiological method of claim 12, wherein the device is a pedicle screw. 21. The neurophysiological method of claim 12, wherein the muscle is a paraspinal muscle. 22. The neurophysiological method of claim 12, further including the step of alerting a user if a stimulus was not sensed. 23. The neurophysiological method of claim 12, further including the step of alerting a user if the device is improperly placed. 24. The neurophysiological method of claim 12, wherein the step of s... |  | A61B005/05
US06823212 | B2 | 2004-11-23 | Method and apparatus for measuring properties of a target surface | 2001-06-13 | A method for measuring the barrier properties of naturally occurring tissue, such as the skin. The method comprises the steps of providing a probe having a pair of spaced apart electrodes in electrical communication with each other, a voltage generator capable of supplying an increasing voltage between said electrodes, and a voltage meter capable of indicating the voltage between said electrodes. The electrodes are placed in contact with the target surface. An increasing voltage from is supplied from the voltage generator to the electrodes until current between said electrodes reaches a predetermined value. The voltage, which occurs when the current reaches the predetermined value, is noted. In another embodiment the invention comprises a device for measuring the barrier properties of the skin. The device comprises a probe. The probe has a pair of spaced apart electrodes in electrical communication with each other. The electrodes are noninvasively contactable with the skin of a subject, or other target surface. The device also comprises a voltage generator, capable of supplying an increasing voltage between the electrodes, and a voltage meter capable of indicating the voltage between the electrodes. The voltage meter indicates the voltage between the electrodes when current between the electrodes reaches a predetermined value. | What is claimed is: 1. A method for measuring properties of a target surface comprising natural tissue, said method comprising the steps of:providing a probe, said probe having a pair of spaced apart electrodes in electrical communication with each other, providing a voltage generator, said voltage generator being capable of supplying an increasing voltage between said electrodes, providing a voltage meter, said voltage meter being capable of indicating the voltage between said electrodes, placing said electrodes in contact with the target surface, supplying a monotonically increasing voltage from said voltage generator to said electrodes until current between said electrodes reaches a predetermined value, and noting said voltage which occurs when said current reaches said predetermined value. 2. The method according to claim 1 wherein said predetermined current is from 0.1 to 3 microamperes. 3. The method according to claim 1 wherein said predetermined current is 1 microamperes. 4. The method according to claim 1 wherein said voltage increases at a rate of 0.1 to 10 volts per second. 5. The method according to claim 4 wherein said current nonlinearly increases from a baseline value to said predetermined value. 6. The method according to claim 4 wherein said current monotonically increases from a baseline value to said predetermined value. 7. The method according to claim 6 wherein said baseline value is 0 volts. 8. The method according to claim 1 wherein said target surface comprises animal tissue. 9. The method according to claim 8 wherein said target surface comprises human tissue. 10. A method for measuring properties of a target surface comprising natural tissue, said method comprising the steps of:providing a probe, said probe having a pair of spaced apart electrodes in electrical communication with each other, providing a voltage generator, said voltage generator being capable of supplying an increasing voltage between said electrodes, providing a voltage meter, said voltage meter being capable of indicating the voltage between said electrodes, placing said electrodes in contact with the target surface, supplying an increasing voltage from said voltage generator to said electrodes until current between said electrodes reaches a predetermined value, and noting said voltage which occurs when said current reaches said predetermined value, said method further comprising the step of monitoring the current between said electrodes in real time. 11. A device for measuring the barrier properties of a target surface comprising natural tissue, said device comprising:a probe, said probe having a pair of spaced apart electrodes in electrical communication with each other, said electrodes being spaced apart a distance of 3 to 10 mm, said electrodes being contactable with the skin of a subject, a voltage generator, said voltage generator being capable of supplying an increasing voltage between said electrodes, a voltage meter, said voltage ... | The Procter & Gamble Company | A61B005/05
US06834437 | B1 | 2004-12-28 | Foot measurement system | 2002-05-29 | The invention is a foot measurement system suitable for mailing to consumers. The primary components of the measurement system include a length portion for determining the length of the foot and a width portion for determining the width of the foot. The length portion and the width portion each include sliders that may be positioned in an abutting relationship with areas of the foot. When the sliders are properly positioned, foot dimensions may be determined by reference to scales on each of the length and width portions. The measurement system also includes a container, for receiving and supporting the length portion and the width portion, that is suitable for use as a shipping container. In addition the measurement system may include a calibration device for ensuring measurement accuracy and a register for recording measurements. | That which is claimed is: 1. A measurement system for determining dimensions of a foot, said measurement system comprising:a length portion for measuring a length of the foot, said length portion having components that include: a length scale positioned relative to a longitudinal centerline of the foot, a heel support for receiving and securely positioning a heel of the foot, and a length slider that is movably positionable in a direction of the longitudinal centerline of the foot, said length slider being positionable in an abutting relationship with toes of the foot to measure the length of the foot; and a width portion for measuring a width of the foot, said width portion having components that are separate from said components of said length portion and include: a width scale positioned transverse to said length scale, and a pair of independently adjustable width sliders that are movably positionable with respect to medial and lateral sides of the foot and in a direction that is transverse to said length scale, said width sliders being positionable in an abutting relationship with the sides of the foot to measure the width of the foot. 2. The measurement system of claim 1, wherein said length portion and said width portion are incorporated into a container. 3. The measurement system of claim 2, wherein said container includes a lid portion, a bottom portion, and at least one wall portion that extends between said bottom portion and said lid portion. 4. The measurement system of claim 3, wherein said container is a cardboard-style box. 5. The measurement system of claim 3, wherein an upper surface of said bottom portion includes a recessed area for receiving said width portion. 6. The measurement system of claim 5, wherein said length portion is located on said upper surface of said bottom portion and positioned transverse to said width portion, said length portion thereby crossing over said width portion. 7. The measurement system of claim 5, wherein said width portion includes a base, said base being located within said recess, and an upper surface of said base being substantially located on a plane of said upper surface of said bottom portion. 8. The measurement system of claim 3, wherein said bottom portion includes a slot for receiving a pivot bar of said heel support, said pivot bar forming a pivot point for said heel support, said heel support being pivotable to a vertical position and pivotable to a horizontal position, a height of said heel support in said horizontal position being less than a height of said wall portion. 9. Tho measurement system of claim 8, wherein said heel support includes a heel cup for contacting the heel, said pivot bar and said heel cup being positioned on opposite sides of a base of said length portion. 10. The measurement system of claim 1, wherein said length portion includes a base, said base having a channel for receiving an insert of said length slider, said insert being movably positionable ... | Nike, Inc. | A43D001/02 A61B005/107
US06827690 | B2 | 2004-12-07 | System and method for providing diagnosis and monitoring of myocardial ischemia for use in automated patient care | 2002-04-04 | A system and method for providing diagnosis and monitoring of myocardial ischemia for use in automated patient care is described. At least one recorded physiological measure is compared to at least one other recorded physiological measure on a substantially regular basis to quantify a change in patient pathophysiological status for equivalent patient information. An absence, an onset, a progression, a regression, and a status quo of myocardial ischemia is evaluated dependent upon the change in patient pathophysiological status. | What is claimed is: 1. A system for providing diagnosis and monitoring of myocardial ischemia for use in automated patient care, comprising:an implantable medical device recording at least one physiological measure and at least one other physiological measure on a substantially continuous basis; a database storing monitoring sets comprising the at least one recorded physiological measure and the at least one other recorded physiological measure; a comparison module comparing the at least one recorded physiological measure to the at least one other recorded physiological measure on a substantially regular basis to quantify a change in patient pathophysiological status for corresponding patient information; a diagnostic module comparing the change in patient pathophysiological status to an indicated threshold corresponding to a quantifiable physiological measure indicative of myocardial ischemia; and an analysis module evaluating an onset, a progression, a regression, and a status quo of myocardial ischemia dependent upon the comparison of the patient pathophysiological status to the indicator threshold. 2. A system according to claim 1, further comprising:a database module retrieving the at least one recorded physiological measure and the at least one other recorded physiological measure from at least one of the monitoring sets stored in the database. 3. A system according to claim 2, further comprising:a server system collecting the at least one recorded physiological measure and the at least one other recorded physiological measure into each monitoring set recorded on a substantially continuous basis or derived therefrom. 4. A system according to claim 3, further comprising:an external medical device recording the at least one recorded physiological measure and the at least one other recorded physiological measure. 5. A system according to claim 1, further comprising:the analysis module evaluating an absence, an onset, a progression, a regression, and a status quo of diseases other than myocardial ischemia dependent upon the change in patient pathophysiological status. 6. A system according to claim 1, wherein the monitoring sets further comprise at least one quality of life measure and at least one other quality of life measure, further comprising:a diagnostic module comparing the at least one recorded quality of life measure to the at least one other recorded quality of life measure on a substantially regular basis to qualify a change in patient pathophysiological status. 7. A system according to claim 1, further comprising:a stickiness indicator defined for the at least one physiological measure corresponding to a temporal boundary on one of patient diagnosis and treatment; a diagnostic module timing each change in patient pathophysiological status for corresponding patient information and determining one of a revised patient diagnosis and treatment responsive to each change in patient pathophysiological status with a timing exc... | Cardiac Intelligence Corporation | A61B005/0402
US06802810 | B2 | 2004-10-12 | Care engine | 2001-09-21 | The present invention offers a comprehensive solution to care management which aggregates, integrates and stores clinical information from disparate sources. The system finds at-risk individuals before they experience preventable, high-cost medical events and stratifies high risk populations according to clinical criteria, which can include severity of disease states and co-morbidities. The system also compares the actual care an individual is receiving to established standards of clinical excellence and, if necessary, suggests pertinent medical care considerations to improve the care of medically mismanaged individuals. Another feature of the present invention may include a secure, patient-specific Web page which is automatically populated with a patient's own clinical information and can be personalized with customized, relevant healthcare information. The system allows users to design, facilitate and monitor clinical care plans and increase communications among physicians, nurses and patients. The system also predicts and analyzes the outcome of disease or case management for populations and individual patients. | We claim as our invention: 1. An early warning detection system for identifying patient health risk, comprising:a data base for storing a plurality of medical data and a plurality of patient data, said patient data including medical treatment information for a patient from at least one healthcare provider; an analytical care application comprising a set of matrices, wherein each of said matrices contains a plurality of defined elements, wherein said defined elements incorporate said plurality of medical data; and a computer processing unit for processing said plurality of patient data through said analytical care application for analysis through said matrices against said plurality of medical data, wherein said computer processing unit automatically makes an alternative treatment suggestion for the patient. 2. The early warning detection system of claim 1, wherein access to said system is available through a web based system. 3. The early warning detection system of claim 1, wherein said medical data is comprised of prescription drug data, lab data, and claims data. 4. The early warning detection system of claim 1, wherein said medical data and said patient data are retrieved over an electronic communications data link. 5. The early warning detection system of claim 1, wherein said analytical care application compares said plurality of patient data for a plurality of patients and identifies patients which may have a health risk due to identified risks defined within an element definition of said defined elements contained within said matrices. 6. The system of claim 1, wherein said plurality of elements are defined based upon clinical criteria. 7. The system of claim 6, wherein said plurality of elements include data related to the severity of disease states. 8. The system of claim 6, wherein said plurality of elements include data related to co-morbidites. 9. The system of claim 1, wherein said plurality of patient data includes a plurality of care data; wherein said plurality of medical data contains a plurality of established standards data; and said analytical care application compares said plurality of care data with said plurality of established standards data. 10. The system of claim 9, wherein said system identifies considerations for improvement of medical care. 11. A method of determining patients with potential health risks, comprising the steps of:retrieving a plurality of medical data and a plurality of patient data; storing said plurality of medical data and said plurality of patient data in a database, said patient data including medical treatment information for a patient from at least one healthcare provider; defining a plurality of elements based upon said plurality of medical data; grouping said plurality of elements into a plurality of matrices; creating an analytical care application which defines the interaction amongst said plurality of defined elements grouped in said matrices and the interaction of said plura... | Active Health Management | A61B005/00 G06F017/60
US07229414 | B2 | 2007-06-12 | Pulse wave measuring apparatus that can obtain optimum pressurization force of pressure sensor | 2004-04-13 | A pulse wave measuring apparatus extracts a direct current component from a pressure value obtained from a sensor pressure, and defines the pressurization force of the cuff as the optimum pressurization force when that direct current component is stable. Following determination of the optimum pressurization force, the pulse wave measuring apparatus monitors whether the direct current component obtained from the pressure sensor is optimum or not, and adjusts the pressure, when not. By determining the rising sharpness of the peak and waveform distortion in the sphygmographic waveform, determination is made whether the pressurization force of the cuff is appropriate or not to carry out further adjustment of pressure, as necessary. | 1. A pulse wave measuring apparatus comprising: a pressure sensor detecting an intra-arterial pressure waveform superficial of a body,an acquiring unit acquiring a direct current component from a pressure value output from said pressure sensor, anda defining unit including means for detecting a site where said direct current component is stable, for defining a pressurization force of pressing said pressure sensor against a body surface as an optimum pressurization force, when said direct current component is stable. 2. The pulse wave measuring apparatus according to claim 1, wherein said acquiring unit acquires said direct current component from an average value between predetermined intervals of pressure values output from said pressure sensor. 3. The pulse wave measuring apparatus according to claim 1, wherein said acquiring unit acquires said direct current component from an intermediate point between a highest value and a smallest value in a predetermined interval of pressure values output from said pressure sensor. 4. The pulse wave measuring apparatus according to claim 1, wherein said acquiring unit acquires said direct current component using a low pass filter on pressure values output from said pressure sensor. 5. The pulse wave measuring apparatus according to claim 1, further comprising a booster unit altering said pressurization force by applying pressure at one of a constant rate and an arbitrary rate. 6. The pulse wave measuring apparatus according to claim 5, further comprising a first adjustment unit comparing said direct current component at a time when said optimum pressurization force is defined with a direct current component after altering said pressurization force, and carrying out adjustment such that the direct current component after altering said pressurization force does not exceed said direct current component at the time when said optimum pressurization force was defined. 7. The pulse wave measuring apparatus according to claim 1, further comprising a suction unit altering said pressurization force by reducing pressure at one of a constant rate and an arbitrary rate. 8. The pulse wave measuring apparatus according to claim 7, further comprising a first adjustment unit comparing said direct current component at a time when said optimum pressurization force is defined with a direct current component after altering said pressurization force, and carrying out adjustment such that the direct current component after altering said pressurization force does not exceed said direct current component at the time when said optimum pressurization force was defined. 9. The pulse wave measuring apparatus according to claim 1, further comprising: a determination unit determining whether the pressurization force of said pressure sensor against said body surface is appropriate or not based on a sphygmographic waveform detected by said pressure sensor, andan adjustment unit adjusting said pressurization force after defining said... | Omron Healthcare Co., Ltd. | A61B005/00
US07572222 | B2 | 2009-08-11 | Device for analyzing the physicochemical properties of a cutaneous surface | 2004-04-16 | The invention relates to a device for analysing the physico-chemical properties of a cutaneous surface comprising: a group of sensors which are assembled at an acquisition zone (4), opposite which the cutaneous surface to be analysed is positioned; and a processing unit (1) which is interfaced with the group of sensors, said unit being equipped with analysis means that can be used to determine certain physico-chemical properties of the cutaneous surface to be analysed using signals produced by said group of sensors. | 1. A device for analyzing the physicochernical properties of a cutaneous surface, the device comprising: a handheld mobile component;an acquisition region located along a single side of said handheld mobile component, the acquisition region being sized to cover a cutaneous surface to be analyzed;at least three sensors grouped and located within said handheld mobile component and directed toward the acquisition region, the sensors being a temperature sensor for measuring the temperature of the cutaneous surface, a skin TEWL sensor for measuring the transepidermal water loss, and an ambient humidity sensor; anda processing unit interfaced with the set of sensors, said unit being equipped with analysis means for determining certain physicochemical properties of the cutaneous surface to be analyzed, on the basis of signals produced by said sensors. 2. The device as claimed in claim 1 further comprising a pH sensor, anda cutaneous print sensor, capable of measuring the topography of the cutaneous surface to be analyzed. 3. The device as claimed in claim 1 further comprising a lipid level sensor anda sensor for elastic deformation of the cutaneous surface to be analyzed. 4. The device as claimed in claim 1, wherein at least one of said sensors is made from micro-electromechanical systems (MEMS). 5. The device as claimed in claim 1, wherein the acquisition region is electrically connected to the processing unit and can be moved in front of the cutaneous surface to be analyzed. 6. The device as claimed in claim 1, wherein the mobile component is connected to the processing unit by a wireless connection. 7. The device as claimed in claim 6, wherein the wireless connection is a radio frequency connection. 8. The device as claimed in claim 1, wherein the processing unit is connected to a display terminal. 9. The device as claimed in claim 8 further comprising a plurality of handheld mobile components, each including an acquisition region, which are connected to the processing unit. 10. The device as claimed in claim 1, wherein the processing unit classifies the cutaneous surface to be analyzed in a predetermined category, as a function of the physicochemical properties which are determined. 11. The device as claimed in claim 1, wherein the processing unit is associated with a database of treatment products. 12. The device as claimed in claim 1 further comprising a pH sensor. 13. The device as claimed in claim 1 further comprising a cutaneous print sensor capable of measuring the topography of the cutaneous surface to be analyzed. 14. The device as claimed in claim 1 further comprising a lipid level sensor. 15. The device as claimed in claim 1 further comprising a sensor for elastic deformation of the cutaneous surface to be analyzed. 16. The device as claimed in claim 1 further comprising a pH sensor and a lipid sensor. 17. The device as claimed in claim 1 further comprising a pH sensor and a sensor for elastic deformation of the cutaneous s... | MEMSCAP Laboratoires La Licorne | A61B005/00
US07184812 | B2 | 2007-02-27 | Control of inter-electrode resistivity to improve quality of measured electrical biological signals | 2003-12-02 | Described is an electrode array for measuring electrical activity in a subject's biological tissue, comprising an electrode support, a group of electrodes mounted on the electrode support, and an inter-electrode conductive medium having a given resistivity for controlling resistivity between the electrodes of the group. Also, described is a method for controlling the inter-electrode resistivity in the electrode array comprises providing the inter-electrode conductive medium having the given resistivity between the electrodes of the group, and interconnecting the electrodes of the group through this inter-electrode conductive medium to control resistivity between the electrodes. In this manner, when contact between at least one electrode of the group and the subject's biological tissue is poor, an estimate of the electrical activity in the subject's biological tissue is produced on this electrode through the inter-electrode conductive medium, this estimate being a mean value of electrical potentials produced on neighbouring electrodes of the group by the electrical activity in the subject's biological tissue. | 1. An electrode array, comprising: an electrode support;a group of electrodes mounted on the electrode support for measuring electrical activity in a subject's biological tissue; andan inter-electrode conductive medium having a given resistivity for controlling, during electrical activity measurement, resistivity between the electrodes of the group to improve said electrical activity measurement, the inter-electrode conductive medium including a coating formed of a first layer of conductive material applied to at least one electrode of the group and to the electrode support between the electrodes and a second layer of slippery conductive material applied to the first layer of conductive material to provide a lubricious interface to the subject's biological tissue,wherein, when electrical contact between at least one electrode of the group and the subject's biological tissue is poor, the inter-electrode conductive medium forms a means for producing on said at least one electrode an estimate of the electrical activity in the subject's biological tissue, said estimate being a mean value of electrical potentials produced on neighbouring electrodes of the group by the electrical activity in the subject's biological tissue. 2. An electrode array as defined in claim 1, wherein the inter-electrode conductive medium includes a reference electrode. 3. An electrode array as defined in claim 1, wherein: the electrodes of the group are made of a material having a first resistivity; andthe inter-electrode conductive medium has a second resistivity considerably higher than the first resistivity. 4. An electrode array as defined in claim 1, wherein: the subject's biological tissue has a first resistivity; andthe inter-electrode conductive medium has a second resistivity situated within a range near the first resistivity. 5. An electrode array as defined in claim 1, wherein the conductive material of at least one of the first and second layers of the coating is selected from the group consisting of: a semi-conductor, a semi-conductor polymer, an absorbent material, a hydrophilic material, a carbonized material, a liquid containing material, an electrolyte, and a hydrogel. 6. An electrode array as defined in claim 1, wherein the electrode array is a linear array of electrodes. 7. An electrode array as defined in claim 1, wherein the electrically conductive material of the first layer of the coating includes hydrophilic medical grade polyurethane. 8. An electrode array as defined in claim 7, wherein the hydrophilic medical grade polyurethane has a water content of about 50%. 9. An electrode array as defined in claim 1, wherein the electrically conductive material of the second layer of the coating includes hydrophilic medical grade polyurethane. 10. An electrode array as defined in claim 9, wherein the hydrophilic medical grade polyurethane has a water content of about 90%. 11. An electrode array, comprising: a catheter with a distal end section;a series ... | Maquet Critical Care AB | A61B005/04
US07252635 | B2 | 2007-08-07 | Biological data acquiring apparatus | 2004-06-09 | A biological data acquiring apparatus comprises: age data acquiring means, biological data acquiring means, biological data displaying means, and reference data storing means, wherein the age data acquiring means acquires age data of a user, the biological data acquiring means acquires at least two kinds of biological data other than the age data from the user, the biological data displaying means displays the acquired biological data of the user in a graph region whose axes represent these two kinds of biological data, the reference data storing means stores reference data related to at least either of these two kinds of biological data in relation to age, and the biological data displaying means displays the reference data corresponding to the age data of the user in the graph region. | 1. A biological data acquiring apparatus comprising: age data acquiring means,biological data acquiring means,biological data displaying means for displaying biological data, andreference data storing means,wherein the age data acquiring means acquires age data of a user,wherein the biological data acquiring means acquires at least two kinds of biological data other than the age data from the user,wherein the biological data displaying means displays the acquired biological data of the user in a graph region whose axes represent these two kinds of biological data,wherein the reference data storing means stores reference data related to at least one of these two kinds of biological data in relation to age, andwherein the biological data displaying means displays the reference data dividing the graph region into a plurality of sections corresponding to the age of the user. 2. The apparatus of claim 1, wherein the reference data are thresholds predetermined for at least either of the two kinds of biological data. 3. The apparatus of claim 1, wherein the reference data are averages for each age or each age range which have been acquired from a number of subjects for at least either of the two kinds of biological data. 4. A biological data acquiring apparatus comprising: age data acquiring means,biological data acquiring means,biological data displaying means for displaying biological data, andstoring means,wherein the age data acquiring means acquires age data of a user,wherein the biological data acquiring means acquires at least two kinds of biological data other than the age data from the user,wherein the biological data displaying means displays the acquired biological data of the user in a graph region whose axes represent these two kinds of biological data,wherein the storing means stores reference data and comment data which are related to at least one of these two kinds of biological data in relation to age, andwherein the biological data displaying means displays the reference data dividing the graph region into a plurality of sections corresponding to the age of the user and displays the comment data corresponding to each of the sections. | Tanita Corporation | A61B005/00
US07263397 | B2 | 2007-08-28 | Method and apparatus for catheter navigation and location and mapping in the heart | 2004-04-06 | A medical system for finding and displaying the location of electrodes within the body. The electrodes may be used to measure the voltage on the heart wall and display this as an activation map on a geometry representing the heart chamber. | 1. A method to collect and present cardiac medical information to a physician comprising: applying a set of surface patch electrodes to said patient;positioning an intracavitary electrode on a catheter placed in a heart of said patient;injecting current between pairs of said set of surface patch electrodes, defining driven electrode axes;measuring the voltage present on the intracavitary electrode due to the applied currents;resolving the location of the intracavitary electrode along each of the axes based upon the measured voltage on the intracavitary electrode;collecting multiple intracavitary electrode locations;selecting the exterior most locations and creating a shell based upon the exterior most locations generating a surface geometry; andpresenting the surface geometry as an image to the physician. 2. The method of claim 1 further comprising the steps of: measuring voltage on the intracavitary electrode generated by the heart creating EP data;projecting the EP data on the surface geometry; anddisplaying the location of said intra-cardiac electrode on said image. 3. The method of claim 2 wherein: said EP data includes the peak to peak value of the voltage measurement. 4. The method of claim 3 wherein: said EP data includes a time value related to relative timing of the voltage measurement and a pre-selected fiducial time. | St. Jude Medical, Atrial Fibrillation Division, Inc. | A61B005/042
US07477932 | B2 | 2009-01-13 | Cardiac waveform template creation, maintenance and use | 2003-05-28 | The present disclosure describes methods and systems for creating, adjusting, and using cardiac waveform morphology templates. The morphology templates include target regions associated with features of cardiac waveforms. The target regions may be adjusted based on relationships between the target regions and features of detected cardiac waveforms associated with the target regions. The templates may be used to analyze cardiac waveforms to classify or monitor various waveform morphologies. Templates may be created or eliminated based on a frequency of use. According to one approach, template creation involves providing target regions defined by one or more characteristics. The target regions are adjusted based on detected cardiac waveform features having similar characteristics. A template may be created using the target regions adjusted by this process. | 1. A method of operating an implantable cardiac device for processing cardiac signals, comprising: providing a template including a plurality of target regions, each target region comprising at least a two dimensional region associated with at least one cardiac waveform feature;detecting one or more cardiac waveforms;determining a relationship between each target region of the template and the associated feature of the one or more cardiac waveforms;adjusting at least one target region relative to both dimensions, the adjusting of the target region based on the relationship between the target region and the associated feature of the one or more cardiac waveforms; andstoring the template having the adjusted target region. 2. The method of claim 1, wherein: the target region has dimensions of time and amplitude;determining the relationship between each target region and the respectively associated cardiac waveform feature comprises determining a relationship between amplitude and time characteristics of the target region and amplitude and time coordinates of the associated cardiac waveform feature; andadjusting the target region comprises adjusting the amplitude characteristic of the target region toward the amplitude coordinate of the associated cardiac waveform feature and adjusting the time characteristic of the target region toward the time coordinate of the associated cardiac waveform feature. 3. The method of claim 1, wherein adjusting the target region comprises adjusting an amplitude range of the target region based on the relationship between the target region and the associated waveform feature, wherein upper and lower limits of the amplitude range of the target region are independently adjustable with respect to amplitude ranges of the other target regions. 4. The method of claim 1, further comprising: determining amplitude coordinates of the cardiac waveform feature for each of the cardiac waveforms; anddetermining an amplitude variability of the cardiac waveform feature using the amplitude coordinates, wherein adjusting the target region comprises increasing an amplitude range of the target region if the amplitude variability of the associated cardiac waveform feature is greater than a present amplitude range of the target region or decreasing the amplitude range of the target region if the amplitude variability of the associated cardiac waveform feature is less than the present amplitude range of the target region. 5. The method of claim 1, wherein adjusting the target region comprises adjusting a time range of the target region based on the relationship between the target region and the associated waveform feature, wherein upper and lower limits of the time range of the target region are independently adjustable with respect to time ranges of the other target regions. 6. The method of claim 1, further comprising: determining coordinates of the cardiac waveform feature for each of the one or more cardiac waveforms; anddetermining ... | Cardiac Pacemakers, Inc. | A61B005/0452
US07142901 | B2 | 2006-11-28 | Parameter compensated physiological monitor | 2003-11-14 | A monitor has a primary input from which a spectral characteristic of a tissue site can be derived. The monitor also has a secondary input from which at least one parameter can be determined. A compensation relationship of the spectral characteristic, the parameter and a compensated physiological measurement is determined. A processor is configured to output the compensated physiological measurement in response to the primary input and the secondary input utilizing the compensation relationship. | 1. A monitor comprising: a primary input from which a spectral characteristic of a tissue site is derivable;a secondary input from which at least one parameter is determinable; anda processor configured to output a compensated physiological measurement in response to said primary input and said secondary input utilizing a compensation relationship between said spectral characteristic and said at least one parameter and said compensated physiological measurement;wherein said compensation relationship comprises: baseline calibration data relating said spectral characteristic to an uncompensated physiological measurement;modified calibration data generated from a modification of said baseline calibration data in response to said at least one parameter; anda look-up table having sold spectral characteristic as an input and providing said compensated physiological measurement as an output according to said calibration data;wherein said at least one parameter is a blood gas measurement and said compensation relationship further comprises: a comparison of said uncompensated physiological measurement with said blood gas measurement;a sensitivity control; andmodification rules responsive to said comparison and said sensitivity control, said modification rules determining said modification. 2. The monitor according to claim 1 wherein said modification rules include at least one polynomial function approximating at least a section of said baseline calibration data and adjustable so as to accommodate said blood gas measurement. 3. The monitor according to claim 2 wherein said at least one polynomial function can be represented as a Bezier curve. 4. A monitor comprising: a primary input from which a spectral characteristic of a tissue site is derivable;a secondary input from which at least one parameter is determinable wherein said spectral characteristic has a dependence on said parameter; anda processor configured to output a compensated physiological measurement in response to a primary input and said secondary input utilizing a relationship between said spectral characteristic and said at least one parameter and said compensated physiological measurement;wherein said compensation relationship comprises: calibration data relating said spectral characteristic to an uncompensated physiological measurement;a look-up table having at least said spectral characteristic and said at least one parameter as an input and providing said compensated measurement as an output according to said calibration data; andwherein said at least one parameter is a carboxyhemoglobin concentration and said look up table distinguishes carboxyhemoglobin from oxyhemoglobin. 5. A monitor comprising: a primary input from which a spectral characteristic of a tissue site is derivable;a secondary input from which at least one parameter is determinable wherein said spectral characteristic has a dependence on said parameter; anda processor configured to output a compensated physiological ... | Masimo Corporation | A61B005/00
US07029442 | B2 | 2006-04-18 | Vital-information measuring device | 2004-04-16 | The measurement results judging means 80 judges whether or not the measurement of vital signal. In the case where it has been judged that all of the measurements of the vital signal used for the measurement of such plurality of vital-information are normal, since the above-described plurality of vital-information are automatically output from the printer 58, the troublesome works of the printing operation can be omitted, and in the case where it has been judged that the measurement of the vital signals used for the determination of at least one of the vital-information is not normal, the above-described vital-information is not output from the printer 58, therefore, unnecessary vital-information can be prevented from being output from the printer 58. | 1. A vital-information measure device, comprising: a vital signal sensor for detecting a vital signal;a vital-information determining means for determining a vital-information based on the vital signal detected by the vital signal sensor;a printer for outputting vital information determined by the vital-information determining means;a measurement results judging means for judging whether or not the vital signal measured by the vital signal sensor is a signal normally measured based on a predetermined judging criterion;an output controlling means for controlling the printer such that the printer does not print out the vital-information when the measurement of said vital signal is judged as not being normal by the judging means, and the printer prints out the vital-information when the measurement of the vital signal is judged as being normal by the judging means;a display for indicating the vital signal used for determination of said vital-information and a characteristic value of the vital signal;a message indicating means for indicating on the display a message requesting the judgement on whether or not the vital-information is output from said printer when the measurement of said vital signal is judged as not being normal by the measurement results judging means; andan output command button for being operated by an operator in order to print out said vital-information from said printer,wherein when the output command button is operated, even if the measurement of said vital signal has been judged as not being normal by the measurement results judging, said output controlling means controls the printer so as to output said vital-information. 2. A vital-information measuring device, comprising: a vital signal sensor for detecting a vital signal;a vital-information determining means for determining a vital-information based on the vital signal detected by the vital signal sensor;a printer for outputting vital-information determined by the vital-information determining means;a measurement results judging means for judging whether or not the vital signal measured by the vital signal sensor is a signal normally measured based on a predetermined judging criterion;an output controlling means for controlling the printer such that the printer does not print out the vital-information when the measurement of said vital signal is judged as not being normal by the judging means, and the printer prints out the vital-information when the measurement of the vital signal is judged as being normal by the judging means,wherein the vital-information determining means determines a plurality of species of vital-information,the measurement results judging means judges the each vital-information of said plurality of species whether or not a vital signal used for judgement of the vital-information is a signal normally measured,the output controlling means controls the printer so as to automatically output the plurality of species of vital-information determined by the ... | Colin Medical Technology Corporation | A61B005/00
US07209775 | B2 | 2007-04-24 | Ear type apparatus for measuring a bio signal and measuring method therefor | 2004-04-15 | An apparatus for measuring a bio signal including a bio signal measurement unit, which is insertable into an ear to be in close contact with an internal surface of the ear, the bio signal measurement unit having a photo plethysmography (PPG) measurement module for radiating light of different wavelengths onto the internal surface of the ear, detecting light transmitted through the ear, and outputting a PPG signal including bio information, a control unit having a PPG signal processor for generating the bio information using the PPG signal measured by the PPG measurement module, and an output unit for displaying the bio information generated from the control unit. | 1. An apparatus for measuring a bio signal, comprising: a bio signal measurement unit, which is insertable into an ear to be in close contact with an internal surface of the ear, the bio signal measurement unit having a photo-plethysmography (PPG) measurement module for radiating light of different wavelengths onto the internal surface of the ear, detecting light transmitted through the ear, and outputting a PPG signal including bio information;a control unit having a PPG signal processor for generating the bio information using the PPG signal measured by the PPG measurement module and a sound processor for simultaneously outputting a sound signal without any bio information signal interference, wherein the control unit outputs the bio information when a signal received by the control unit corresponds to the bio information, and outputs the sound signal when a signal received by the control unit corresponds to the sound signal;an output unit for displaying the bio information generated from the control unit; andan earphone connected to the control unit for outputting the sound signal received from the control unit, wherein the control unit further includes a sound processor for controlling the volume of the sound signal. 2. The apparatus as claimed in claim 1, wherein the PPG measurement module comprises: a light source unit for radiating light onto the internal surface of the ear; anda photodetector for detecting light radiated onto the internal surface of the ear and then transmitted through the ear. 3. The apparatus as claimed in claim 2, wherein the light source unit comprises: a first light source for radiating light of a first wavelength onto the internal surface of the ear; anda second light source for radiating light of a second wavelength onto the internal surface of the ear,wherein the first and second wavelengths are different. 4. The apparatus as claimed in claim 1, wherein the PPG signal processor comprises: a peak detector for detecting peaks of the PPG signal; anda signal processor for generating the bio information using values of the peaks. 5. The apparatus as claimed in claim 4, wherein the signal processor comprises a pulse detector for calculating a time interval between the peaks to measure a pulse rate. 6. The apparatus as claimed in claim 4, wherein the signal processor comprises a respiration detector for band-pass filtering the PPG signal to measure a respiration frequency. 7. The apparatus as claimed in claim 4, wherein the signal processor comprises: a reflection coefficient detector for detecting an AC component and a DC component from each of PPG signals detected at different wavelengths and measuring reflection coefficients; andan oxygen saturation detector for detecting oxygen saturation in blood using a ratio between the reflection coefficients of the different wavelengths. 8. The apparatus as claimed in claim 4, wherein the PPG signal processor further comprises: an amplifier for amplifying the PPG signal; ... | Samsung Electronics Co., Ltd. | A61B005/00 A61B005/02 A61B005/08
US20040249298 | A1 | 2004-12-09 | Method and apparatus for determining heart rate | 2004-06-03 | Devices and methods are disclosed for measuring the heart rate of an animal and more specifically, a human. Heart rate measurements are an integral part of many physical examinations. The devices and methods disclosed herein are useful in any field of medicine where a heart rate is measured. The devices utilize a standard medical stethoscope with a removably mounted timer attached thereto. The stethoscope is used by the medical caregiver to listen to cardiac sounds, and more specifically, the heart beats or arterial blood pulses in conjunction with a sphygmomanometer. A countdown timer is attached to the stethoscope between the “Y” and the auscultation head. The countdown timer is actuated by the medical caregiver and the number of cardiac beats are counted until the timer reaches zero. The timer provides an audible warning of timeout and optionally provides a visual indication of timeout. The proximity of the timer to the stethoscope obviates the need to stare at a watch or clock as it counts out the correct amount of seconds. The number of seconds in the countdown sequence is variable and determined from a series of choices provided to the caregiver. | What is claimed is: 1. An apparatus adapted to measure the heart rate of an animal comprising: a stethoscope further comprising an auscultation head, one or more earpieces, and interconnecting audio information channels; and a timer affixed to the stethoscope; wherein the timer is a countdown timer. 2. The apparatus of claim 1 wherein said timer is removably affixed to the stethoscope. 3. The apparatus of claim 1 wherein said timer is removably affixed to the stethoscope at or near the auscultation head. 4. The apparatus of claim 1 wherein said timer further comprises an advertising logo or message. 5. The apparatus of claim 1 wherein said timer comprises one or more buttons to initiate the timer countdown. 6. The apparatus of claim 1 wherein said timer further comprises an audible signal to indicate that the countdown has processed to zero. 7. The apparatus of claim 1 wherein said timer further comprises a visual output device to indicate that the countdown has processed to zero. 8. The apparatus of claim 1 wherein said timer further comprises a touch input device that is activated manually by the user in synchronization with the heart beat. 9. The apparatus of claim 1 wherein said timer further comprises a visual output display of the heart rate. 10. The apparatus of claim 1 wherein said auscultation head is a microphone and said ear piece is an audio output device, the stethoscope further comprising electrical interconnects between the auscultation head and said earpiece, as well as amplification and power supply subsystems. 11. The apparatus of claim 1 wherein said auscultation head is an acoustic receiver and is interconnected to said earpiece by hollow sound wave transmitting tubing. 12. The apparatus of claim 1 further comprising a “Y” manifold to divide the acoustic or electrical output of the auscultation head to permit more than one ear to listen to said electrical or acoustic output. 13. The apparatus of claim 6 wherein said audible output is different depending on the time selected for countdown. 14. The apparatus of claim 7 wherein said visual output is different depending on the time selected for countdown. 15. A method of measuring the heart rate on a human patient or other animal that involves the steps of: affixing a timer to a stethoscope; listening to the sounds of the heart or vasculature; starting the countdown timer attached to the stethoscope; counting cardiovascular pulses based on the sounds of the heart or vasculature; discontinuing counting upon completion of a countdown event generated by the timer; and determining the heart rate based on the number of cardiovascular pulses measured until the completion of the countdown event and the time interval used for the countdown event. 16. The method of claim 15 wherein the time interval is determined by depressing a discrete button to activate the countdown for that pre-determined time interval. 17. The method of claim 15 wherein the complet... |  | A61B005/0402
US20040267562 | A1 | 2004-12-30 | Method for taking a sample from a system | 2004-08-19 | The invention relates to a method for taking a sample from a system. A user (1) enters an analysis request to a computer system (4), whereupon a connection is established between the computer system and a databank. As a result of the analysis request an information catalogue is generated from the databank, from which the at least one sample holder (13) to be used is suggested or provisionally selected for the user (1) by means of a input and/or output device (5). The invention further relates to a method for production of a request data set for a sample for analysis. An information catalogue, corresponding to an entered analysis request is proposed to the user (1), the data of which from the information catalogue for the entered analysis request may be optionally added to or edited by the user (1). From said data, test conditions for the sample to be analysed are generated and processed with the holder data, a system identification number and a request number to give a uniform machine-processable request data set which is transmitted to the laboratory (2) engaged for the above. | 1. Method for taking a sample from a system, wherein at least one analysis request for the sample has been formulated before the start of the method and is input by a user into a computer system of the user and a connection is then established between the computer system and a database, wherein an information catalogue is compiled from data in the database on the basis of the analysis request and is suggested, or at least partially amendably presented, to the user via an input and/or output device of the computer system and the type of the at least one sample container to be used is suggested on the basis of the information catalogue. 2. Method for the generation of at least one order record for at least one sample to be analysed, wherein data on a system, for example a patient, are recorded in a computer system and a unique identification number for the system, for example the patient, is determined by the computer system and at least one analysis request for the sample is entered into a computer system of the user and a connection is made between the computer system and a database, characterized in that the database suggests an information catalogue in particular according to claim 1 which is germane to the entered analysis request and in which the data filed for the entered analysis request and output at an input and/or output device in the user domain are if necessary supplemented or amended by the user and the test requests for a laboratory analysing the at least one sample are generated from at least some of these data and in that at least one common, standard, machine-processable order record is generated by the computer system from the test requests and output data regarding the at least one sample container stipulated for removal of the sample and the identification number allocated to the system by the computer system and an order number stipulated by the user, and is transmitted to the appointed laboratory. 3. Method according to claim 1, wherein at least one suspected diagnosis which has been made before the start of the method on the basis of at least one condition of the system is input by a user into a computer system of the user and a connection is then made between the computer system and a database; an information catalogue then being determined from data in the database on the basis of the suspected diagnosis and this information catalogue being suggested, or at least partly amendably presented, to the user via an input and/or output device of the computer system and the at least one type of sample to be taken being suggested on the basis of the information catalogue. 4. Method according to claim 1, wherein the input of the analysis request and/or suspected diagnosis and output of the information catalogue are effected at the input and/or output device by means of at least one user interface, e.g. a screen mask. 5. Method according to claim 1, wherein data are filed in the information catalogue on the at least one sampl... |  | G06F017/60 G06F019/00 G01N033/48 G01N033/50 A61B005/00 G06F017/00
US20040215109 | A1 | 2004-10-28 | Helical guidewire | 2004-04-21 | A guidewire is formed from a wire twisted around a portion of a longitudinal axis. The guidewire has a first longitudinal edge and a second longitudinal edge. The guidewire may be formed from a kink-resistant material such as Nitinol, stainless steel or titanium. The first and second longitudinal edges form a helical configuration such that the guidewire is capable of transmitting torque while remaining flexible. In one embodiment of the invention, the first and second longitudinal edges and the amount of twisting or pitching remain constant throughout the full length of the guidewire. In other embodiments of the invention, the dimensions of the longitudinal edges and the amount of twisting or pitching may vary widely over the full length or different sections of the guidewire depending on the intended application of the wire. The guidewire may be formed from a single twisted wire of different cross-sections or a plurality of wires having similar or different shapes twisted together around a longitudinal axis. The plurality of wires may be two wires having generally rectangular cross-sections with different dimensions, one wire having a generally rectangular cross-section and the other wire having a generally round cross-section, one wire having a generally rectangular cross-section and the other wire having a generally triangular cross-section, and a plurality of wires having generally round cross-sections, and the wires may be helically twisted together forming a guidewire. The wires may be held together by the sheer force of being twisted together around a longitudinal axis, or the wires may be glued or soldered together, either along the entire length of the wires or by spot gluing or soldering. | 1. A surgical guidewire, comprising: a wire having a length extending along a longitudinal axis and a generally rectangular cross-section having a first longitudinal edge and a second longitudinal edge, the wire twisting helically around the longitudinal axis for at least a section of the length of the wire. 2. The surgical guidewire of claim 1, wherein the wire is formed from a kink-resistant material including Nitinol, stainless steel, titanium or other metallic or polymer alloy having spring wire characteristics. 3. The surgical guidewire of claim 1, wherein the helical configuration of the wire enhances at least one of torquability and pushability of the wire. 4. The surgical guidewire of claim 1, wherein the amount of twisting or pitching of the wire varies over at least a portion of the wire. 5. The surgical guidewire of claim 1, wherein the amount of twisting or pitching of the wire remains constant over the entire length of the wire. 6. The surgical guidewire of claim 1, wherein the dimensions of the first and the second longitudinal edges vary over the entire length of the wire or over different sections of the wire. 7. The surgical guidewire of claim 1, wherein the twisted wire has a diameter varying from about 0.010″ to about 0.060″. 8. The surgical guidewire of claim 1, wherein the length of the wire varies from about 100 cm to about 200 cm. 9. The surgical guidewire of claim 1, further comprising at least another wire helically twisting around or together with the first wire. 10. The surgical guidewire of claim 9, wherein the at least another wire has a cross-section having a round, an oval, a square, a triangular, a rectangular, a pentagonal, a hexagonal or any multisided shape. 11. The surgical guidewire of claim 1, further comprising a second wire helically twisting together with the first wire around the longitudinal axis. 12. The surgical guidewire of claim 11, wherein the second wire has a generally rectangular cross-section having a first longitudinal edge and a second longitudinal edge different from the first longitudinal edge and the second longitudinal edge of the first wire. 13. The surgical guidewire of claim 11, wherein the second wire has a generally round cross-section. 14. The surgical guidewire of claim 11, wherein the second wire has a generally triangular cross-section. 15. The surgical guidewire of claim 11, wherein the first and the second wires are held together by the sheer force of being twisted together around the longitudinal axis. 16. The surgical guidewire of claim 11, wherein the first and the second wires are affixed or attached together. 17. The surgical guidewire of claim 11, wherein the first and the second wires are affixed or attached together by spot gluing or soldering. 18. The surgical guidewire of claim 11, further comprising a coating over the entire guidewire or over a portion of the first and the second wires. 19. The surgical guidewire of claim 11, where... |  | A61B005/00
US20040260187 | A1 | 2004-12-23 | Blood pressure meter cuff fastener and electronic blood pressure meter | 2004-04-09 | Provided is a blood pressure meter cuff fastener having a function capable of switching between a winding length of a blood pressure meter cuff fastener in measurement of a blood pressure and a winding length of the blood pressure meter cuff fastener which is mounted for a long time other than measurement of a blood pressure with ease. A blood pressure meter cuff fastener has a first body section 102, a second body section 103 provided pivotably around a pivot section 142 on the other end side of the first body section 102 so as to be folded on the first body section 102, and a third body section 104 provided pivotably around a pivot section 141 on the other side of the second body section 103 from the side on which the first body section 102 thereof is provided so as to be folded on the second body section 103, and selection can be easily conducted of one of three states including a measuring winding length state, a non-measuring winding state and a mount/demount length state. | What is claimed is: 1. A blood pressure meter cuff fastener used for fastening a blood pressure meter cuff on a human body comprising: a belt member wound around a part of a human body and winding length adjusting unit, connected to the belt member, and for adjusting a winding length of the blood pressure meter cuff fastener with the belt member thereof around the part of a human body, wherein the winding length adjusting unit is provided so as to be capable of selecting one of three states including a measuring winding length state adjusting the blood pressure meter cuff fastener to a first winding length for measuring a blood pressure in the part of a human body, a non-measuring winding length state adjusting the blood pressure meter cuff fastener to a second winding length longer than the first winding length in order to maintain a mounting state thereof on the part of a human body in a non-measuring state thereof for a blood pressure and a mount/demount length state capable of mounting or demounting the blood pressure meter cuff fastener on the part of a human body. 2. The blood pressure meter cuff fastener according to claim 1, wherein the winding length adjusting unit has the body section and a sliding section slidably provided to the body section, wherein the sliding section is slid in a direction in which the sliding section is accommodated into the body section to thereby enable the measuring winding length state to be acquired, while being slid in a direction in which the sliding section is released from the body section to thereby enable the non-measuring winding length state to be acquired. 3. The blood pressure meter cuff fastener according to claim 2, wherein the winding length adjusting unit has a first fixing mechanism for selectively fixing one of the measuring winding length state and the non-measuring winding length state between the body section and the sliding section. 4. The blood pressure meter cuff fastener according to claim 2 or 3, wherein the body section has a first body section, a second body section provided pivotably on the other end side of the first body section so as to be folded on the first body section, and a third body section provided pivotably on the other side of the second body section from the side on which the first body section thereof is provided so as to be folded on the second body section, wherein the first body section, the second body section and the third body section are folded so as to be superimposed one on another to thereby enable the measuring winding length state and the non-measuring winding length state to be acquired, while being released from the folding state of the first body section, the second body section and the third body section to thereby enable the mount/demount length state to be acquired. 5. The blood pressure meter cuff fastener according to claim 4, wherein a second fixing mechanism for fixing the measuring winding length state and the non-measuring winding ... | OMRON HEALTHCARE Co., Ltd. | A61B005/02
US06835372 | B2 | 2004-12-28 | Compositions comprising an active agent | 2002-12-06 | The present invention provides a highly dispersible formulation comprising an active agent and a dipeptide or tripeptide comprising at least two leucyl residues. The composition of the invention possesses superior aerosol properties and is thus preferred for aerosolized administration to the lung. Also provided are a method for (i) increasing the dispersibility of an active-agent containing formulation for administration to the lung, and (ii) delivery of the composition to the lungs of a subject. | What is claimed is: 1. A composition comprising an active agent and a di- or tripeptide selected from the group consisting of dileucine, leu-leu-gly, leu-leu-ala, leu-leu-val, leu-leu-leu, leu-leu-ile, leu-leu-met, leu-leu-pro, leu-leu-phe, leu-leu-trp, leu-leu-ser, leu-leu-thr, leu-leu-cys, leu-leu-tyr, leu-leu-asp, leu-leu-glu, leu-leu-lys, leu-leu-arg, leu-leu-his, leu-leu-nor, leu-gly-leu, leu-ala-leu, leu-val-leu, leu-ile-leu, leu-met-leu, leu-pro-leu, leu-phe-leu, leu-trp-leu, leu-ser-leu, leu-thr-leu, leu-cys-leu, leu-tyr-leu, leu-asp-leu, leu-glu-leu, leu-lys-leu, leu-arg-leu, leu-nor-leu, and combinations thereof. 2. The composition of claim 1, in aerosolized form. 3. The composition of claim 1, in liquid form. 4. The composition of claim 3, wherein the liquid is an aqueous solution. 5. The composition of claim 3, wherein the liquid is a suspension. 6. The composition of claim 3, further comprising a propellant. 7. The composition of claim 6, wherein the propellant is selected from the group consisting of a chlorofluorocarbon, a fluorocarbon, and combinations thereof. 8. The composition of claim 7, wherein the propellant comprises a chlorofluorocarbon or fluorocarbon. 9. The composition of claim 3, in aerosolized form. 10. The composition of claim 3, wherein the composition is suitable for delivery to the lung or deep lung by inhalation. 11. The composition of claim 10, wherein the composition is suitable for delivery via nebulization. 12. The composition of claim 3, wherein the liquid comprises a solvent. 13. The composition of claim 12, wherein the solvent is selected from the group consisting of water, ethanol, saline, and combinations thereof. 14. The composition of claim 1, wherein the di- or tripeptide is present in the composition from about 1% by weight to about 99% by weight. 15. The composition of claim 14, wherein the di- or tripeptide is present in the composition from about 2% by weight to about 75% by weight. 16. The composition of claim 15, wherein the di- or tripeptide is present in the composition from about 5% by weight to about 50% by weight. 17. The composition of claim 1, further comprising a pharmaceutically acceptable excipient or carrier. 18. The composition of claim 17, wherein the excipient is selected from the group consisting of carbohydrates, amino acids, peptides, proteins, organic acid salts, and polymers. 19. The composition of claim 1, comprising a dipeptide. 20. The composition of claim 19, wherein the dipeptide is dileucine. 21. The composition of claim 1, comprising a tripeptide. 22. The composition of claim 21, wherein the tripeptide is selected from the group consisting of leu-leu-leu, leu-leu-val, leu-leu-ile, leu-leu-trp, leu-leu-ala, leu-leu-met, leu-leu-phe, leu-leu-tyr, leu-leu-pro, leu-val-leu, leu-ile-leu, leu-trp-leu, leu-ala-leu, leu-met-leu, leu-phe-leu, leu-tyr-leu, leu-pro-leu, and combinations thereof. 23. The composition of claim 22, wherein the tripeptide is tri... | Nektar Therapeutics | A61B005/055 A61K038/00
US06801802 | B2 | 2004-10-05 | System and method for selecting physiological data from a plurality of physiological data sources | 2001-06-29 | A system for selecting physiological data from a plurality of physiological data sources includes first and second physiological data sources and a selection algorithm. The first physiological data source is configured to provide first physiological data. The first physiological data includes a first measurement of a physiological trait. The second physiological data source is configured to provide second physiological data. The second physiological data includes a second measurement of the physiological trait. The first and second measurements are based on different physiological characteristics. The selection algorithm is configured to receive the first and second physiological data and to select one of the first and second measurements as the output data for the physiological trait based on at least one of the first physiological data and the second physiological data. | What is claimed is: 1. A system for selecting physiological data from a plurality of physiological sources, the system implemented on a computer-readable medium having program code recorded thereon for execution in a computer, the program code comprising:a first physiological data source configured to provide first physiological data, wherein the first physiological data comprises a first measurement of a physiological trait; a second physiological data source configured to provide second physiological data, wherein the second physiological data comprises a second measurement of the physiological trait, wherein the first and second measurements are based on different physiological characteristics; and a selection algorithm configured to receive the first and second physiological data and to select one of the first and second measurements as the output data for the physiological trait based at least on the first physiological data exceeding a predetermined limit and the second physiological data. 2. The system of claim 1, further comprising an alarm algorithm configured to receive the output data, to compare the output data to a predetermined alarm condition, and to provide an alarm signal based on the comparison. 3. The system of claim 1, further comprising a display algorithm configured to receive the output data and to generate display signals for simultaneous display of the output data and at least one of the first and second measurements of the physiological trait. 4. The system of claim 1, wherein the first physiological data further comprises a statistical function of the first measurement of the physiological trait. 5. The system of claim 1, wherein the physiological trait comprises patient heart rate. 6. The system of claim 5, further comprising:an ECG sensor coupled to the first physiological data source wherein the first physiological data source is configured to receive signals from the ECG sensor; and one of an SpO2 sensor and an IBP sensor coupled to the second physiological data source, wherein the second physiological data source is configured to receive signals from one of the SpO2 sensor and the IBP sensor. 7. The system of claim 6, wherein the selection algorithm is configured to select the second measurement as the output data in response to an increase or decrease in a heart rate from the first measurement beyond the predetermined limit and in response to a substantially constant heart rate from the SpO2 or IBP sensor. 8. A system for improving the accuracy of an arrhythmia detection algorithm, the system implemented on a computer-readable medium having program code recorded thereon for execution in a computer, the program code comprising:an ECG data source configured to receive ECG signals and to generate ECG heart rate data based on the received ECG signals; an arrhythmia detection algorithm configured to receive ECG heart rate data and to detect an arrhythmia condition; a hemodynamic heart rate data source config... | GE Medical Systems Information Technologies, Inc. | A61B005/0402
US06819953 | B2 | 2004-11-16 | System and method for detection of pacing pulses within ECG signals | 2002-09-19 | A system and method for detecting pacing pulses generated by a cardiac pacemaker within an ECG signal. The method involves decomposing the ECG signal into high and low-frequency components that represent the energy of the input signal in high and low-frequency bands. The timing of energy pulses detected within the high and low-frequency bands are then used to determine whether the pulses may represent a pacing pulse. | What is claimed is: 1. A system for detecting pacing pulses within an ECG input signal, comprising a high-frequency bandpass filter for filtering the input signal into a high-frequency component representing the energy of the input signal within a high-frequency band;a low frequency bandpass filter for filtering the input signal into a low-frequency component representing the energy of the input signal within a low-frequency band; pulse detection circuitry for detecting high and low-frequency energy pulses within the high and low-frequency components, respectively, of the input signal; a timer for measuring one or more time intervals between detections of the high and low-frequency energy pulses; and, logic circuitry for detecting a pacing pulse within the input signal if the detections of the high and low-frequency energy pulses meet specified timing criteria. 2. The system of claim 1 wherein the pulse detection circuitry detects energy pulses by comparing the high and low-frequency components of the input signal to a threshold value. 3. The system of claim 2 wherein the pulse detection circuitry detects energy pulses by comparing the high and low-frequency components of the input signal to a fixed threshold value. 4. The system of claim 2, wherein the pulse detection circuitry senses an RMS level in the input signal and detects energy pulses in the high-frequency band by further comparing the high-frequency component of the input signal to a threshold value derived from the sensed RMS level in the input signal. 5. The system of claim 2, further comprising a peak measurement circuit for further measuring peak amplitude of the high frequency energy pulses and wherein the pulse detection circuitry detects energy pulses in the high-frequency band by further comparing the high-frequency component of the input signal to a threshold value proportional to the peak amplitude of a previously detected high-frequency energy pulse. 6. The system of claim 5 wherein the threshold value is proportional to the peak amplitude of a previously detected high-frequency energy pulse that was part of a detected pacing pulse. 7. The system of claim 6 wherein the threshold value based upon a prior detection of a high-frequency energy pulse is updated by the logic circuitry when a pacing pulse is detected. 8. The system of claim 1 wherein the logic circuitry detects possible rising and falling edges of a pacing pulse when first and second high-frequency energy pulses are detected by the pulse detection circuitry, and further wherein the timing criteria for detection of a pacing pulse includes detection of the second high-frequency energy pulse within a specified minimum time interval from the detection of the first high-frequency energy pulse. 9. The system of claim 8 wherein the specified minimum time interval is approximately 0.1 milliseconds. 10. The system of claim 8 wherein the timing criteria for detecting a pacing pulse includes detection of a low-freq... | Cardiac Pacemakers, Inc. | A61B005/04
US06811534 | B2 | 2004-11-02 | Ambulatory medical apparatus and method using a telemetry system with predefined reception listening periods | 2001-01-22 | An implanted medical device (e.g. infusion pump) and an external device communicate with one another via telemetry messages that are receivable only during windows or listening periods. Each listening period is open for a prescribed period of time and is spaced from successive listening periods by an interval. The prescribed period of time is typically kept small to minimize power consumption. To increase likelihood of successful communication, the window may be forced to an open state, by use of an attention signal, in anticipation of an incoming message. To further minimize power consumption, it is desirable to minimize use of extended attention signals, which is accomplished by the transmitter maintaining an estimate of listening period start times and attempting to send messages only during listening periods. In the communication device, the estimate is updated as a result of information obtained with the reception of each message from the medical device. | We claim: 1. A medical system, comprising:a) an ambulatory medical device (MD) comprising MD electronic control circuitry that further comprises at least one MD telemetry system and at least one MD processor that controls, at least in part, operation of the MD telemetry system and operation of the medical device, wherein the medical device is configured to provide a treatment to a body of a patient or to monitor a selected state of the body; and b) a communication device (CD) comprising CD electronic control circuitry that further comprises at least one CD telemetry system and at least one CD processor that controls, at least in part, operation of the CD telemetry system and operation of the communication device, wherein the CD telemetry system sends messages to or receives messages from the MD telemetry system, wherein the CD telemetry system listens during preselected outbound listening periods windows of time for at least a selected type of message from the MD telemetry system. 2. The system of claim 1 wherein a first portion of the MD telemetry system is incorporated into the MD processor and a second portion of the MD telemetry system is external to the MD processor, or wherein a first portion of the CD telemetry system is incorporated into the CD processor and a second portion of the CD telemetry system is external to the CD processor. 3. The system of claim 2 wherein (1) the MD electronic control circuitry comprises at least one external MD functional module, other than the second portion of the MD telemetry system, that is external to the MD processor, (2) the CD electronic control circuitry comprises at least one external CD functional module, other than the second portion of the CD telemetry system, that is external to the CD processor, (3) the MD processor comprises an internal MD CPU and at least one other internal MD functional module, or (4) the CD processor comprises an internal CD CPU and at least one other internal CD functional module. 4. The system of claim 1 wherein the selected type comprises unsolicited messages. 5. The system of claim 1 wherein the selected type comprises solicited messages. 6. The system of claim 1 wherein the medical device is capable of initiating communication with the communication device during outbound listening periods at selected time intervals, wherein the communication device additionally comprises:a) a CD clock system; b) a CD monitoring system that monitors a CD time, based on the CD clock system, that corresponds to a selected portion of a message received by the CD telemetry system from the MD telemetry system; and c) a CD control system for effectively comparing the CD time to an anticipated outbound transmission start time by the MD telemetry system for that selected portion of the message to adaptively adjust a subsequent outbound listening period based, at least in part, on the comparison of the CD time to the anticipated outbound transmission start time. 7. The system of claim ... | Medtronic Minimed, Inc. | A61B005/00 A61M037/00
US07195598 | B2 | 2007-03-27 | Method for determining the effectiveness of a medical therapy by analysis of collateral vessels | 2003-05-23 | In a method for determining the effectiveness of a therapy for alleviating a constriction in a blood vessel, the functioning of collateral vessels naturally formed at the constriction is analyzed. The analysis takes place by making a blood flow measurement at the vessel in which the constriction is present, or at a complementary vessel, with the patient experiencing two different stress conditions. The flow measurement can ensue by magnetic resonance or using ultrasound. Comparison of the stress-dependent blood flow to a reference is then undertaken to determine whether the collateral vessels are functioning effectively, and thus whether the treatment for alleviating the constriction is effective. | 1. A method for analyzing functioning of a collateral vessel formed at a constriction in a blood vessel of a living subject, comprising the steps of: determining blood flow in said collateral vessel of said living subject at a measuring location selected from the group consisting of in the proximity of said constriction and in a complementary blood vessel to the blood vessel containing the constriction, with said living subject in at least two different stress conditions; andevaluating said functioning of said collateral vessel dependent on said blood flow relative to stress. 2. A method as claimed in claim 1 comprising determining said functioning of said collateral vessel by a comparison of said blood flow relative to stress with respect to a reference value. 3. A method as claimed in claim 2 comprising obtaining said reference value by making a blood flow measurement at a blood vessel disposed at an opposite side of said living subject from said blood vessel containing said constriction. 4. A method as claimed in claim 2 comprising obtaining said reference value from a table of stress-dependent blood flow values on a group of subjects comparable to said living subject. 5. A method as claimed in claim 1 comprising inducing said stress conditions by administering medication to said living subject. 6. A method as claimed in claim 1 comprising inducing said stress conditions by said living subject undergoing physical activity. 7. A method as claimed in claim 6 wherein at least one of said stress conditions is a static stress condition. 8. A method as claimed in claim 7 wherein another of said stress conditions is a dynamic stress condition. 9. A method as claimed in claim 1 comprising measuring said blood flow by magnetic resonance. 10. A method as claimed in claim 1 comprising measuring said blood flow by an ultrasound measurement. 11. A method as claimed in claim 1 comprising the additional step of evaluating effectiveness of a treatment for alleviating said constriction, administered to said living subject, from said criterion for the functioning of said collateral vessel. | Siemens Aktiengesellschaft | A61B005/00 A61B005/02
US07266400 | B2 | 2007-09-04 | Glucose level control method and system | 2003-05-06 | A method and device are provided for self-monitoring a patient's blood glucose condition to determine a long-term effect of the patient's behavior on his blood glucose level. A sequence of measurements of the blood glucose level is applied during a day, the sequential measurements are repeated during a predetermined time period from several days to several weeks, and measured data are collected. The measured data is analyzed to determine a distribution of the average glucose values within said predetermined time period, thereby providing a feedback for the patient or an authorized person. | 1. A method of self-monitoring a patient's blood glucose condition to determine a long-term effect of the patient's behavior on his blood glucose level, the method comprising: collecting measured data during a predetermined time period while taking a sequence of measurements of the blood glucose level during a day and repeating the sequence of measurements from several days to several weeks, said sequence of measurements including non-invasive-measurements utilizing application of pressure to the patient's blood perfused fleshy medium, said application of pressure including application of over-systolic pressure thereby causing a state of temporarily blood flow cessation in the medium, the measured data being in the form of time variations of light responses of the medium to incident light for at least two different wavelenghts of the incident light, respectively; analyzing the measured data to determine a relation between changes in the two time variations indicative of the glucose concentration in the patient's blood, and determine a distribution of average glucose values within said predetermined time period, andpresenting results of the determined distribution of the average glucose values in a visual or auto format to the patient or an authorized person. 2. The method of claim 1, comprising calibrating a non-invasive measurement device used for carrying out said sequence of measurements. 3. The method of claim 2, wherein said calibrating comprising using a first measurement device, of a kind different from said non-invasive measurement device, to perform at least one first reference measurement and obtain first measured data of blood glucose concentration for a specific patient; applying said non-invasive measurement device to said patient to perform at least one of the non-invasive measurements either prior to or after said first measurement, and determining second measured data indicative of the glucose concentration in the patient's blood while utilizing a certain calculation model; and determining a correlation between said first measured data and said second measured data, and applying a statistic algorithm to thereby optimize coefficients used in said model to obtain the best fitting between the first and second measured data. 4. The method of claim 3, wherein said first measurement device is designed to carry out invasive measurements. 5. The method of claim 3, comprising carrying out a plurality of the reference measurements and calculating a calibration function. 6. The method of claim 5, comprising utilizing data obtained during further measurements with the first and second measurement devices and updating the calibration function. 7. The method of claim 1, comprising measuring a patient's blood pressure, the method comprising: applying to the patient's blood perfused fleshy medium a gradually increasing pressure, and concurrently applying optical measurements to the medium to determine a time variation of a light response of... | Orsense Ltd. | A61B005/00
US07022086 | B2 | 2006-04-04 | Guidewire with encapsulated marker | 2002-05-21 | A guidewire having a marker member and method of manufacturing the same. In some embodiments, the invention includes a marker member disposed around the longitudinal axis of an elongate shaft and embedded within an outer sheath. | 1. A method of manufacturing a guidewire, comprising: providing an elongate core wire having a proximal end and a distal end;disposing a first polymeric layer over at least a portion of the core wire;disposing a marker member around at least a portion of the first polymeric layer, wherein a distal end of the marker member is disposed distally of the distal end of the core wire and a proximal end of the marker member is disposed proximally of the distal end of the core wire;disposing a, second polymeric layer over the first polymeric layer and the marker, andblending the first polymeric layer and the second polymeric layer to form a seamlessly joined single layer that encapsulates the marker member. | Scimed Life Systems, Inc. | A61B005/00 A61M025/00
US07376455 | B2 | 2008-05-20 | Systems and methods for dynamic optical imaging | 2003-05-22 | A medical system includes a catheter having an elongated tubular member and an inner core slideably received within the elongated member. The inner core includes an imager on a distal end and is coupled with a control system and an imaging system. The inner core is configured to scan the interior of a lumen by radially rotating around a center axis and axially translating along the center axis while within the elongated member. The medical system is configured to dynamically image a body lumen at a high speed in order to allow for optical imaging in a safe manner without long durations of blood sequestration and displacement. The medical system is configured to obtain three dimensional images of the body lumen with as little as one dimensional scanning of the lumen. Images of the lumen can be stored and viewed at a desired rate after scanning. | 1. A dynamic optical imaging system, comprising: a catheter having a proximal and a distal end, the distal end insertable into a living body and configured to optically image a body tissue, comprising: an elongated tubular member comprising an opening for introducing a fluid to the body tissue; andan inner core configured to slide within the elongated member;a control system, configured to rotate the inner core within the elongated member radially around a center axis and configured to translate the inner core axially along the center axis at a rate greater than or substantially equal to 6.25 millimeters per second; a light source optically coupled with the inner core and configured to generate a wide band light pulse;an interferometric optical imaging system optically coupled with the light source and the inner core and configured to split the light pulse into a tissue pulse and a reference pulse, wherein the inner core is configured to direct the tissue pulse towards the body tissue, the imaging system comprising: a mixer configured to mix a tissue pulse reflected from the body tissue with the reference pulse and output a light wave corresponding to a temporal duration of the reference pulse and a spatial profile of the reflected tissue pulse;an imager comprising a plurality of light detectors configured to detect the light wave, wherein the imager is configured to acquire images from the inner core at a frame rate of at least 520 frames per second; anda lens configured to spatially project a depth structure of the body tissue from the light wave onto the plurality of the light detectors. 2. The system of claim 1, wherein the optical imaging system is further configured to algorithmically shape a non-gaussian spectral density of the light wave to create a gaussian spectral density. 3. The system of claim 1, wherein the light source comprises a plurality of superluminescent diodes. 4. The system of claim 1, wherein the imager comprises a charge-coupled device. 5. The system of claim 1, wherein the fluid is substantially transparent. 6. The system of claim 5, wherein the fluid is saline. 7. The system of claim 1, wherein the imaging system is further configured to generate a thee-dimensional image of the body tissue. 8. The system of claim 1, wherein the control system controls a drive system configured to radially rotate and axially translate the inner core, the drive system comprising: a housing;a rotary joint located within the housing and coupled with a proximal end of the inner core;a high speed ball bearing rotatably coupled with the rotary joint and the housing; anda high speed seal located distal to the bearing and configured to seal the housing from an interior space of the elongated member. 9. The system of claim 8, wherein the drive system is configured to axially translate the inner core at a rate greater than or substantially equal to 520 revolutions per second. 10. The system of claim 1, further comprising an optical imager... | SciMed Life Systems, Inc. | A61B006/00
US07371572 | B2 | 2008-05-13 | Mouse titers after two immunizations with VLPs alone | 2004-06-14 | The invention described herein relates to compositions and methods for stimulating immune responses in vivo against a tolerogen. Novel biotechnological tools, pharmaceuticals, therapeutics and prophylactics, which concern chimeric or conjugated virus-like particles, and methods of use of the foregoing are provided for the study of B cell tolerance and the treatment or prevention of human diseases, which involve the onset of B cell tolerance, such as chronic viral infection, chronic inflammatory disease, and neoplasia. | 1. A composition comprising: a capsomeric structure having a symmetrical assembly of capsid proteins; andat least one B cell epitope of a tolerogen joined to the capsomeric structure so as to form a tolerogen presenting capsomeric structure, wherein the tolerogen presenting capsomeric structure displays the tolerogen on the surface thereof in an ordered, repetitive array having a spacing of about 10-500 angstroms. 2. The composition of claim 1, wherein the capsomeric structure is icosahedral. 3. The composition of claim 1, wherein the tolerogen is joined to the capsomeric structure by a linker. 4. The composition of claim 3, wherein the linker comprises biotin. 5. The composition of claim 1, wherein the tolerogen is a peptide. 6. The composition of claim 1, wherein the tolerogen is a self antigen. | The United States of America as represented by the Department of Health of Human Services | A61K039/00 C07K017/00
US07483733 | B2 | 2009-01-27 | Non-invasive method and apparatus to detect and monitor early medical shock, and related conditions | 2004-01-29 | A diagnostic medical instrument adapted to determine whether a patient is suffering from a pre-shock, shock, or shock-related condition. The instrument is used in a capillary filling time CFT test procedure in which a skin area in the patient which overlies blood-filled capillaries which normally display a pink color is depressed to expel blood from the capillaries and impart white color to the skin at which point the pressure is released to permit blood to flow back into the capillaries and cause the skin to regain its pink color. The instrument includes a color sensor trained on the skin area and responsive to light reflected therefrom to produce a first signal at the point in time the skin color tuns from pink to white and to later produce a second signal at the point in time at which the skin color has turned from white to pink. The time elapsing between the first and second signals is measured to provide a CFT index indicative of the patient's condition. | 1. A diagnostic medical instrument adapted to determine whether a patient is suffering from a pre-shock, shock or shock-related condition, the instrument being used in a capillary filling time (CFT) test procedure in which a skin area of the patient overlying blood-filled capillaries normally imparting to the skin a pink color is depressed by a pressure, which is sufficient to expel blood from the capillaries while maintaining normal flow in the veins, said pressure causing the skin to blanch until the skin exhibits a white color, the said pressure being released when a point of maximum blanching is reached to permit blood to flow back to the capillaries at a rate that depends on the condition of the patient to cause the skin to regain its natural pink color; said instrument comprising: I. means including a color sensor trained on the skin area when exposed to light to generate a signal having a magnitude which is a function of light reflected by the skin area whose intensity depends on the natural color of the skin area, wherein the color sensor means includes means to illuminate the skin area with non-modulated light from a light source, and a light reflected therefrom is intercepted by a photodetector, which yields a signal that depends on an existing skin color;II. means responsive to said signal before pressure is applied to the skin area to determine its natural pink color to establish a reference base for the test to follow; andIII. means responsive to said signal when pressure is applied to said skin during the test to measure the time elapsing from a starting point in time when the depressed skin is at its maximum blanching value of white, and the pressure applied thereon is then released to cause the capillaries to proceed to full with blood, to a final point in time when the skin recovers its natural pink color as established by the reference base, whereby the CFT measurement is an index to whether the patient is suffering from a shock-related condition, and to the severity of this condition. 2. An instrument as set forth in claim 1, further including a temperature sensor responsive to heat radiating from the skin area to generate a temperature signal that reflects the existing temperature of the skin area, and means to factor into the CFT measurement the temperature, signal to compensate the CFT measurement for the effect of skin temperature thereon. 3. An instrument as in claim 1, wherein the color sensor means includes a video camera responsive to light reflected from the skin area to yield an image signal whose character depends on an existing skin color. 4. An instrument as set forth in claim 1, further including means to apply pressure to said skin area and means to control the magnitude and/or duration of the pressure so as to apply to the skin area the minimum amount of pressure necessary to cause the skin to exhibit a white color. 5. An instrument as in claim 2, in which the temperature sensor is a thermometer capable of b... | Cardiosense, Ltd. | A61B005/145
US07829694 | B2 | 2010-11-09 | Treatment of neurodegenerative disease through intracranial delivery of siRNA | 2004-05-25 | The present invention provides devices, small interfering RNA, and methods for treating a neurodegenerative disorder comprising the steps of surgically implanting a catheter so that a discharge portion of the catheter lies adjacent to a predetermined infusion site in a brain, and discharging through the discharge portion of the catheter a predetermined dosage of at least one substance capable of inhibiting production of at least one neurodegenerative protein. The present invention also provides valuable small interfering RNA vectors, and methods for treating neurodegenerative disorders such as Alzheimer's disease, Parkinson's disease, Huntington's disease, Spinocerebellar Ataxia Type 1, Type 2, Type 3, and/or dentatorubral-pallidoluysian atrophy. | 1. A medical system for delivering a small interfering RNA into a predetermined location in a brain of a patient comprising: (a) an intracranial access device;(b) a deliverable amount of a vector comprising a cassette encoding a short hairpin RNA and comprising SEQ ID NOS: 37-40 or the short hairpin RNA encoded by said cassette; and(c) a delivery means for delivering said cassette or said short hairpin to said location of the brain of said patient through said intracranial access device and further through a stereotactically implanted catheter. 2. A medical system of claim 1 wherein said intracranial access device is an intracranial access port. 3. A medical system of claim 1 wherein said predetermined location is the substantia nigra. 4. A medical system of claim 1 wherein said predetermined location is the hippocampus, the nucleus basalis of Meynert or the cerebral cortex. 5. A medical system of claim 1 wherein said small interfering RNA is complementary to the mRNA for beta amyloid cleaving enzyme type 1, or BACE1. 6. A medical system of claim 1 wherein said delivery means is injection from an external syringe into the intracranial access device which is an intracranial access port. 7. A medical system of claim 1 wherein said delivery means is an infusion pump. 8. A medical system of claim 7 wherein said infusion pump is an electromechanical pump. 9. A medical system of claim 7 wherein said infusion pump is an osmotic pump. 10. A medical system of claim 1 wherein said cassette is within a viral vector. | Medtronic, Inc. | C07H021/04 C12N015/00
US07367955 | B2 | 2008-05-06 | Combined laser spirometer motion tracking system for radiotherapy | 2003-11-18 | An improved non-invasive respiration monitor combines signals from a spirometer and laser chest displacement sensor to reduce signal error. The improved respirations signal can be used for position correction in radiation therapy and imaging applications and can be displayed to a user in breath control techniques. | 1. A respiration monitor comprising: a spirometer adapted to receive air flow from a patient's lungs with breathing to provide an air flow signal;a chest displacement sensor adapted to monitor displacement of the patient's chest with breathing to provide a chest displacement signal;a calibration circuit receiving the air flow signal and the chest displacement signal to provide a corrected respiration signal combining information from both the air flow signal and the chest displacement signal;an integrator receiving the air flow signal to produce a lung volume signal; anda baseline corrector receiving the lung volume signal and the chest displacement signal to correct an integration offset of the lung volume signal to produce the corrected respiration signal based on the chest displacement signal. 2. The respiration monitor of claim 1 wherein the correction of integration offset occurs periodically at a predetermined phase of respiration by setting the lung volume signal equal to a stored calibration value. 3. The respiration monitor of claim 2 wherein the calibration value is a previous value of the lung volume signal at the predetermined phase. 4. A respiration monitor comprising: a spirometer adapted to receive air flow from a patient's lungs with breathing to provide an air flow signal;a chest displacement sensor adapted to monitor displacement of the patient's chest with breathing to provide a chest displacement signal;a calibration circuit receiving the air flow signal and the chest displacement signal to provide a corrected respiration signal combining information from both the air flow signal and the chest displacement signal;an integrator receiving the air flow signal to produce a lung volume signal; anda model of the relationship between lung volume and chest displacement signal, the model receiving the chest displacement signal to provide a lung volume signal as the corrected respiration signal. 5. The respiration monitor of claim 4 wherein the model is a linear function relating chest displacement signal to lung volume. 6. The respiration monitor of claim 5 wherein the model is a multiplier multiplying the chest displacement signal by a factor determined from a correlation between the lung volume signal and the chest displacement signal to produce the corrected respiration signal. 7. The respiration monitor of claim 4 wherein the model is a non-linear function relating chest displacement signal to lung volume. 8. The respiration monitor of claim 7 wherein the model is a lookup table recording a relationship between lung volume and chest displacement for at least one cycle of breathing, the lookup table receiving chest displacement signal to output the corrected respiration signal. 9. The respiration monitor of claim 4 wherein the model provides a different functional relationship between chest displacement signal and lung volume during inspiration and exhalation. 10. The respiration monitor of claim 4 wherein the model detects... | Wisconsin Alumni Research Foundation | A61B005/08
US07831295 | B2 | 2010-11-09 | Localization device cross check | 2003-06-05 | A method and apparatus for cross checking points palpated with a localization device. Points corresponding to the palpated points are obtained from a preoperative image of an object such as an X-Ray of a tibia bone. During a surgical procedure, the accuracy of palpated points are determined based on the palpated points and corresponding points obtained from the preoperative image. If a palpated point is inaccurate, an indicator is generated to indicate the inaccuracy of the palpated point. | 1. A method for cross checking data points obtained with a localization device during a surgical procedure, said method comprising the steps of: palpating at least three unaligned points on an object during the surgical procedure using a surgical tool tracked by a localization device, the three unaligned palpated points corresponding to three points obtained from a preoperative image of said object;determining the accuracy with which said localization device determines a location of one of said at least three unaligned palpated points by developing a coordinate transformation based on said at least three unaligned palpated points and said three corresponding points obtained from said preoperative image; palpating a check point during the surgical procedure using said surgical tool, the palpated check point corresponding to a fourth point obtained from the preoperative image; transforming said fourth corresponding point obtained from the preoperative image using said coordinate transformation; and comparing said palpated check point to said transformed corresponding point to determine if it is accurate; andgenerating an indicator if said palpated check point is inaccurate, said palpated check point being inaccurate if said palpated check point differs from said transformed corresponding point by more than a predefined amount. 2. The method of claim 1, wherein said determining step further comprises: comparing a feature associated with said at least three palpated points to a corresponding feature associated with said three corresponding points obtained from said preoperative image of said object. 3. The method of claim 2, wherein said one of said at least three palpated points is determined to be inaccurate if said feature differs from said corresponding feature by more than a predefined amount. 4. The method of claim 2, wherein said comparing step comprises at least the step of: comparing the distance between two of the at least three palpated points and the distance between corresponding points obtained from said preoperative image. 5. The method of claim 4, wherein said step of comparing the distance comprises at least the step of: scaling the distance between said corresponding points obtained from said preoperative image to match the scale of the distance between said two of the at least three palpated points. 6. The method of claim 2, wherein said comparing step comprises at least the step of: comparing a first angle to a second angle, said first angle formed between a first line extending between two of said at least three palpated points and a second line extending between two of said at least three palpated points, at least one point within said first line not being in said second line, said second angle formed between a third line extending between points on said preoperative image corresponding to said two of said at least three palpated points defining said first line and a fourth line extending between points on said preoperative... | Aesculap AG & Co. KG | A61B005/05
US07972274 | B2 | 2011-07-05 | System and method for analyzing a patient status for congestive heart failure for use in automated patient care | 2004-06-24 | A system and method for providing diagnosis and monitoring of congestive heart failure for use in automated patient care is described. At least one recorded physiological measure is compared to at least one other recorded physiological measure on a substantially regular basis to quantify a change in patient pathophysiological status for equivalent patient information. An absence, an onset, a progression, a regression, and a status quo of congestive heart failure is evaluated dependent upon the change in patient pathophysiological status. | 1. An analysis system for processing physiometry for use in remote automated congestive heart failure patient management, comprising: a medical device;one or more patient records, wherein each patient record comprises: information to identify a patient enrolled in automated patient care and comprising at least one of treatment profile and medical history;collected device measures to provide raw physiometry for the patient that was regularly monitored and recorded by a the medical device; andderived device measures calculated from the collected device measures to provide derivative physiometry;a database configured to store the one or more patient records;an interface configured to periodically receive the collected device measures;a processing module, comprising: a data processor configured to calculate the derived device measures; andan analyzer configured to evaluate the collected and derived device measures and to quantify a pathophysiology indicative of congestive heart failure; andhysteresis parameters to temporally define a threshold for changes in the pathophysiology, wherein the analyzer further analyzes the hysteresis parameters against one or more of the collected and derived device measures and determines an indicator of patient status from said analysis, wherein the hysteresis parameters allow said determination to not be changed upon temporary changes but upon the persistence of the change. 2. An analysis system according to claim 1, further comprising: evaluation parameters configured to define a threshold for the pathophysiology in terms of at least one of a cardiovascular and cardiopulmonary disease; andthe indicator of patient status determined by the analyzer, wherein the analyzer analyzes one or more of the collected and derived device measures against the evaluation parameters. 3. An analysis system according to claim 2, further comprising: a patient status determined by the analyzer, wherein the analyzer evaluates a plurality of the indicators of patient status to identify at least one of a change and a status quo of congestive heart failure. 4. An analysis system according to claim 1, wherein each patient care record further comprises a remote client processing voice feedback into a set of quality of life measures, the voice feedback having been spoken by the patient substantially contemporaneous to the recordation of the collected device measures. 5. An analysis system according to claim 1, wherein one or more of the collected and derived device measures are selected from the group comprising self referencing, peer group, and general population physiometric measures. 6. An analysis system according to claim 1, further comprising: programming parameters for the medical device, wherein the collected device measures are recorded subsequent to application of the programming parameters. 7. An analysis system according to claim 1, wherein the medical device comprises one of an implantable medical device and an external medi... | Cardiac Pacemakers, Inc. | A61B005/0402
US20040243015 | A1 | 2004-12-02 | Apparatus for monitoring fetal heart-beat | 2004-03-24 | Apparatus for monitoring a fetal heart-beat is able to extract one or more fetal electrocardiograms (fECGs) from a composite signal detected at the abdomen of a pregnant woman. The apparatus includes specific low-noise components; a plurality of low-noise electrodes (1-3, R) for placement on the abdomen during pregnancy and a low-noise signal recording and processing means (34). Screened leads are also used, as required. Signals indicative of voltages developed between each abdominal electrode (1-3) and a reference electrode (R) are recorded in a plurality of signal channels. Data within each channel is digitized and processed in order to generate a plurality of separated source signals, at least one of which relates to the fECG of a single fetus. Single-channel fECGs may be reconstructed using the source signals identified as belonging to the same fetus. | 1. Apparatus for the detection of a fetal electrocardiogram (fECG), the apparatus (30, 44, 48) comprising: a plurality of low-noise electrodes (1-3, R) for external skin (40) placement during pregnancy, each electrode (1-3, R) being connectable to low-noise signal recording and processing means (34, 36, 46, 47) wherein, when in use, the signal recording and processing means (34, 36, 46, 47) is arranged: to record signals indicative of voltages developed between pairs of electrodes (1-3, R) in a plurality of signal channels (60); to process digitised data within the plurality of signal channels (60) in order to generate at least one source signal (3.4, 0.2) which relates to the fECG of a single fetus; and on identification of the at least one source signal (3.4, 0.2) relating to the single-fetus fECG, to reconstruct, for at least one signal channel, that component of the digitised data within the channel which is attributable to that fetus, and therefore corresponds to a single-channel fECG. 2. Apparatus according to claim 1 wherein the signal recording and processing means (34, 36, 46, 47) is arranged, when processing the digitised data, to generate a plurality of separated source signals (62), at least one of which (3.4, 0.2) relates to the fECG of a single fetus. 3. Apparatus according to claim 1 or 2 wherein the electrodes (1-3, R) are placeable on the skin such that skin impedance at each electrode is less than 5 kΩ. 4. Apparatus according to claim 3 wherein the electrodes (1-3, R) are placeable such that the skin impedance at each electrode is less than 2 kΩ. 5. Apparatus according to any one of claims 1 to 4 wherein the electrodes comprise a plurality of abdominal electrodes (1-3) for placement on the skin (40) in the abdominal area and a common reference electrode (R), and the signal recording and processing means (34, 36, 46, 47) is arranged to record signals indicative of voltages developed between each abdominal electrode (1-3) and the reference electrode (R). 6. Apparatus according to claim 5 wherein the apparatus also includes a low-noise electrode (G) which is connected to earth. 7. Apparatus according to claim 5 or 6 wherein the signal recording and processing means (34, 36, 46, 47) comprises electronic components (34, 46, 47) for processing analogue voltage signals developed between pairs of electrodes to provide digital signals in the plurality of signal channels (60) and data processing means (36) to process the digital signals. 8. Apparatus according to claim 7 wherein the electronic components (34, 46, 47) comprise a low-noise differential amplifier (37) for amplifying the difference between each electrode's voltage signal and a signal derived from the voltage developed at the reference electrode (R), an anti-aliasing low-pass filter (38) and an analogue to digital converter (39). 9. Apparatus according to claim 8 wherein the electronic components are located in a multichannel lead box (34), remote from a patie... |  | A61B005/0444
US20040243010 | A1 | 2004-12-02 | Use of BNP during stress testing for the detection and risk stratification of individuals with suspected coronary artery disease | 2004-03-19 | A method of early detection and diagnosis of coronary artery disease in a patient comprising a) inducing cardiac stress in the patient by either exercise or pharmacological agents; and b) measuring the patient's BNP level before and after said cardiac stress. Additionally, there is provided a method of risk stratification of severity of coronary artery disease. | What is claimed is: 1. A method for detecting coronary artery disease in a mammal comprising the steps of: measuring a baseline level of a marker related to BNP in said mammal; inducing a cardiac stress in said mammal; measuring the marker related to BNP level immediately post cardiac stress; and calculating a relative change in the marker related to BNP level; wherein coronary artery disease is detected in said mammal if the relative change in marker related to BNP level after cardiac stress is greater than a predetermined clinically effective threshold value. 2. The method of claim 1, wherein the marker related to BNP is BNP, NT pro-BNP, or pre pro BNP. 3. The method of claim 1, wherein the marker related to BNP is BNP. 4. The method of claim 1, wherein the measuring of the BNP level comprises an immunoassay. 5. The method of claim 1, further comprising the step of measuring the marker related to BNP level about 10-15 minutes post cardiac stress. 6. The method of claim 1, wherein said mammal is a human. 7. The method of claim 6, wherein said human has no known history of a previous myocardial infarction. 8. The method of claim 6, wherein said human possesses at least one cardiac risk factor selected from the group consisting of age greater than 35 years, history of smoking, diabetes mellitus, obesity, high blood pressure, high cholesterol, elevated low density lipoproteins and family history of cardiac disease. 9. The method of claim 1, wherein the cardiac stress comprises exercise stress testing. 10. The method of claim 9, wherein the exercise stress testing comprises a treadmill test. 11. The method of claim 9, wherein the exercise stress testing comprises a bicycle test. 12. The method of claim 1, further comprising the administration of a myocardial perfusion imaging test to a human during said cardiac stress. 13. The method of claim 1, further comprising the administration of a stress echocardiography test to a human during said cardiac stress. 14. The method of claim 1, further comprising the administration of a single-photon emission computed tomography test to a human during said cardiac stress. 15. The method of claim 1, wherein the cardiac stress comprises pharmacologic stress. 16. The method of claim 15, wherein the pharmacologic stress is induced by the administration of adenosine to the mammal. 17. The method of claim 15, wherein the pharmacologic stress is induced by the administration of dobutamine to the mammal. 18. The method of claim 1, wherein the relative change of the marker related to BNP is at least about 10%. 19. The method of claim 1, wherein the relative change of the marker related to BNP is from about 10% to about 400%. 20. The method of claim 1, wherein the relative change in the marker related to BNP is at least about 1% per minute of exercise. 21. The method of claim 20, wherein the relative change in the marker related to BNP is at least about 5% per minute of exercise. ... |  | A61B005/02
US20040267106 | A1 | 2004-12-30 | Electrophysiology catheter | 2004-06-10 | An electrophysiology catheter includes a tube having a proximal end, a distal end, and a lumen therebetween. The tube is preferably comprised of multiple sections of different flexibility, arranged so that the flexibility of the catheter increases from the proximal end to the distal end. There is a first generally hollow electrode member at the distal end. A magnetically responsive element is disposed at least partially in the hollow electrode, for aligning the distal end of the catheter with an externally applied magnetic field. The end electrode can have openings for delivering irrigating fluid, and/or a sleeve can be provided around the tube to create an annular space for the delivering of irrigating fluid. A temperature sensor can be provided to control the operation of the catheter. A localization coil can also be to sense the position and orientation of the catheter. | What is claimed is: 1. An electrophysiology catheter having a proximal end and a distal end, a first generally hollow electrode member at the distal end, the first electrode having a generally cylindrical sidewall and a dome shaped distal end, and a second electrode spaced proximally from the first electrode, and a magnet member at least partially within the hollow electrode member. 2. The electrophysiology catheter according to claim 1 wherein the magnet member is a permanent magnet. 3. The electrophysiology catheter according to claim 1 wherein the magnet member is a permeable magnet material. 4. The electrophysiology catheter according to claim 1 wherein the magnet is sufficient size and strength to align the distal end of the electrophysiology catheter inside the body of a patient with an externally applied magnetic field. 5. The electrophysiology catheter according to claim 4 wherein the magnet member is a permanent magnet. 6. The electrophysiology catheter according to claim 4 wherein the magnet member is a permeable magnet material. 7. The electrophysiology catheter according to claim 1 wherein the magnet is sufficient size and strength to align the distal end of the electrophysiology catheter inside the body of a patient with an externally applied magnetic field of at least 0.1 T. 8. The electrophysiology catheter according to claim 7 wherein the magnet member is a permanent magnet. 9. The electrophysiology catheter according to claim 7 wherein the magnet member is a permeable magnet material. 10. The electrophysiology catheter according to claim 1 wherein the magnet member is substantially entirely within the hollow electrode member. 11. The electrophysiology catheter according to claim 1 wherein the first electrode has a plurality of openings in its distal end, and wherein the magnet has a passage therethrough for conducting fluid from the catheter to the distal end of the first electrode where it can exit the first electrode through the plurality of openings in the distal end. 12. The electrophysiology catheter according to claim 11 wherein the magnet member is a permanent magnet. 13. The electrophysiology catheter according to claim 11 wherein the magnet member is a permeable magnet material. 14. An improved electrophysiology catheter of the type having a generally hollow electrode member at its distal end, the first electrode member having a generally cylindrical sidewall and a dome shaped distal end, the improvement comprising a magnet member at least partly within the generally hollow electrode, the magnet of sufficient size and strength to align the first electrode inside a patient's body. 15. The electrophysiology catheter according to claim 14 wherein the magnet member is substantially entirely within the hollow electrode member. 16. The electrophysiology catheter according to claim 15 wherein the first electrode has a plurality of openings in its distal end, and wherein the magnet has a passage t... |  | A61B005/04 A61B018/18 A61N001/05 A61B019/00
US20040267144 | A1 | 2004-12-30 | Electrocardiogram signal converter and analog-to-digital conversion device thereof | 2004-02-13 | An electrocardiogram signal converter comprises an electrocardiogram signal detector, a first voltage amplifier, at least one low pass filter, at least one high pass filter, a second voltage amplifier, an optical isolator and an RS232 input/output port. The electrocardiogram signal detector captures an electrocardiogram signal, and the signal is amplified and filtered through the first and the second voltage amplifiers and the high and low pass filter/filters before being transmitted to the optical isolator. Afterward, the output signal of the optical isolator is digitized by the analog-to-digital conversion device and is transmitted to a computer through the RS232 interface for heart rate variability analysis. | 1. An electrocardiogram signal converter used for heart rate variability analysis, comprising: an electrocardiogram signal detector capturing an electrocardiogram signal; a first voltage amplifier amplifying voltage of the electrocardiogram signal; at least one low pass filter filtering out high frequency noise of the electrocardiogram signal; at least one high pass filter filtering out low frequency noise of the electrocardiogram signal and blocking direct current; a second voltage amplifier amplifying voltage of the electrocardiogram signal again and inputting a bias voltage; an optical isolator which receives an output signal of the second voltage amplifier; an analog-to-digital conversion device digitizing an output signal of the optical isolator; and a standard serial port, RS232 input/output port, connected to the analog-to-digital conversion device and being an interface transmitting the electrocardiogram signal. 2. The electrocardiogram signal converter of claim 1, further comprising a voltage-to-current converter connected to an input end of the optical isolator. 3. The electrocardiogram signal converter of claim 2, wherein the voltage-to-current converter comprises an operational amplifier. 4. The electrocardiogram signal converter of claim 1, further comprising a current-to-voltage converter connected to an output end of the optical isolator. 5. The electrocardiogram signal converter of claim 1, wherein the at least one low pass filter comprises a first low pass filter and a second low pass filter which are ahead and behind electrically connected to the second voltage amplifier, respectively. 6. The electrocardiogram signal converter of claim 1, wherein the at least one high pass filter is electrically disposed between the first and second voltage amplifiers. 7. The electrocardiogram signal converter of claim 1, further comprising a first reference voltage generator for providing a reference voltage to the second voltage amplifier, so as to perform the bias voltage adjustment to the electrocardiogram signal. 8. The electrocardiogram signal converter of claim 1, further comprising a DC/DC converter for providing power to at least one of the first voltage amplifier, the second voltage amplifier, the at least one high pass filter and the at least one low pass filter. 9. The electrocardiogram signal converter of claim 1, wherein the output end and input end of the optical isolator are completely separated. 10. An analog-to-digital conversion device used for performing analog-to-digital conversion to an electrocardiogram signal and transmitting the electrocardiogram signal through a standard serial port, RS232 input/output port, so as to perform a heart rate variability analysis, the analog-to-digital conversion device comprising: a clock generator generating clocks; a clock synchronization circuit coupled with the clock generator synchronizing the clocks of the generator and clocks of the RS232 input/output port; an ana... |  | A61B005/0402
US20040236243 | A1 | 2004-11-25 | Device for quantitative analysis of respiratory gases, comprising a passive respiratory gas humidifyer, where rays of light are transmitted through a dehumified gas flow | 2004-02-24 | The invention relates to an arrangement for the quantitative analysis of respiratory gases to and from a patient connected to a respirator for breathing assistance, wherein the arrangement includes an adapter (1) that has connections (4) for a respirator or the like and connections (3) for a hose leading to teh patient, wherein the adapter includes between the respirator connection (4) and the hose connections (3) a passive respiratory gas humidifier (4), wherein a connection for a measuring head (2) for a gas analyser is provided between the passive humidifier (14) and the respirator connection (4), and wherein the measuring head connection includes two windows (7) through which rays of light from the measuring head (2) can pass. | 1. An arrangement for the quantitative analysis of respiratory gases to and from a patient connected to a respirator for breathing assistance, said arrangement comprising an adapter (1) that has connectors (4) for connection to a respirator or the like, and connectors (3) for connection to a hose (13) leading to the patient, characterised in that the adapter includes a passive respiratory gas humidifier (14) situated between the respirator connector (4) and the connectors (3) for connecting said hoses to the patient; and in that a connection for a gas analyser measuring head (2) is provided between the passive humidifier (14) and the respirator connector (4), wherein the measuring head connector includes two windows (7) through which light rays from the measuring head (2) can pass. 2. An arrangement according to claim 1, characterised in that the measuring head (2) connection includes two mutually opposing planar sides (6) in which said windows (7) are located; and in that the measuring head (2) includes a central aperture (8) that has two mutually facing planar surfaces (9) for sealing attachment of the measuring head over the planar sides (6) of the measuring head connector. 3. An arrangement according to claim 1, characterised in that the passive humidifier (14) is placed in the adapter in the form of wadding or a roll impregnated with a hygroscopic salt. 4. An arrangement according to claim 1, characterised in that the arrangement includes a bacterial filter (15) disposed between the respiratory gas humidifier (14) and said central portion (5). 5. An arrangement according to claim 1, characterised in that the arrangement includes in the central portion (5) of the adapter a connection (16) for a fuel cell (18) for measuring the oxygen gas content of the respiratory gases. 6. An arrangement according to claim 5, characterised in that the fuel cell connection (16) includes a bacterial filter (17). 7. An arrangement according to claim 5, characterised in that the adapter (1) includes flow directing means (21) for guiding part of the respiratory gases towards the fuel cell (18). 8. An arrangement according to claim 2, characterized in that the passive humidifier (14) is placed in the adapter in the form of wadding or a roll impregnated with a hygroscopic salt. 9. An arrangement according to claim 6, characterised in that the adapter (1) includes flow directing means (21) for guiding part of the respiratory gases towards the fuel cell (18). |  | A61B005/08 A61M016/00
US20040260207 | A1 | 2004-12-23 | Device for measuring distances within body cavities | 2004-08-05 | A distance measuring device (10) operable to measure distances within a body cavity. The device (10) includes a flexible container (12) having a shape that is subject to deformation by pressure exerted on the flexible container; an electronic measuring unit (14) contained in the flexible container to respond quantitatively to deformations in the shape of the container and an output unit (20) for transmitting data from the measuring device to an external data utilization system. | What is claimed is: 1. A displacement measuring device operable to measure distances within a body cavity, comprising: (a) a flexible container whose shape is subject to deformation by pressure exerted on said container; (b) an electronic measuring unit contained in said flexible container, operable to respond quantitatively to deformations in the shape of said container; and (c) an output unit for transmitting data from said measuring device to an external data utilization system. 2. The device of claim 1, further comprising an external data utilization system. 3. The device of claim 1, wherein said container, when not subject to deforming pressure, is of substantially annular shape. 4. The device of claim 1, wherein said container, when not subject to deforming pressure, is of a substantially rounded diamond shape. 5. The device of claim 1, wherein said container comprises a layer of silicon substantially covering and containing said electronic measuring unit. 6. The device of claim 2, wherein said data utilization system comprises a user sensible display. 7. The device of claim 6, wherein said display comprises a bar display. 8. The device of claim 2, wherein said data utilization system comprises a microprocessor. 9. The device of claim 2, wherein said data utilization system comprises a memory. 10. The device of claim 2, wherein said data utilization system comprises a data recording facility. 11. The device of claim 10, wherein said data recording facility comprises a database. 12. The device of claim 2, wherein said data utilization system comprises a biofeedback system. 13. The device of claim 2, wherein said data utilization system comprises a calculation module for comparing data recorded at a first time to data recorded at a second time. 14. The device of claim 13, wherein said data utilization system comprises a trend displayer for displaying to a user trends discerned by said calculation module. 15. The device of claim 1, wherein said output unit comprises a wire connection operable to transmit data between said measuring unit and said external data utilization system. 16. The device of claim 1, wherein said output unit comprises a radio-frequency data transmission module operable to transmit data between said measuring unit and said external data utilization system. 17. The device of claim 1, wherein said output unit comprises a fiber-optic connection operable to transmit data between said measuring unit and said external data utilization system. 18. The device of claim 1, wherein said output unit comprises an infra-red data transmission module operable to transmit data between said measuring unit and said external data utilization system. 19. The device of claim 1, wherein said electronic measuring unit comprises a capacitance measurement tool operable to respond quantitatively to changes in capacitance of a capacitance module, said change in capacitance being induced by variations in the shap... |  | A61B005/103
US20040236210 | A1 | 2004-11-25 | Image analysis method for vertebral compression curvature | 2003-05-22 | An image analysis method for vertebral compression curvature is disclosed for providing diagnosis analysis of the compression curvature. It makes use of the transverse sectional image with a concave feature of a vertebral body. After B-spline curves are approximated as ellipse-like surfaces, the method further evaluates the compression curvature of the canal. On the other hand, the center of the ellipse-like surface boundary obtained by approximation from different transverse sectional images of the vertebral body is used to reconstruct the centerline of the vertebral body by linear restoration. Such information is used to determine the curvature of the vertebral body. Moreover, the method can use the above-mentioned reconstructed vertebral body centerline to compare with other adjacent vertebral centerlines that have normal curvatures. In this manner, the method can help determine the type and extent of the spine under pressure or having a fracture. | What is claimed is: 1. An image analysis method for spinal compression curvature comprising the steps of: extracting a plurality of transverse sectional images of the spine; computing canal compression data for each of the extracted transverse sectional images; finding a problematic spinal sector through the analysis of vertebral centerlines and computing curvature data for the problematic spinal sector; and evaluating the extent and type of the problematic spine. 2. The method of claim 1, wherein the transverse sectional images are obtained from computed tomography (CT). 3. The method of claim 1, wherein the transverse sectional images are obtained from magnetic resonance imaging (MRI). 4. The method of claim 1, wherein the canal compression data include at least a canal diameter and three-dimensional coordinates of the canal center. 5. The method of claim 1, wherein the curvature data include at least an average canal diameter, a vertebral height, and three-dimensional coordinates of the vertebral centerline. 6. The method of claim 1, wherein the step of computing canal compression data for each of the extracted transverse sectional images further comprises the steps of: using the averaged value of the boundary points of the bone in the transverse sectional image to obtain the center of bone tissue; using a vector from the center of bone tissue toward each integral angular position to intersect with the outermost bone boundary, defining the intersection point as the vertebral boundary; using the averaged value of the measured vertebral boundary points obtained at individual integral angular positions to determine a vertebral center; using left and right boundary points of the canal to determine the canal center; and extending the vector through the canal to find the canal diameter from the diagonal boundary point corresponding to the canal center. 7. The method of claim 1, wherein the step of finding a problematic spinal sector through the analysis of vertebral centerlines and computing curvature data for the problematic spinal sector further comprises the steps of: using the vertebral centers in the transverse sectional images to obtain vertebral centerlines and vertebral centerline lengths; comparing the dislocation between adjacent vertebral centerlines to obtain a vertebral displacement; comparing the angle between adjacent vertebral centerlines with a normal angle to determine a curvature of the vertebral body; and comparing the lengths of adjacent vertebral centerlines to obtain the compression level of the vertebral body. 8. The method of claim 1, wherein the data are displayed in terms of tables, transverse sectional image labels, and three-dimensional images. |  | A61B005/05
US06827694 | B2 | 2004-12-07 | Posture training device | 2002-05-22 | A posture training device for back muscles direct training to maintain good posture. Rigid spinal curvature model with sensors and single attachment point method provide preferable shoulder based and alternative belt based embodiments. | What is claimed is: 1. A posture training device comprising:a rigid spinal curvature model; a spinal curvature model housing; and feedback means, wherein said rigid spinal curvature model comprises a plurality of touch detecting sensors. 2. The posture training device of claim 1, wherein housing is adapted to be placed over the shoulder of a user. 3. The posture training device of claim 1, wherein said housing comprises a belt. 4. The posture training device of claim 1, wherein said spinal curvature model and said housing is attached at a single attachment point. 5. The posture training device of claim 4, wherein said housing is adapted to be placed over the shoulders of a user. 6. The posture training device of claim 4, wherein said housing comprises a belt. |  | A66B005/103 A61B005/117
US06804544 | B2 | 2004-10-12 | Detection of biological molecules using chemical amplification and optical sensors | 2001-08-21 | Methods are provided for the determination of the concentration of biological levels of polyhydroxylated compounds, particularly glucose. The methods utilize an amplification system that is an analyte transducer immobilized in a polymeric matrix, where the system is implantable and biocompatible. Upon interrogation by an optical system, the amplification system produces a signal capable of detection external to the skin of the patient. Quantitation of the analyte of interest is achieved by measurement of the emitted signal. | What is claimed is: 1. A system comprising a biocompatible polymer matrix and an amplification component incorporated within the biocompatible polymer matrix that is capable of producing a polyhydroxylated analyze signal upon interrogation by an optical system, wherein said amplification component in covalently attached to said biocompatible polymer matrix and requires a photo-induced electron transfer for production of said signal, and further wherein said biocompatible polymer matrix permeable to glucose. 2. The biocompatible polymer matrix in accordance with claim 1, wherein said biocompatible polymer matrix lea solid substrate. 3. The biocompatible polymer matrix in accordance with claim 2, wherein said solid substrate is a member selected from thin group consisting of polyurethane, silicon, silicon-containing polymer, chronoflex, P-HEMA or sol-gel. 4. The biocompatible polymer matrix in accordance with claim 1, wherein said biocompatible polymer matrix comprises a hydrophilic polymer. 5. The biocompatible polymer matrix in accordance with claim 1, wherein said biocompatible polymer is a member selected from the group consisting of a polyurethane a silicone, an acrylic, and a silicone containing polyurethane. 6. The biocompatible polymer matrix in accordance with claim 1, wherein said biocompatible polymer matrix is a member selected from the group consisting of a disk, a cylinder, a patch, a microsphere and a refillable sack. 7. The biocompatible polymer matrix in accordance with claim 6, wherein said biocompatible polymer matrix is a microsphere. 8. The biocompatible polymer matrix in accordance with claim 1, wherein said biocompatible polymer matrix is adapted to be implanted subdermally. 9. The biocompatible polymer matrix in accordance with claim 1, wherein amid biocompatible polymer matrix is permeable to oxygen. 10. The biocompatible polymer matrix in accordance with claim 1, wherein said biocompatible polymer matrix is optically transparent. 11. The biocompatible polymer matrix in accordance with claim 1, further comprising a biocompatible shell. 12. The biocompatible polymer matrix in accordance with claim 1, wherein said biocompatible shell is a member selected from the group consisting of dialysis fiber, teflon cloth, resorbable polymers and islet encapsulation materials. 13. The biocompatible polymer matrix in accordance with claim 1, wherein said amplification component comprises a boronic acid moiety. 14. A system comprising a biocompatible polymer matrix and a fluorescent transducer component incorporated within the biocompatible polymer matrix that binds polyhydroxylate analyte and whose fluorescence is modulated by a photo-induced electron transfer process, wherein upon illumination of the fluorescent transducer component in the presence of polyhydroxylate analyte a change in fluorescence is observable that is correlatable with the concentration of bound polyhydroxylate analyte and wherein polyhydroxylate analy... | MiniMed, Inc. | A61B005/00 G01N033/00
US06916289 | B2 | 2005-07-12 | Pressure applicator devices particularly useful for non-invasive detection of medical conditions | 2004-05-24 | A probe for application to a body part particularly a finger of a patent to detect a change in the physical condition of the patient includes a housing defining a compartment closed at one end and open at the opposite end for receiving the distal end of the patient's finger and a medium wholly self-contained within the probe for applying a static pressure field substantially uniformly around the distal end of the patient's finger, of a predetermined magnitude sufficient to substantially prevent distention of the venous vasculature, uncontrolled venous backflow, and retrograde shockwave propagation into the distal end, and to partially unload the wall tension of, but not to occlude, the arteries in the distal end when at heart level or below. A sensor senses changes in the distal end of the patient's finger related to changes in arterial blood volume therein. | 1. A device to be applied around a body part of a patient, comprising a probe including: a housing for application to the body part; and pressurizing means for applying a static pressure field substantially uniformly around the body part, said pressurizing means including: an inner resilient membrane within said housing and defining therewith an inner chamber to be filled with a fluid for applying said static pressure via said membrane substantially uniformly around a distal end of the body part including a distal tip; and an outer resilient membrane attached to said housing externally thereof and defining therewith an outer chamber communicating with said inner chamber via openings in said housing enlarging an effective volume of said inner chamber such as to cause said inner membrane to apply substantially the same static pressure around the body part despite changes in volume thereof. 2. The device according to claim 1, wherein the body part is a finger. 3. The device according to claim 2, wherein the inner resilient membrane is closed at one end and open at an opposite end to define a compartment for receiving the finger. | Itamar Medical Ltd. | A61B005/02
US06834237 | B2 | 2004-12-21 | Method and system for classifying a biological sample | 2003-04-16 | The present invention relates to a method of training a classification system for characterising a biological sample, a diagnostic classification system, as well as a method of characterising a condition in an animal or a human being by using parameters obtained from the sample. The invention relates to classification based on physical parameters obtained from luminescence spectroscopy on light emitted from the sample. The data obtained from a spectrofluorimetric analysis can be considered a finger-print of the sample. Each sample gives rise to a unique spectrofluorometric set of physical parameters. By analysing the fluorescence data, it is possible to classify samples into two or more classes based on the fluorescence spectra, such as classifying with respect to presence/abs of a specific disease, group of diseases or risk of later attaining a specific disease or a body condition, or concentration of a specific compound or medicine. | What is claimed is: 1. A method of training a classification system for characterising an isolated biological sample with respect to at least one condition, comprisinga) obtaining an isolated biological sample from an animal wherein said isolated biological sample is selected from body fluids, from a tissue sample or a combination thereof, wherein said tissue sample is not associated with said condition(s), b) obtaining characterisation information related to each isolated biological sample, c) exposing the sample to excitation light within a predetermined range of wavelength, d) determining at least one physical parameter of light emitted from the sample, e) repeating step a) to d) until the physical parameters of all training samples have been determined, f) optionally performing a data handling of the obtained physical parameters obtaining data variables, g) optionally performing a multivariate data analysis of the data variables and optionally of characterisation information obtaining model parameters describing the variation of the data variables, h) classifying the biological samples into at least two different classes correlated to the characterisation information, obtaining a trained classification system. 2. The method according to claim 1, wherein step g) further comprises selection of latent variables being weighted averages of data variables. 3. The method according to claim 1, wherein the biological sample is selected from blood, serum, plasma, saliva, urine, milk, cerebrospinal fluid, tears, nasal secrete, semen, bile, lymph, sweat and/or faeces. 4. The method according to claim 1, wherein the biological sample is a tissue sample. 5. The method according to claim 4, wherein the tissue sample is a biopsy of tissue selected from muscle, cutis, subcutis, kidney, brain, and liver or a sample of hair or nails. 6. The method according to claim 3, wherein the biological sample is urine, milk, blood, plasma or serum. 7. The method according to claim 1, wherein the wavelength of the excitation light is in the range of from 100 nm to 1000 nm. 8. The method according to claim 7, wherein the wavelength of the excitation light is in the range of from 200 nm to 800 nm. 9. The method according to claim 1, wherein the physical parameter determined is selected from fluorescence intensity, fluorescence lifetime, phosphorescence intensity, phosphorescence lifetime, polarisation, polarisation lifetime, anisotropy, anisotropy lifetime, phase-resolved emission, circularly polarised fluorescence, fluorescence-detected circular dichroism, and any time dependence of the two last mentioned parameters. 10. The method according to claim 1, wherein the spectral distribution of light emitted ranging from 200 nm to 800 nm is generated. 11. The method according to claim 2, wherein the ratio of number of training samples to the expected number of latent variables is at least 5:1. 12. The method according to claim 1, wherein the multivariate data analy... | Medicometrics APS | G01N021/64 A61B005/00
US06805671 | B2 | 2004-10-19 | Method and device for measuring systolic and diastolic blood pressure and heart rate in an environment with extreme levels of noise and vibrations | 2003-01-15 | A method and a device for measuring blood pressure and heart rate in an environment comprising extreme levels of noise and vibrations is disclosed. Blood pressure signals corresponding to the Korotkoff sounds are detected using an array of primary acoustic sensors, placed on the patient's skin over the brachial artery. A secondary acoustic transducer is placed on the outside of a pressure cuff the patient away for detecting noise and vibrations. Pressure is applied to the artery using the pressure cuff forcing the artery to close. The pressure is then reduced and while reducing the pressure the acoustic signals detected by the first and second acoustic sensor as well as a signal indicative of the pressure applied to the artery are provided to a processor. The signals provided by the primary acoustic sensors are then processed using a combination of focused beamforming and planar wave beamforming. The final beam time series is then processed using an adaptive interferer canceller algorithm with the signal provided by the secondary acoustic sensor as interferer. Use of an array of acoustic sensors in combination with beamforming substantially enhances signal detection as well as accurate isolation of the signal source which is highly beneficial for blood pressure measurements measurements performed under extreme levels of noise and vibrations. | What is claimed is: 1. A method for measuring blood pressure of a patient comprising the steps of:sensing Korotkoff sounds using an array of primary acoustic sensors placed on skin of a patient's limb over an artery occluded by applying pressure thereupon, the primary acoustic sensors being placed in rows and columns forming a planar array, the planar array being placed on the patient's skin such that the rows are oriented approximately perpendicular to the artery and the columns are oriented approximately parallel to the artery, each primary acoustic sensor for producing a first acoustic signal in dependence upon the Korotkoff sounds; sensing noise and vibrations using a secondary acoustic sensor for producing a secondary acoustic signal in dependence upon noise and vibrations; sensing the pressure applied to the occluded artery using a pressure transducer for sensing pressure and for providing a pressure signal in dependence thereupon; providing the first acoustic signal of each primary acoustic sensor, the secondary acoustic signal and the pressure signal to a processor; using the processor beamforming the first acoustic signals based on a focused beamformer for beamforming approximately perpendicular to the artery and a plane wave beamformer for beamforming approximately parallel to the artery in order to produce an output beam time series in dependence thereupon; processing the first acoustic signals for removing interference due to noise and vibrations using the secondary acoustic signal in an adaptive interferer canceller; detecting the Korotkoff sounds based on the beam time series; and, determining at least one of systolic and diastolic pressure by relating the detected Korotkoff sounds to the pressure signal. 2. A method for measuring blood pressure of a patient as defined in claim 1 wherein the step of beamforming the first acoustic signals comprises the steps of:beamforming the first acoustic signals produced by the primary acoustic sensors placed in a same row based on a focused beamformer producing a first beam time series for each row; beamforming the first beam time series based on a plane wave beamformer producing the output beam time series. 3. A method for measuring blood pressure of a patient as defined in claim 2 wherein each of the first beam time series is assumed to be a directional acoustic sensor signal. 4. A method for measuring blood pressure of a patient as defined in claim 2 wherein the interference due to noise and vibrations is removed from the first acoustic signal of each primary acoustic sensor. 5. A method for measuring blood pressure of a patient as defined in claim 2 wherein the interference due to noise and vibrations is removed from each of the first beam time series. 6. A method for measuring blood pressure of a patient as defined in claim 2 wherein the interference due to noise and vibrations is removed from the output beam time series. 7. A method for measuring blood pressure of a patient as de... | Her Majesty the Queen in right of Canada, as represented by the Minister of National Defence | A61B005/02
US07220220 | B2 | 2007-05-22 | Exercise monitoring system and methods | 2004-05-17 | An exercise monitoring system which includes an electronic positioning device; a physiological monitor; and a display unit configured for displaying data provided by said electronic positioning device and said physiological monitor. | 1. A method of controlling a subjects physical activity, comprising: (a) monitoring a subject's blood oxygen level while the subject performs a physical activity; and(b) maintaining said blood oxygen level at a selected level while the subject continues to perform said physical activity. 2. The method of claim 1, wherein said blood oxygen level is maintained at said selected level by adjusting the workload of said physical activity as necessary. 3. The method of claim 1, wherein said blood oxygen level is maintained at said selected level by adjusting the subject's level of exertion as necessary. 4. The method of claim 1, wherein said blood oxygen level is maintained at said selected level by adjusting the subject's oxygen intake as necessary. 5. The method of claim 1, wherein said physical activity is chosen from the group consisting of: walking, running, swimming, bicycling, skating, singing, skiing, boating, climbing, wheelchairing, snowshoeing, scuba diving, and flying. 6. The method of claim 1, wherein said step of monitoring blood oxygen level comprises: (a) providing an oximeter, said oximeter including a probe for non-invasively determining blood oxygen level; and(b) positioning said probe on said subject at a location suitable for detecting the subject's blood oxygen level. 7. The method of claim 6, wherein said probe is positioned such that said oximeter determines the subject's systemic blood oxygen level. 8. The method of claim 4, wherein said blood oxygen level is maintained at each selected level: (a) for a predetermined period of time;(b) until the subject has advanced a predetermined distance; or(c) until the subject has performed a predetermined amount of work. 9. The method of claim 1, wherein said selected level is chosen on the basis of blood oxygen data previously obtained while said subject performed a physical activity. 10. The method of claim 1, wherein said selected level is chosen on the basis of said subject's lactate threshold. 11. The method of claim 1, wherein said selected level is chosen on the basis of the duration of said physical activity. 12. The method of claim 1, further comprising the step of providing an alarm, said alarm configured for indicating when the subject's blood oxygen level is not at said selected level. 13. The method of claim 1, further comprising the step of providing a display unit configured for displaying the subject's blood oxygen level. 14. The method of claim 13, wherein said subject comprises a human, and said display unit is positioned so that the blood oxygen level displayed by said display unit can be viewed by said subject. 15. The method of claim 14, wherein said physical activity comprises bicycling, and said display unit is attached to the subject's bicycle so as to be visible to the subject. 16. The method of claim 1, further comprising the step of measuring at least one of the subject's velocity, pace, or distance traveled. 17. The method of claim 16, wherein sa... | - | A63B021/00 A61B005/00
US07014613 | B2 | 2006-03-21 | System and method for objective evaluation of hearing using auditory steady-state responses | 2004-04-29 | This patent relates to an apparatus and method for screening a subject's hearing by recording steady-state auditory evoked responses. The apparatus generates a steady-state auditory evoked potential stimulus having a plurality of stimulus components, presents the stimulus to the subject, senses potentials while simultaneously presenting the stimulus and determines whether the sensed potentials contain a plurality of responses to the stimulus. | 1. A method of hearing screening evaluation comprising: creating a test signal having a plurality of steady state stimulus components; transducing the test signal to create an acoustic stimulus at a screening sound pressure level; presenting the acoustic stimulus to the subject; sensing potentials from the subject while substantially simultaneously presenting the acoustic stimulus to the subject; and analyzing the potentials to determine whether the potentials comprise data indicative of the presence of a plurality of steady-state responses to the acoustic stimulus. 2. The method of hearing screening evaluation of claim 1, wherein the test signal comprises a first steady state stimulus component and a second steady state stimulus component separated from the first steedy state stimulus component by at least one-half octave. 3. The method of hearing screening evaluation of claim 1, wherein the test signal comprises four steady state stimulus components, each of the four steady state stimulus components being separated by at least one-half octave. 4. The method of hearing screening evaluation of claim 1, wherein the test signal comprise steady state stimulus components selected in the range of about 250 Hz to about 8000 HZ. 5. The method of hearing screening evaluation of claim 1, wherein the test signal comprises at least one of an about 500 Hz, an about 1000 HZ, an about 2000 Hz and an about 4000 Hz stimulus components. 6. The method of hearing screening evaluation of claim 1, wherein the test signal comprises a number of steady state components and the plurality of steady state responses comprises a number of steady state responses less than the number of steady state stimulus components. 7. The method of hearing screening evaluation of claim 1, wherein the test signal comprises at least four steady state components and the plurality of steady state responses at least three steady state responses. 8. The method of hearing screening evaluation of claim 1, wherein the acoustic stimulus is presented to the patient for a first testing duration. 9. The method of hearing screening of claim 8, wherein the testing duration is less than about 32 seconds. 10. The method of hearing screening of claim 1, comprising sensing potentials from the subject while substantially simultaneously presenting the acoustic stimulus to the subject for a first testing period; analyzing the potentials to determine whether the potentials comprise data indicative of the presence of a plurality of steady-state responses to the acoustic stimulus during the first testing period; sensing potentials from the subject while substantially simultaneously presenting the acoustic stimulus to the subject for a second testing period; and analyzing the potentials to determine whether the potentials comprise data indicative of the presence of the plurality of steady-state responses to the acoustic stimulus during the second testing period. 11. The method of hearing screening of c... | - | A61B005/00 A61B005/04 A61B005/12
US07187962 | B2 | 2007-03-06 | Biological optical measuring instrument | 2002-06-28 | In a biological optical measuring instrument, when displaying a biological variation in a predetermined region of a subject through irradiating light to the subject and processing light signals obtained by detecting the transmitting light, the light signals of a plurality of sections having a predetermined time interval are extracted, section data are prepared from the respective extracted light signals, the plurality of the prepared section data are added and averaged, prior to preparing averaged section data for the predetermined time interval a light signal section containing noise components is specified from differential values of the extracted light signals and the section data of the light signal containing the noise components is excluded from the averaging operation, thereby, a biological optical measuring instrument is provided which permits to remove the section data containing noise components are automatically removed through computation without relying upon visual observation, to obtain highly reliable measurement result quickly and to display the same. | 1. A biological optical measuring instrument comprising a light generating unit which irradiates light having a predetermined wavelength to a subject, a light detecting unit which detects light which is irradiated from the light generating unit and is transmitted through the subject, and a signal processing unit which analyzes signals detected by the light detecting unit and prepares biological information including blood stream information in the subject, wherein the signal processing unit includes means for detecting spike shaped noise components contained in the detected signals in a form of steep peaks which are due to body movement by the subject, and means for removing a signal portion containing the detected spike shaped noise components from the signals. 2. A biological optical measuring instrument according to claim 1, wherein the means for detecting the spiked shaped noise components judges that the spiked shape noise components are contained in a corresponding portion of the signals, when any of differential values of the signals obtained in a time course, are more than a predetermined threshold value. 3. A biological optical measuring instrument according to claim 1 or 2, wherein the signal processing unit includes means for extracting signals in a plurality of sections having a predetermined time interval from signals obtained along the time axis and for preparing section data from the respective extracted signals, means for detecting and removing section data containing noise components among the extracted and prepared section data, and means for performing adding and averaging process using the not removed section data among the plurality of the section data and for preparing averaged section data having a predetermined time interval. 4. A biological optical measuring instrument according to claim 3, wherein the section having a predetermined time interval includes a time interval, in which a task is executed by the subject. 5. A biological optical measuring instrument according to claim 4, wherein the task executed by the subject is motion and language. 6. A biological optical measuring instrument according to claim 3, wherein the light having a predetermined wavelength is near-infrared light. 7. A biological optical measuring instrument according to claim 1 or 2, wherein the light having a predetermined wavelength is near-infrared light. 8. A biological optical measuring method comprising: a first step of irradiating light having a predetermined wavelength to a subject from a first position of the subject and measuring the transmitting light at a second position of the subject as transmitting light signal data containing biological information in a plurality of times for a predetermined interval;a second step of adding the plurality of measured transmitting light signal data for the predetermined time interval and determining an average value of the transmitting light signal data;a third step of determining differences of ... | Hitachi Medical Corporation | A61B005/00
US07725161 | B2 | 2010-05-25 | Active MRI intramyocardial injeciton catheter with a deflectable distal section | 2004-02-03 | A deflectable tip catheter that is safe and effective for use in a magnetic resonance imaging environment. The deflectable tip catheter is configured such that it includes a built-in antenna, such as a loopless antenna or a loop antenna. The built-in antenna permits the deflectable tip catheter to be actively tracked and/or visualized. Depending upon the specific configuration of the deflectable tip catheter, the catheter may be tracked and/or visualized as a single unit, it may be tracked and/or visualized separate and independent of other components or instruments associated with the catheter, such as pull wires, injection needles, surgical instruments, and the like. The catheters described herein include injection type catheters and/or guidance type catheters. | 1. An MRI system comprising: an MRI scanner;an MRI catheter antenna sized and configured as an intramyocardial catheter, comprising: a non-deflectable section;a controllably deflectable section having a proximal end abutting a distal end of the non-deflectable section at an interface, wherein the deflectable section includes a deflectable tip;a first lumen extending from a proximal end of the non-deflectable section toward the deflectable section;an electrically conductive pull wire extending from the proximal end of the non-deflectable section toward the deflectable section, wherein the pull wire travels within the first lumen and is coupled at its distal end to a distal portion of an interior wall of the deflectable section;a second lumen, separate from the first lumen, extending from the proximal end of the non-deflectable section toward the deflectable section;an electrically conductive first injection needle, having a distal sharpened tip, extending from the proximal end of the non-deflectable section toward the deflectable section, wherein the first injection needle travels within the second lumen and the distal sharpened tip protrudes from or withdraws into an interior space of the deflectable section during use inside a patent's heart;an electrical connector in communication with the MRI scanner and the catheter antenna; andan electrical connection between the electrically conductive pull wire and the electrically conductive first injection needle, wherein the electrical connection forms a common electrical node between the pull wire and the first injection needle. 2. The MRI system of claim 1, wherein the pull wire and the needle extend in a parallel orientation in a longitudinal direction inside the first and second lumens of the catheter antenna and each define an internal core of the catheter antenna. 3. The MRI system of claim 1, further comprising: an anchor wire anchored at a first end to the interface and coupled at a second end, distal to the first end, to the distal portion of the interior space of the deflectable section. 4. The MRI system of claim 1, wherein the first injection needle has a distal end comprising a MRI compatible metal that defines the sharpened tip, and wherein the distal end merges upstream thereof into a non-metallic polymeric portion. 5. The MRI system of claim 1, wherein the first injection needle has a distal end that has increased flexibility relative to a proximal end thereof. 6. The MRI system of claim 1, wherein the first injection needle comprises a thin coiled wire residing about a distal portion thereof to increase MRI signal intensity obtained by the catheter antenna or needle. 7. The MRI system of claim 1, further comprising an insulated metallic wire connected to one of the first injection needle or the pull wire at the distal end portion of the catheter antenna. 8. The MRI system of claim 1, the catheter antenna further comprises a luer at a proximal portion thereof in communication with... | John Hopkins University | A61B005/055
US07079035 | B2 | 2006-07-18 | Method and apparatus for controlling an alarm while monitoring | 2003-05-19 | A method for monitoring a subject can include acquiring data from the subject, and dynamically adjusting an alarm limit based on the data. The method can also comprise determining a first value that is typical for the subject for the characteristic being monitored, determining a second value for the characteristic being monitored, and generating a comparison based on the two values. The method could also comprise setting a threshold for a characteristic being monitored, and decreasing the alarm limit if the data crosses the threshold. The method could also include setting an extremity limit. The following methods can be applied to the monitoring of a healthcare patient, or other subjects of interest. Also, the values used in the monitoring of the subject can be configured to be transferable from one monitor to another. | 1. A method for monitoring of a patient, comprising: acquiring data from the patient;setting a threshold; anddynamically adjusting an alarm criteria based on the data at the time the data exceeds the threshold wherein the alarm criteria includes an alarm limit, and the alarm limit is dynamically adjusted based on the data, and further wherein the alarm limit is pre-configured to decrease over time. 2. The method of claim 1, further comprising generating an alarm based on whether the data meets the alarm criteria. 3. The method of claim 1, further comprising determining a value that is typical for the patient for the characteristic being monitored. 4. The method of claim 3, wherein determining the typical value comprises calculating the typical value based on a plurality of acquired data points. 5. The method of claim 1, wherein: the alarm criteria comprises an alarm limit whose value is set based on a value that is typical for a characteristic being monitored; andan alarm limit that represents a value that is extreme for the characteristic being monitored; andthe alarm limit based on the typical value is dynamically adjusted based on the data. 6. The method of claim 5, further comprising sending an alarm if the data crosses the extreme alarm limit or if the data crosses the alarm limit based on the typical value. 7. The method of claim 1, further comprising determining a value that represents a typical value for the patient for the characteristic being monitored, wherein the threshold is set based on the typical value. 8. The method of claim 1, further comprising determining the alarm criteria based on a tolerance factor. 9. A monitoring system for monitoring a characteristic of a subject, comprising: a data acquisition device configured to acquire data from a subject of interest; anda processor configured to dynamically adjust an alarm criteria based on the data acquired from the subject, wherein the processor adjusts the alarm criteria at the time the data exceeds a threshold wherein the processor dynamically adjusts the alarm criteria by dynamically adjusting an alarm limit wherein the alarm limit is pre-configured to decrease over time. 10. The monitoring system of claim 9, further comprising an alarm sending device configured to send an alarm based on whether the data acquired from the patient meets the alarm criteria. 11. The monitoring system of claim 9, wherein the processor is configured to set an extremity limit. 12. A method of patient physiologic monitoring comprising: receiving a real-time physiologic data stream from a patient;calculating a representative value using the real-time physiologic data stream;calculating at least one threshold based on the representative value;monitoring the real-time physiologic data stream to determine if it has crossed the at least one threshold; andcalculating an alarm limit when the real-time physiologic data stream crosses the at least one threshold, the alarm limit based on the represen... | GE Medical Systems Information Technologies, Inc. | G08B023/00
US07828813 | B2 | 2010-11-09 | Gastric band | 2002-05-31 | The invention concerns a band not provided with a dilatable portion, characterized in that it comprises different successive separate zones (A, B, C) formed on its entire developed length, while forming a single-piece and single-unit assembly, and its two ends (1a), (1b) are specifically configured to form flexible nesting and position-locking male-female parts by defining a first head zone (A) and a second rear and anchoring zone (B) forming a main tip and integrated into each other, and between said two zones, the ring comprises a third intermediate connecting zone (C) with solid cross-section over the main part of its length, designed to be more specifically pressed on the part of the stomach to be enclosed. | 1. A gastric band not provided with a dilatable part and made of an elastomeric material presenting a flexibility of deformability, comprising: a single-piece assembly made from said elastomeric material such that the gastric band resumes an original geometry after being deformed upon passage of food and including different successive separate zones formed on an entire length of the gastric band, said zones having two end zones shaped specifically to constitute flexible nesting and position-locking male-female parts and, between said end zones, an intermediate connecting zone of solid cross-section over a main part of a length of said intermediate connecting zone and designed to be in simple abutment on a part of a stomach to be encircled, wherein said end zones define, on a first end, a head zone provided with a curved profiled tab extending substantially perpendicularly from the length of said intermediate connecting zone and having lateral walls each with a stop face thereon, a secondary tip with a triangular flat face, and a transverse opening for passage of a draw loop and, on a second end, a rear end anchoring zone forming a main tip having a transverse opening corresponding to said transverse opening of said tab for passage of a draw loop between said openings of said main tip and said tab, said zones being adapted to integrate into each other by introduction of said main tip of said rear end anchoring zone in an opening defined between said lateral walls connecting said tab to said intermediate connecting zone. 2. The gastric band according to claim 1, wherein said intermediate connecting zone has, over a part of the length of said intermediate connecting zone, projecting shapes for contacting a part of the stomach to provide an anti-slide effect, said projecting shapes being provided with two cavities in a thickness of the gastric band, said cavities allowing a threading of complementary fixation strands for positioning the gastric band with respect to the stomach and for avoiding tipping of the gastric band. 3. The gastric band according to claim 1, wherein an outer part of said intermediate connecting zone of the gastric band is substantially convex over the length of the length of said intermediate connecting zone and in a transverse plane. 4. The gastric band according to claim 1, wherein the elastomeric material is a shape-memory material so that the gastric band returns substantially to a position of a collar before closure. 5. The gastric band according to claim 1, wherein said main tip has a shape with a profile of dimensions corresponding to said tab, and wherein said main tip includes, at a rear of said main tip of said rear end anchoring zone, two opposite profiled grooves, said profiled grooves each having a depth which corresponds to a thickness of two projections formed on said tab. 6. The gastric band according to claim 1, wherein an inner face of the gastric band has, at said head zone, a profile that provides a plan... | Surgical-IOC | A61B017/08
US07570791 | B2 | 2009-08-04 | Method and apparatus for performing 2D to 3D registration | 2003-08-20 | A method and apparatus for performing 2D to 3D registration includes an initialization step and a refinement step. The initialization step is directed to identifying an orientation and a position by knowing orientation information where data images are captured and by identifying centers of relevant bodies. The refinement step uses normalized mutual information and pattern intensity algorithms to register the 2D image to the 3D volume. | 1. A method for registering two-dimensional image data with three-dimensional image data of a body of interest, said method comprising: acquiring the three-dimensional image data having first patient orientation information;acquiring the two-dimensional image data having second patient orientation information; andgenerating a digitally reconstructed registered radiograph that substantially corresponds to the two-dimensional image data using the three-dimensional image data and the first and second patient orientation information, including:(a) wherein the first patient orientation information includes determining how the patient was positioned or oriented relative to an imaging device during acquiring the three-dimensional image data and wherein the second patient orientation includes determining how the patient was positioned or oriented relative to an imaging device during acquiring the two-dimensional image data;(b) determining an estimate of the patient's orientation with respect to a dynamic reference frame based at least in part on (a);(c) wherein the digitally reconstructed radiograph includes a view through the three-dimensional image data, along the direction of the two-dimensional image data based upon the determined first and second patient orientation;refining the registration of the two-dimensional image data with the three-dimensional image data using the first and second patient orientation information and the common point information;wherein the refined registration employs at least two similarity/cost measures selected from a group of at least a normalized mutual information algorithm, a mutual information algorithm, a gradient difference algorithm, a gradient algorithm, a line contour algorithm, a surface contour algorithm, a pattern intensity algorithm or a combination thereof. 2. The method as defined in claim 1 wherein acquiring two-dimensional image data further includes acquiring a two-dimensional anterior to posterior image and a two-dimensional lateral image. 3. The method as defined in claim 2 further comprising identifying a center of a body of interest in the two-dimensional anterior to posterior image and the two-dimensional lateral image. 4. The method as defined in claim 3 wherein generating a digitally reconstructed radiograph further includes generating an anterior to posterior digitally reconstructed radiograph and a lateral digitally reconstructed radiograph corresponding to the two-dimensional anterior to posterior image and the two-dimensional lateral image. 5. The method as defined in claim 4 further comprising identifying a center of the body of interest in the anterior to posterior digitally reconstructed radiograph and the lateral digitally reconstructed radiograph. 6. The method as defined in claim 5 further comprising identifying a common point in the three-dimensional image data with the two-dimensional image data using the identified centers of the anterior to posterior image, lateral image, anter... | Medtronic Navigation, Inc. | G06K009/00
US07007396 | B2 | 2006-03-07 | Replacement heart valve sizing device | 2003-05-29 | A heart valve sizing system featuring a lumen advanceable in vasculature, an inside caliper device at the distal end of the lumen, and a readout for reading the dimension gauged by the inside caliper device. In the preferred embodiment, the inside caliper device includes a four bar linkage with first and second opposing pivot points and third and fourth opposing pivot points and a push rod connected to the second pivot point for alternatively urging the third and fourth pivot points together when extended and urging the third and fourth pivot points apart when retracted to gauge the inside dimension of the vasculature. | 1. A heart valve sizing system comprising: a lumen advanceable in vasculature;an inside caliper device at a distal end of the lumen, the inside caliper device including: a four bar linkage with first and second opposing pivot points and third and fourth opposing pivot points, anda push rod connected to the second pivot point for alternatively urging the third and fourth pivot points together when extended and urging the third and fourth pivot points apart when retracted to gauge the inside dimension of the vasculature; andmeans for reading the dimension gauged by the inside caliper device, the means for reading including: a member connected on one end to the push rod,a mechanism at the other end of the member which advances and retracts the member,a position sensor which senses the position of the member, anda readout device responsive to the position sensor which correlates the position of the member to the dimension gauged by the four bar linkage. 2. The system of claim 1 in which the position sensor is a potentiometer. 3. The system of claim 1 in which the readout device is a digital readout. 4. The system of claim 1 in which the member is a cable located inside the lumen. 5. The system of claim 1 in which the push rod is retractable into the lumen. 6. The system of claim 1 in which the four bar linkage is retractable into the lumen. 7. The system of claim 1 in which the lumen is attached to a handle including the mechanism, the position sensor, and the readout device. 8. The system of claim 7 in which the mechanism is a turning knob threaded into the handle and connected to the member. 9. A heart valve sizing system comprising: a lumen advanceable in vasculature;an inside caliper device at a distal end of the lumen including a four bar linkage, one pivot point of the four bar linkage connected to a push rod;means for reading the dimension gauged by the four bar linkage when extended, the means for reading including: a member connected on one end to the push rod,a mechanism at the other end of the member which advances and retracts the member,a position sensor which senses the position of the member, anda readout device responsive to the position sensor which correlates the position of the member to the dimension gauged by the four bar linkage. 10. A heart valve sizing system comprising: a lumen advanceable in vasculature;an inside caliper device at a distal end of the lumen;a member connected to the inside caliper device advanceable and retractable within the lumen;a position sensor at a proximal end of the lumen which senses the position of the member; anda readout device responsive to the position sensor which correlates the position of the member to the dimension gauged by the inside caliper device. 11. The system of claim 10 in which the inside caliper device includes: a four bar linkage with first and second opposing pivot points and third and fourth opposing pivot points, anda push rod connected to the second pivot point for a... | PLC Medical Systems, Inc. | A61B001/005
US07096058 | B2 | 2006-08-22 | Laser blood-flow meter and system for monitoring bio-data | 2004-06-02 | A laser blood-flow meter includes a laser-beam irradiator for irradiating laser beams to biological structure, a detector for detecting scattered beams resulted from scattering of the laser beams in the biological structure, the laser blood-flow meter measuring blood flow of the biological structure in accordance with the scattered beams detected by the detector, and a beam-collector for collecting the scattered beams to direct the collected beams to the detector. | 1. A laser blood-flow meter comprising: a laser-beam irradiator for irradiating laser beams to a biological structure;a detector for detecting scattered beams resulted from scattering of said laser beams in said biological structure, said laser blood-flow meter measuring blood flow of said biological structure in accordance with said scattered beams detected by said detector;a beam-collector for collecting said scattered beams to direct the collected beams to said detector; anda light-guide arranged between said detector and said beam-collector for guiding beams collected by said beam-collector to said detector;a case in which said laser-beam irradiator, said beam-collector and said detector are arranged;a first beam-turner for turning said laser beams irradiated from said laser-beam irradiator towards said biological structure; anda second beam-turner for turning said scattered beams towards said beam-collector,wherein said detector and said laser-beam irradiator are disposed on a common side relative to said biological structure such that said detector detects backward-scattered beams,wherein said case comprises a flat contact-surface, as at least a part of an external surface thereof, at which said case makes contact with a surface of said biological structure when blood flow of said biological structure is measured,wherein said laser-beam irradiator, said beam-collector and said detector are arranged in order on a path substantially parallel with said flat contact-surface,wherein said contact-surface comprises a beam-transmissive portion through which said laser beams can transmit, andwherein said laser blood-flow meter further comprises a beam-block which prevents laser beams having passed through said beam transmissive portion from being directed towards said second beam-turner and said beam-collector with reaching said biological structure. 2. The laser blood-flow meter as set forth in claim 1, wherein said detector and said laser-beam irradiator are disposed on opposite sides to each other relative to said biological structure such that said detector detects forward-scattered beams. 3. The laser blood-flow meter as set forth in claim 1, wherein said beam-collector is comprised of a semispherical lens. 4. The laser blood-flow meter as set forth in claim 1, wherein said light-guide is comprised of one of a pin-hole, an optic fiber and a bar lens. 5. The laser blood-flow meter as set forth in claim 1, wherein said beam-block projects outwardly over said beam-transmissive portion. 6. A laser blood-flow meter comprising: a laser-beam irradiator for irradiating laser beams to a biological structure;a detector for detecting scattered beams resulted from backward-scattering of said laser beams in said biological structure, said laser blood-flow meter measuring blood flow of said biological structure in accordance with said scattered beams detected by said detector;a light-guide for guiding said scattered beams to said detector;a case in whic... | Cyberfirm Inc. | A61B006/00
US07787927 | B2 | 2010-08-31 | System and method for adaptive medical image registration | 2003-06-20 | In one embodiment, an adaptive medical image registration procedure includes a motion estimation procedure involving estimating or determining an amount of patient or tissue motion along a set of axes; an evaluation procedure involving evaluating an estimated amount of motion relative to a correction threshold; and a correction procedure involving performing a two dimensional image resampling, a three dimensional image resampling, or possibly avoiding an image resampling based upon a relationship between an estimated amount of motion and the correction threshold. Axes considered by a motion estimation procedure may include an axis of lowest image resolution, and the correction threshold may have a value given by a fraction of a lowest image resolution. | 1. A method for adaptive registration of a set of three dimensional medical images corresponding to first and second acquisitions of a particular patient by a single imaging modality, wherein a first acquisition image and a second acquisition image differ in one of background signal intensity and signal intensity of analogous structures, comprising: obtaining medical image data produced by a single medical imaging modality at first and second acquisition times;prior to any resampling, estimating an amount of patient motion that occurred between first and second acquisitions of the data by the medical imaging modality;selectively performing one of a two dimensional image resampling, a three dimensional image resampling, and no image resampling based on the estimated amount of patient motion; and generating a medical image representative of internal anatomical features of the patient. 2. The method of claim 1, wherein estimating the amount of patient motion comprises performing a motion estimation procedure that involves patient motion in a directional axis corresponding to a lowest image resolution. 3. The method of claim 2, wherein the axis corresponds to an MRI slice thickness. 4. The method of claim 1, wherein estimating the amount of patient motion comprises performing one estimated motion procedure selected from the group of a two dimensional and a three dimensional motion estimation procedure in accordance with one motion model selected from the group of a rigid and a non-rigid motion model. 5. The method of claim 1, wherein selectively performing an image resampling comprises: performing a comparison between the estimated amount of patient motion and a correction threshold; andperforming the image resampling based upon the comparison. 6. The method of claim 5, wherein the correction threshold corresponds to a fraction of an image resolution. 7. The method of claim 6, wherein the fraction has a value approximately between 0.4 and 0.8. 8. The method of claim 6, wherein the fraction has a value of approximately 0.5. 9. The method of claim 5, wherein the correction threshold corresponds to a fraction of an image resolution along a lowest image resolution axis. 10. The method of claim 9, wherein the axis corresponds to an MRI image slice thickness. 11. The method of claim 6, wherein the set of medical images comprises a set of imaging signals, wherein an imaging signal may be characterized relative to a background imaging signal intensity, a precontrast imaging signal intensity corresponding to a lesion, and a postcontrast imaging signal intensity corresponding to the lesion, and wherein the fraction has a value that depends upon at least one from the group of a background imaging signal intensity, a precontrast imaging signal intensity, and a postcontrast imaging signal intensity. 12. The method of claim 5, wherein performing the image resampling comprises performing a first image resampling procedure in the event that the estimated ... | Merge CAD Inc. | A61B005/05
US08075483 | B2 | 2011-12-13 | Device for use in measuring and/or analysing at least one parameter of an external body portion | 2002-10-31 | A device (1) for use in measuring and/or analyzing at least one parameter of an external portion of a body comprises at least one surface (3) configured to be placed in the vicinity of said external portion. The device is either a) configured to be able to be modeled over said external portion and made of a material comprising inorganic material, or b) configured to not be able to be modeled over said external portion and made essentially of at least, one inorganic material. When the device (1) is configured to not be able to be modeled, and when material defining the surface (3) is not in at least one of a fibrous form and a particulate form, the surface comprises an inorganic material other than glass. | 1. A method for analyzing and/or measuring at least one parameter, in particular biological, mechanical, chemical, or physicochemical parameter, of skin, nails, or hair of an external portion of a body, the method comprising: placing in the vicinity of said external portion the surface of a device, so as to sample at least one substance in the vicinity of a surface of said external portion, wherein the device is for use in measuring and/or analyzing at least one parameter of an external portion of a body, the device comprising at least one surface configured to be placed in the vicinity of said external portion, wherein said device is either a) configured to be able to be modeled over said external portion and made of a material comprising inorganic material, orb) configured to not be able to be modeled over said external portion and comprising no material other than one or more inorganic materials,wherein when the device is configured to not be able to be modeled, and when material defining the surface is not in at least one of a fibrous form and a particulate form, the surface comprises an inorganic material other than glass;moving the device from the vicinity of said external portion; andconducting at least one of an analysis and a measurement of the sample, wherein the conducting comprises subjecting the device to a temperature of at least 200° C. and/or a pressure of at least 20 bar. 2. The method of claim 1, wherein the conducting comprises performing at least one of a gas-phase chromatography and a liquid-phase chromatography. 3. A method of enabling measuring and/or analyzing of at least one parameter of an external portion of a body, the method comprising: providing a device for use in measuring and/or analyzing at least one parameter of an external portion of a body, the device comprising at least one surface configured to be placed in the vicinity of said external portion, wherein said device is either a) configured to be able to be modeled over said external portion and made of a material comprising inorganic material, orb) configured to not be able to be modeled over said external portion and comprising no material other than one or more inorganic materials,wherein when the device is configured to not be able to be modeled, and when material defining the surface is not in at least one of a fibrous form and a particulate form, the surface comprises an inorganic material other than glass;placing the device in the vicinity of the external portion so as to sample at least one substance;moving the device from the vicinity of the external portion; andconducting at least one of an analysis and a measurement of the sample,wherein the conducting comprises subjecting the device to a temperature of at least 200° C. and/or a pressure of at least 20 bar. 4. The method of claim 3, further comprising receiving information relating to the at least one parameter, wherein receiving information comprises at least one of receiving the device and rece... | L'Oréal S.A. | A61B005/00
US08523789 | B2 | 2013-09-03 | System for testing muscular power | 2003-10-27 | An apparatus and method evaluate the power of a muscle or a muscle group by initializing a resistance element to a first resistance level. An engagement assembly coupled to the resistance element is moved at a highest achievable velocity through an exercise stroke while a representative velocity at which the engagement assembly is moved through the exercise stroke is measured. At the completion of the exercise stroke, the resistance level of the resistance element is increased and the exercise stroke is repeated. The resistance level is increased until the resistance level is sufficient to preclude moving the engagement assembly through a complete exercise stroke. The power for each exercise stroke, the maximum power and the velocity and resistance at which the maximum power is produced are calculated based on the resistance level for each exercise stroke and the representative velocity for each exercise stroke. | 1. A method of evaluating the power of a muscle group of a person, comprising: initializing a resistance element to a first resistance level;moving an engagement assembly coupled to the resistance element at a highest achievable velocity through an exercise stroke;measuring a representative velocity at which the engagement assembly is moved through the exercise stroke and collecting data responsive to the representative velocity;increasing the resistance level of the resistance element;repeating the acts of moving, measuring and increasing until sufficient data are collected;calculating power for each exercise stroke based on the resistance level for each exercise stroke and the representative velocity for each exercise stroke;generating an output that represents at least the measured velocity and calculated power for a plurality of exercise strokes;determining a maximum power for the muscle group; anddetermining a velocity and a resistance level where the maximum power is produced. 2. A method of evaluating the power of a muscle group of a person, comprising: initializing a resistance element to a first resistance level;moving an engagement assembly coupled to the resistance element at a highest achievable velocity through an exercise stroke;measuring a representative velocity at which the engagement assembly is moved through the exercise stroke and collecting data responsive to the representative velocity;increasing the resistance level of the resistance element;repeating the acts of moving, measuring and increasing until sufficient data are collected;calculating power for each exercise stroke based on the resistance level for each exercise stroke and the representative velocity for each exercise stroke;generating an output that represents at least the measured velocity and calculated power for a plurality of exercise strokes; anddetermining a maximum power for the muscle group,wherein the engagement assembly is configured as a chest press, and wherein a first handgrip is provided for a left hand of a subject and a second handgrip is provided for a right hand of a subject, each handgrip being coupled to a respective resistance element, the act of measuring being performed independently for each handgrip to provide an independent power measurement for each arm of the subject. 3. A method of evaluating the power of a muscle group of a person, comprising: initializing a resistance element to a first resistance level;moving an engagement assembly coupled to the resistance element at a highest achievable velocity through an exercise stroke;measuring a representative velocity at which the engagement assembly is moved through the exercise stroke and collecting data responsive to the representative velocity;increasing the resistance level of the resistance element;repeating the acts of moving, measuring and increasing until sufficient data are collected, wherein sufficient data are collected when the resistance level is sufficient to preclude moving ... | Keiser Corporation | A61B005/103 A61B005/117 A63B015/02
US08249692 | B2 | 2012-08-21 | Method and device for image optimization in ultrasound recordings | 2004-04-23 | A device for positioning at least one ultrasound probe of an ultrasound apparatus can include a recording device for recording an object and an evaluating unit that evaluates data corresponding to the object obtained from the recording device. A computational unit can generate positional data for the at least one ultrasound probe of the ultrasound apparatus. The device can be used for setting at least one parameter of the ultrasound apparatus based on data obtained by the recording device. | 1. A computer program stored on a non-transitory machine-readable medium, wherein when the program is loaded onto a memory of a computer and executed, causes the computer to: receive non-ultrasound patient data from a non-ultrasound recording device;receive position data related to a position of an ultrasound apparatus relative to a patient;evaluate the non-ultrasound patient data; andgenerate and dynamically update a value of at least one ultrasound imaging parameter based on the non-ultrasound patient data and the received ultrasound position value to optimize an ultrasound image based on the position of the ultrasound apparatus relative to the patient, the at least one ultrasound imaging parameter including a parameter other than a position of the ultrasound apparatus. 2. The computer program as set forth in claim 1, wherein the ultrasound imaging parameter includes color, depth, depth gain compensation and/or dynamic range. 3. The computer program as set forth in claim 1, wherein the ultrasound imaging parameter includes contour, focus and/or image rate/line density. 4. The computer program as set forth in claim 1, wherein the ultrasound imaging parameter includes frequency, amplification, grey scales, offset, transmitting output and/or correlation. 5. The computer program as set forth in claim 1, wherein the ultrasound imaging parameter includes post-processing curves for grey scales, sector angle, image width, type of sound heard and/or zoom. 6. A device for setting at least one parameter of an ultrasound apparatus, the device comprising: a computer comprising memory; anda computer program stored in the memory, wherein when executed by the computer the program causes the computer to:receive non-ultrasound patient data from a non-ultrasound recording device;receive position data related to a position of an ultrasound apparatus relative to a patient;evaluate the non-ultrasound patient data; andgenerate and dynamically update a value of at least one ultrasound imaging parameter based on the non-ultrasound patient data and the received ultrasound position value to optimize an ultrasound image based on the position of the ultrasound apparatus relative to the patient, the at least one ultrasound imaging parameter including a parameter other than a position of the ultrasound apparatus. 7. A system comprising the device set forth in claim 6 and a non-ultrasound recording device. 8. The system as set forth in claim 7, wherein the non-ultrasound recording device includes an (i) MRI, (ii) CT, (iii) PET, (iv) SPECT or (v) fluoroscopy recording device. 9. The system according to claim 7, further comprising: a navigation system;an ultrasound apparatus including a probe; andparameter data sets stored in memory and corresponding to body structures of the patient, wherein based on a selected parameter of the parameter data sets, the probe is positioned on the patient using the navigation system. 10. A computer program stored on a non-transitory mac... | Brainlab AG | A61B005/00 A61B008/00
US08147419 | B2 | 2012-04-03 | Automated interpretive medical care system and methodology | 2001-12-06 | Improved apparatus and methods for monitoring, diagnosing and treating at least one medical respiratory condition of a patient are provided, including a medical data input interface adapted to provide at least one medical parameter relating at least to the respiration of the patient, and a medical parameter interpretation functionality (104, 110) adapted to receive the at least one medical parameter relating at least to the respiration (102) of the patient and to provide at least one output indication (112) relating to a degree of severity of at least one medical condition indicated by the at least one medical parameter. | 1. A system employing at least one medical parameter relating at least to respiration of a patient for providing an output indication relating to at least one medical condition, the system comprising: a medical data input interface adapted to provide the at least one medical parameter relating at least to respiration of the patient, wherein said data input interface comprises at least one monitoring device operative to continuously monitor the at least one medical parameter, wherein said at least one monitoring device includes a capnograph; anda medical parameter interpreter comprising:a medical condition diagnosis module for diagnosing, based on the at least one medical parameter, a type of said at least one medical condition, anda medical condition severity indication module for indicating, based on the at least one medical parameter, a degree of severity of said at least one medical condition diagnosed by said medical condition diagnosis module,wherein said medical parameter interpreter is operative to provide said at one output indication relating to at least one medical condition responsive to a pattern of changes in said at least one medical parameter over time. 2. A system according to claim 1 and wherein said at least one monitoring device is operative to collect a sample of expired air from said patient. 3. A system according to claim 1 and wherein said at least one monitoring device is operative to monitor at least one of: an expired air carbon dioxide concentration; andan expired air carbon dioxide profile parameter. 4. A system according to claim 1 and wherein said at least one monitoring device is operative to monitor at least one of the following waveforms: a carbon dioxide waveform (capnogram);an EEG waveform; andan ECG waveform. 5. A system according to claim 1 wherein said at least one medical parameter includes at least one of: an expired air carbon dioxide concentration; andan expired air carbon dioxide profile parameter. 6. A system employing at least one medical parameter relating at least to respiration of a patient for providing an output indication relating to at least one medical condition, the system comprising: a medical data input interface adapted to provide the at least one medical parameter relating at least to respiration of the patient, wherein said data input interface comprises at least one monitoring device operative to monitor the at least one medical parameter, wherein said at least one monitoring device includes a capnograph; anda medical parameter interpreter comprising:a medical condition diagnosis module for diagnosing, based on the at least one medical parameter, a type of said at least one medical condition; anda medical condition severity indication module for indicating, based on the at least one medical parameter, a degree of severity of said at least one medical condition diagnosed by said medical condition diagnosis module,wherein said medical parameter interpreter is operative to provide said... |  | A61B005/08
US07867170 | B2 | 2011-01-11 | Method and apparatus for non-invasively measuring hemodynamic parameters using parametrics | 2004-05-03 | An improved method and apparatus for non-invasively assessing one or more hemodynamic parameters associated with the circulatory system of a living organism. In one aspect, the invention comprises a method of measuring a hemodynamic parameter (e.g., arterial blood pressure) by applanating or compressing portions of tissue proximate to the blood vessel of concern until a desired condition is achieved, and then measuring the hemodynamic parameter. Such applanation effectively mitigates transfer and other losses created by the tissue proximate to the blood vessel, thereby facilitating accurate and robust tonometric measurement. An algorithm adapted to maintain optimal levels of applanation is also described. Methods and apparatus for scaling such hemodynamic parameter measurements based on subject physiology, and providing treatment to the subject based on the measured parameters, are also disclosed. | 1. Apparatus adapted to measure the blood pressure of a living subject, comprising: a pressure sensor adapted to generate a signal relating to the pressure applied to a blood vessel of said subject, said applied pressure being applied at least in part by tissue interposed between said sensor and a blood vessel of said subject;a bias element disposed proximate to said pressure sensor and adapted to mitigate the effects of said tissue on said applied pressure; anda digital processor configured to scale said signal using a scaling factor, said scaling factor comprising said subject's weight divided by said subject's height squared. 2. The apparatus of claim 1, wherein said bias element substantially envelops at least a portion of said pressure sensor. 3. The apparatus of claim 2, further comprising applanation apparatus adapted to controllably press at least a portion of said pressure sensor and said bias element against said tissue. 4. The apparatus of claim 1, further comprising a user interface operative to receive said data relating to said subject's weight and said subject's height from a user. 5. The apparatus of claim 1, wherein said scaling factor comprises a wrist circumference. 6. The apparatus of claim 1, wherein said living subject comprises a human being, and said bias element uses at least said pressure sensor to at least partly applanate the radial artery of said human being, said at least partial applanation being performed while said signal is being generated. 7. A method of measuring the blood pressure of a living subject, comprising: utilizing a pressure sensor to applanate a blood vessel of said living subject;utilizing said pressure sensor to measure a plurality of pressure values of said applanated blood vessel;determining a first physiological parameter of said living subject;determining a BMI of said living subject;deriving a scaling factor based at least in part on said first physiological parameter and said BMI;scaling said plurality of pressure values using said scaling factor, said act of scaling comprising using at least one algorithm run on a processor associated with said pressure sensor; andutilizing said scaled pressure values to generate a blood pressure value for presentation to a user. 8. The method of claim 7, wherein said first physiological parameter comprises pulse pressure (PP). 9. The method of claim 7, wherein said first physiological parameter comprises wrist circumference (WC). 10. The method of claim 7, wherein said act of determining said BMI of said living subject comprises utilizing one or more inputs from a user. 11. The method of claim 7, wherein said living subject comprises a human being, and said act of applanating is performed substantially contemporaneously with said act of measuring said plurality of pressure values. 12. Apparatus for measuring the blood pressure of a living subject, comprising: a first means for generating a signal relating to the pressure in a blood vessel of said... | Tensys Medical, Inc. | A61B005/02
US07962194 | B2 | 2011-06-14 | Method and system for propelling and controlling displacement of a microrobot in a blood vessel | 2003-04-15 | A magnetic resonance imager (MRI) controllably propels at least one magnetic field responsive body within a subject. The MRI comprises a bore magnet producing an intense magnetic field sufficient to magnetically saturate the magnetic field responsive body. A magnetic field gradient generator is configured to apply variable magnetic gradients to at least a portion of the subject containing the magnetically-saturated body. A controller instructs the magnetic field gradient generator to acquire image data of the magnetically-saturated body within the subject and to apply a calculated magnetic gradient that will propel the magnetically-saturated body towards a target location in the subject. A tracking unit of the MRI provides position feedback information of the magnetically-saturated body within the subject. | 1. An apparatus for tracking, propelling and controlling the displacement of an untethered body including magnetic field responsive material in a blood vessel of a subject, the apparatus comprising: a magnetic resonance imager (MRI) including: a bore magnet configured to produce an intense magnetic field sufficient to magnetically saturate the magnetic field responsive material of the body, said bore magnet having a hollow interior sized to receive the subject therein;a multi-dimensional magnetic field generator configured to generate a variable magnetic field gradient having a direction and magnitude; anda tracking unit configured to acquire an MRI image of the position of the body in the blood vessel and to provide position feedback information;a trajectory calculator configured to calculate a trajectory of the body in the blood vessel based at least upon the position feedback information of the body determined by the tracking unit of the MRI, a configuration of the blood vessel, and a target location to be reached by the body; anda gradient calculator configured to calculate the direction and magnitude of the gradient of the multi-dimensional magnetic field required to be applied to the magnetically-saturated body in order to propel and displace the body along the trajectory calculated by the trajectory calculator;wherein a) the generator of the MRI is configured to apply the gradient calculated by the gradient calculator to the body, and b) both the generator and the tracking unit are part of the same MRI. 2. An apparatus as defined in claim 1, wherein the body includes a shell that comprises the magnetic field responsive material. 3. An apparatus as defined in claim 1, wherein the magnetic field responsive material is a ferromagnetic material. 4. An apparatus as defined in claim 1, wherein the gradient calculator is configured to calculate the direction and magnitude of the gradient of the multi-dimensional magnetic field using: the equation {right arrow over (τ)}={right arrow over (m)}×{right arrow over (B)}=Vferro{right arrow over (M)}×{right arrow over (B)}; andthe equation {right arrow over (F)}magnetic=Vferro{right arrow over (M)}·∇{right arrow over (B)}, wherein:{right arrow over (τ)}=torque induced on the body;{right arrow over (m)}=magnetic moment of the magnetic field responsive material;{right arrow over (B)}=multi-dimensional magnetic field;Vferro=volume of the magnetic field responsive material;{right arrow over (M)}=magnetization of the magnetic field responsive material;{right arrow over (F)}magnetic=force induced on the body;∇{right arrow over (B)}=gradient of the multi-dimensional magnetic field. 5. A method for tracking, propelling and controlling the displacement of an untethered body including magnetic field responsive material in a blood vessel of a subject, the method comprising: providing a MRI (Magnetic Resonance Imager) including: a bore magnet configured to produce an intense magnetic field sufficient to magnetic... | Polyvalor, Limited Partnership Val-Chum, Limited Partnership | A61B005/05
US08090431 | B2 | 2012-01-03 | Systems and methods for bioluminescent computed tomographic reconstruction | 2004-03-02 | An image of an object is synergistically reconstructed using two or multiple imaging modalities. A first reconstructed image, showing structural information of the object is produced using a first imaging modality. The first reconstructed image is segmented, and known optical properties of the object are then mapped to the first reconstructed image. Optical signal emissions from the object are detected and registered with the first reconstructed image. A second reconstructed image volume is then produced using a second imaging modality, based on the mapped optical properties after registration between the first image and the data from the second modality. The second reconstructed image depicts some optical property, such as a bioluminescent source distribution, or optical properties, such as, attenuation and scattering properties, of the object. | 1. A method, comprising: imaging an object using a tomographic imaging device to produce a reconstructed image;mapping optical absorption properties and scattering properties of the object to the reconstructed image, resulting in mapped optical properties;detecting internally derived bioluminescent signals emitted from the object using a bioluminescent imaging device, wherein the internally derived bioluminescent signals are not reliant on external energy excitation; andreconstructing a bioluminescent source distribution of the object from the internally derived bioluminescent signals based at least on the mapped optical properties, wherein the reconstructing step comprises generating an imaging matrix of coefficients dependent on the mapped optical properties and an anatomical structure of the object by solving a radiative transfer equation or an approximation to the radiative transfer equation via at least one of a finite-element method, a mesh-free method, or a Monte Carlo simulation. 2. The method of claim 1, further comprising supplying, via the reconstructed image, two-dimensional or three-dimensional structural details of the object. 3. The method of claim 1, further comprising supplying, via the bioluminescent source distribution, two-dimensional or three-dimensional distribution of light emission from the object. 4. The method of claim 1, wherein the step of reconstructing further comprises reconstructing the bioluminescent source distribution to represent multiple types of source distributions with various spectral characteristics. 5. The method of claim 1, wherein the step of reconstructing further comprises reconstructing the bioluminescent source distribution from a single angle of view or multiple angles of view. 6. The method of claim 1, wherein the step of reconstructing further comprises reconstructing the bioluminescent source distribution by using an iterative approach or an analytic approach. 7. The method of claim 1, wherein the step of detecting optical signals further comprises utilizing optical path components for one or more paths. 8. The method of claim 1, supplying, via the bioluminescent source distribution, quantitative features of underlying source distributions of the object. 9. The method of claim 1, wherein the optical absorption properties and the scattering properties of the object comprise at least one of absorption coefficients, scattering coefficients, scattering anisotropy, indices of refraction, and features of underlying sources. 10. The method of claim 1, wherein the imaging step comprises configuring a tomographic imaging modality, wherein the tomographic imaging modality includes at least one of x-ray computed tomography, magnetic resonance imaging, or ultrasound. 11. The method of claim 1, further comprising segmenting the reconstructed image into at least one region, wherein the step of mapping maps the optical absorption properties and the scattering properties of the object to the at least... | University of Iowa Research Foundation | A61B006/00
US07945304 | B2 | 2011-05-17 | Ultrasound within MRI scanners for guidance of MRI pulse sequences | 2001-11-20 | A process and system acquiring both ultrasound and MRI data from a patient in an MRI scanner and using one to automatically guide or improve the other. The ultrasound data can track the motion of an organ such as a cardiac artery or the diaphragm and the resulting motion information can automatically guide MRI data acquisition to keep the imaging volume at the organ or interest, or can be used to accept or reject MRI data in the process of forming an MRI image, based on whether the organ of interest was within an acceptable range of positions. Conversely, the MRI unit can guide the ultrasound data acquisition so it is properly timed or otherwise controlled in accordance with MRI data acquisition. | 1. A process of acquiring ultrasound data and magnetic resonance imaging (MRI) data of a patient in an MRI scanner such that a magnetic resonance (MR) imaging volume moves relative to the MRI scanner, under guidance from said ultrasound data, to track movement of an organ of the patient that moves relative to the MRI scanner to a plurality of different positions relative to the MRI scanner, comprising: acquiring ultrasound data indicative of a changing position of a body organ of the patient while the organ is moving relative to the MRI scanner;acquiring MRI data from an MR imaging volume in the patient substantially concurrently with the acquisition of the ultrasound data;computer-processing the ultrasound data to generate guidance information causing said MR imaging volume to move relative to the MRI scanner to track the changing position of said body organ such that the MR imaging volume and said moving organ undergo matching movement with respect to the MRI scanner during said MRI data acquisition;andcomputer-processing the MRI data to generate images of at least said body organ with inherent correction for motion artifacts due to said movement of the organ relative to the MRI scanner. 2. A process as in claim 1 in which said acquiring of ultrasound data comprises using at least one ultrasound transducer acoustically coupled with the patient. 3. A process as in claim 2 in which said acquiring of ultrasound data comprises using a plurality of ultrasound transducer assemblies spaced from each other along the patient and acoustically coupled to the patient to transmit ultrasound energy along beam paths at an angle to each other. 4. A process as in claim 2 in which the acquiring of ultrasound data comprises forming ultrasound images of patient anatomy. 5. A process as in claim 4 in which said forming of ultrasound images comprises forming said ultrasound images at a rate exceeding 10 images per second. 6. A process as in claim 4 including using edge detection processing to identify and track motion in space of said moving patient organ at times related to said acquiring said MRI data. 7. A process as in claim 4 in which said acquiring of said MRI data includes forming an MR image. 8. A process as in claim 7 including selectively displaying said ultrasound and MR images. 9. A process as in claim 8 including displaying a fused image related to a combination of said ultrasound and MR images. 10. A process as in claim 4 comprising using said ultrasound data to alter, during said acquisition of said MRI data, at least one of a magnetic gradient amplitude, a magnetic gradient phase, and a radio frequency pulse used in said acquisition of said MRI data. | - | A61B005/055
US08064979 | B2 | 2011-11-22 | Tempero-spatial physiological signal detection method and apparatus | 2003-06-09 | A technique for measuring and characterizing the motion of an internal organ is provided. The technique includes using two or more motion-sensitive sensors, disposed on a patient in a region of interest proximate to the internal organ, which acquire motion data along the surface of the patient. The motion data may then be processed and displayed to depict or characterize the mechanical motion undergone by the internal organ. The mechanical motion may be displayed as an image or video. In addition, the mechanical motion data may be combined with other measured data, such as electrical or acoustic data, or with images acquired by other imaging modalities to generate a composite image. | 1. A method for measuring motion associated with one or more internal organs, comprising: acquiring motion data associated with one or more internal organs undergoing motion using two or more motion-sensitive sensors affixed upon a conformable patient interface and disposed on a patient in a region of interest proximate to the one or more internal organs, wherein the motion data comprises a temporal component and one or more spatial components, wherein the conformable patient interface comprises a conformable pad or sheet configured to conform against the skin of the patient;processing the motion data to generate an image; anddisplaying the image via a user interface. 2. The method as recited in claim 1, wherein the two or more motion-sensitive sensors affixed to the conformable patient interface remain generally stationary relative to the position of the patient during the acquisition of the motion data. 3. The method as recited in claim 1, wherein the two or more motion-sensitive sensors comprise at least one of accelerometers, displacement sensors, force sensors, ultrasonic sensors, strain gauges, photodiodes, or pressure sensors. 4. The method as recited in claim 1, wherein the region of interest comprises the torso of the patient and the one or more internal organs comprise at least one of the heart, one or more lungs, the liver, the pancreas, the diaphragm, or one or more vascular vessels. 5. The method as recited in claim 4, wherein the one or more vascular vessels comprise at least one of a peripheral vessel, a carotid vessel, an aortic vessel, or a brachial vessel. 6. The method as recited in claim 1, wherein processing the motion data comprises calculating an inverse solution of the motion data such that the image comprises an internal motion image. 7. The method as recited in claim 1, wherein processing the motion data comprises at least one of filtering the motion data, segmenting the motion data, annotating the motion data, or generating subsets of the motion data. 8. The method as recited in claim 1, wherein displaying the image comprises at least one of printing the image on a printer or displaying the image on a monitor. 9. The method as recited in claim 1, wherein the image depicts one of surface motion, internal motion, composite image data, or motion-derived image data. 10. The method as recited in claim 9, wherein the composite image data comprises one of a surface motion image or an internal motion image and one of an electrocardiogram or an anatomical image. 11. The method as recited in claim 10, wherein the anatomical image comprises one of a computed tomogram, a magnetic resonance image, a positron emission tomogram, a CT-PET tomogram, an ultrasound image, or a nuclear medicine image. 12. The method as recited in claim 9, wherein the motion-derived image data comprises at least one of a displacement, a velocity, or an acceleration. 13. The method as recited in claim 1, wherein the image comprises one of a map, ... | General Electric Company | A61B005/05