## Sheet1
公告(開)號 | KindCode | 公告(開)日 | 名稱 | 申請日 | 摘要 | 申請範圍 | 專利權人 | IPC
US20080018454 | A1 | 2008-01-24 | REMOTE MOBILE MEDICAL COMMUNICATION APPARATUS, SYSTEM AND METHOD | 2006-07-13 | A remote mobile medical communication apparatus is suitable for use in communicating with a remote terminal for monitoring and treating a patient. The apparatus comprises a communicating unit, for transmitting a local communication information to the remote terminal, and receiving a remote communication information from the remote terminal. A patient-monitor interface unit receives at least one patient vital-sign signal from the patient, and then transmits to the remote terminal via the communicating unit. A bi-directional audio/video communication unit is for communicating with the remote terminal with an audio/video information via the communicating unit. An instruction from the remote terminal is instructed if the patient needs a treatment. A system and method use the function of the remote mobile medical communication apparatus. | 1. A remote mobile medical communication apparatus, suitable for use in communicating with a remote terminal for monitoring and treating a patient, comprising: a communicating unit, for transmitting a local communication information to the remote terminal, and receiving a remote communication information from the remote terminal;a patient-monitor interface unit, for receiving at least one patient vital-sign signal from the patient, and then transmitting to the remote terminal via the communicating unit; anda bi-directional audio/video communication unit, for communicating with the remote terminal with an audio/video information via the communicating unit, wherein an instruction from the remote terminal is instructed if the patient needs a treatment. 2. The apparatus of claim 1, further comprising an electronic map unit, for positioning a locality and transmitting the locality to the remote terminal. 3. The apparatus of claim 1, wherein the communicating unit comprises a mobile wireless communication unit or an internet communication unit. 4. The apparatus of claim 1, wherein the communicating unit comprises a blue tooth communication unit. 5. The apparatus of claim 1, wherein the patient-monitor interface unit comprises a memory unit to store at least one interface information, used to handle various signal types of different patient monitors. 6. The apparatus of claim 5, wherein the at least one interface information for the patient-monitor interface unit comprises interfaces of RS232, USB, UART (Universal Asynchronous Receiver-Transmitter), I2C (Inter-integrated Circuit), SPI (Serial Peripheral Interface) or LAN. 7. The apparatus of claim 1, wherein the patient-monitor interface unit receiving information comprising ECG signal, blood oxygen saturation status, non-invasive blood pressure or heart rate. 8. The apparatus of claim 2, wherein the electronic map unit comprises a global positioning system (GPS) receiver, for positioning the locality. 9. The apparatus of claim 1, the bi-directional audio/video communication unit receiving at least one of a video signal and an audio signal from a video device or an audio device in external connection. 10. The apparatus of claim 1, further comprising at least one of a video device and an audio device, which is connected with the bidirectional audio/video communication unit when in operation. 11. The apparatus of claim 1, further comprising an ID reader/writer to read or write a basic information in an ID tag, carried by the patient. 12. The apparatus of claim 11, wherein the ID reader/writer comprises a radio-frequency identification (RFID) reader/writer. 13. The apparatus of claim 1, further comprising a keypad to input information. 14. A remote mobile medical communication system, suitable for monitoring and treating a patient, comprising: a server center, for exchanging any information between a medical center and a local center;a mobile medical communication apparatus, implemented at the... | - | G08B001/08 A61B005/00
US07550299 | B2 | 2009-06-23 | Method for predicting onset/risk of atrial fibrillation (AF) | 2007-08-03 | A method for predicting onset or risk of atrial fibrillation in a subject includes determining the presence of an oxidative stress marker, such as glutathione, cysteine, and/or a derivative of a reactive oxidative metabolite (DROM). | 1. A method of predicting onset or risk of atrial fibrillation (AF) in a subject, comprising: determining the presence of an oxidative stress marker in a biological sample taken from a subject, wherein the presence of the oxidative stress marker in the biological sample serves to predict the onset or risk of atrial fibrillation in the subject. 2. The method of claim 1, wherein: the presence of the oxidative stress marker is indicated by an abnormal thiol ratio for at least one member selected from the group consisting of glutathione, cysteine, and a combination thereof. 3. The method of claim 2, wherein: the abnormal thiol ratio represents a higher than a predetermined normal oxidized state value for the selected marker. 4. The method of claim 3, wherein: the normal oxidized state value comprises median values of −143 mV and −67 mV for glutathione and cysteine, respectively. 5. The method of claim 4, wherein: a change in the median value of 15 mV corresponds to about four-fold increase for the onset of atrial fibrillation. 6. The method of claim 1, wherein: the presence of the oxidative stress marker is indicated by an abnormal oxidized state of a derivative of a reactive oxidative metabolite (DROM). 7. The method of claim 6, wherein: the abnormal oxidized state represents a higher than a predetermined normal oxidized state value for the derivative. 8. The method of claim 7, wherein: the normal oxidized state value comprises a median value of 370 Carr units. 9. The method of claim 1, wherein: the biological sample comprises human blood. 10. A method for treating a subject suspect of having atrial fibrillation, comprising: a) determining the presence of an elevated blood level of an oxidative stress marker;b) comparing the value obtained in step a) to a predetermined normal value;c) determining the onset or risk of atrial fibrillation in the subject if the value obtained in step a) is higher than the normal value; andd) recommending the subject for an antioxidant therapy if the onset or risk of atrial fibrillation in the subject is determined. 11. The method of claim 10, wherein: the oxidative stress marker comprises at least one member selected from the group consisting of glutathione, cysteine, and a combination thereof. 12. The method of claim 10, wherein: the oxidative stress marker comprises a derivative of a reactive oxidative metabolite (DROM). 13. The method of claim 10, wherein: the antioxidant comprises a statin. 14. A method for predicting onset or risk of atrial fibrillation (AF) in a subject, comprising: determining the presence of an oxidative stress marker in a biological sample taken from a subject, wherein the presence of the oxidative stress marker in the biological sample serves to predict the onset or risk of atrial fibrillation in the subject; andwherein the stress marker comprises at least one member selected from the group consisting of glutathione, cysteine, a derivative of a reactive oxidative metabolic (DROM)... | The United States of America as represented by the Department of Veterans Affairs Emory University | G01N033/00 G01N033/48
US07329226 | B1 | 2008-02-12 | System and method for assessing pulmonary performance through transthoracic impedance monitoring | 2004-07-06 | A system and method for assessing pulmonary performance through transthoracic impedance monitoring is described. Transthoracic impedance measures are directly collected through an implantable medical device. The transthoracic impedance measures are correlated to pulmonary functional measures relative to performance of at least one respiration cycle. The transthoracic impedance measures are grouped into at least one measures set corresponding to one of an inspiratory phase and an expiratory phase. The at least one transthoracic impedance measures set are evaluated to identify a respiratory pattern relative to the inspiratory phase or the expiratory phase to represent pulmonary performance. | 1. A system for assessing pulmonary performance through transthoracic impedance monitoring, comprising: an implantable medical device to directly collect transthoracic impedance measures;a correlation component to correlate the transthoracic impedance measures to pulmonary functional measures relative to performance of at least one respiration cycle and to group the transthoracic impedance measures into at least one measures set corresponding to one of an inspiratory phase and an expiratory phase; andan analysis component to evaluate the pulmonary functional measures which were determined from the at least one transthoracic impedance measures set to identify a respiratory pattern relative to the inspiratory phase or the expiratory phase to represent pulmonary performance, comprising: a trending subcomponent to evaluate a trend in changes in the respiratory pattern relative to at least one previous respiratory pattern;a monitoring subcomponent to monitor the trend and the changes; andan alert subcomponent to compare the trends to thresholds and to generate an alert upon sufficient deviation from the thresholds. 2. A system according to claim 1, wherein the at least one respiration cycle comprises a forced expiration. 3. A system according to claim 2, wherein the pulmonary functional measures comprise at least one of volumetric, rate and derived measures. 4. A system according to claim 3, wherein the pulmonary functional measures further comprise at least one of respiration rate, tidal volume and minute ventilation. 5. A system according to claim 2, further comprising: a set of sensors to measure forced vital capacity and forced expiratory volume by respectively measuring a total volume exhaled during performance of the forced expiration and a volume expired during a tracked time period. 6. A system according to claim 5, wherein the forced vital capacity and the forced expiratory volume are analyzed to characterize one of an obstructive respiratory pattern and a restrictive respiratory pattern. 7. A system according to claim 2, further comprising: a set of sensors to measure a forced expiratory flow by identifying a middle volume of the forced expiration and tracking a duration of the forced expiration. 8. A system according to claim 2, further comprising: a derivation subcomponent to derive at least one of a ratio of forced expiratory volume to forced vital capacity and a maximal midexpiratory flow rate. 9. A system according to claim 8, further comprising: a comparison subcomponent to respectively compare the at least one of the forced expiratory volume to forced vital capacity ratio and the maximal midexpiratory flow rate to predicted values of the forced expiratory volume to forced vital capacity ratio and the maximal midexpiratory flow rate. 10. A system according to claim 2, wherein the implantable medical device is calibrated and a baseline set of transthoracic impedance measures is established. 11. A system according to claim 2, f... | Cardiac Pacemakers, Inc. | A61N001/39 A61N001/00 A61B005/08 A61B005/05
US07330746 | B2 | 2008-02-12 | Non-invasive biochemical analysis | 2005-06-07 | The invention relates to methods and devices for assessing one or more blood components in an animal. The present invention permits non-invasive assessment of blood components in a body structure containing blood and other tissue types by assessing multiple regions of a tissue surface for an optical characteristic of blood and separately assessing one or more optical (e.g., Raman or NIR) characteristics of the blood component for one or more regions that exhibit the optical characteristic of blood. | 1. A method of assessing a component of the blood of an animal, the method comprising performing the following steps non-invasively: irradiating a plurality of regions on a vascularized surface of the animal to generate radiation therefrom;evaluating a first optical property of each of said plurality of irradiated regions to identify at least one of said plurality of regions on the surface exhibiting a first optical characteristic of the blood, said first optical characteristic associated with said first optical property;selectively controlling irradiation of one or more of said plurality of regions that fail to exhibit said first optical characteristic of the blood;obtaining a second optical property from at least one identified region in said plurality of regions exhibiting said first optical characteristic, wherein said first and said second optical properties are generated by different spectroscopic modes, wherein the second optical property is generated by transmitting radiation, generated from said at least one identified region, through a filter, thereby obtaining filtered photons;assessing said component in said at least one identified region by evaluating said filtered photons for a second optical characteristic associated with said component; andreporting an identity of said component based on said assessment thereof. 2. The method of claim 1, wherein the second optical characteristic of the component is assessed for at least two identified regions. 3. The method of claim 1, wherein Raman-shifted radiation scattered from multiple identified regions is assessed substantially simultaneously. 4. The method of claim 1, wherein the surface is the apical surface of a non-dermal epithelium. 5. The method of claim 1, wherein the surface is the apical surface of a non-keratinized epithelium. 6. The method of claim 1, wherein the vascularized surface is an epithelium that is selected from the group consisting of the floor of the mouth, the soft palate, the lingual surface of the tongue, inner cheek surfaces, esophagus lining, stomach wall lining, intestinal and colonic linings, olfactory epithelium, pharyngeal epithelium, bronchial epithelium, alveolar epithelium, urethral epithelium, vaginal epithelium, and vulval epithelium. 7. The method of claim 1, wherein the component is selected from the group consisting of glucose, dissolved oxygen, dissolved carbon dioxide, urea, lactic acid, creatine, bicarbonate, an electrolyte, protein, cholesterol, triglycerides, lipids other than triglycerides, and hemoglobin. 8. The method of claim 1, wherein the component is glucose. 9. The method of claim 1, wherein the first optical characteristic is an optical characteristic of hemoglobin. 10. The method of claim 1, wherein the first optical characteristic is an optical characteristic other than Raman shift of light scattered from the region. 11. The method of claim 1, wherein Raman-shifted radiation scattered by each region that exhibits the first op... | Chem Image Corporation | A61B005/00
US07344502 | B2 | 2008-03-18 | Pulse wave measuring apparatus of high measurement accuracy | 2004-04-05 | A pulse wave measuring apparatus includes a pressure sensor having a plurality of sensor elements wider in width than the small sensor element required in conventional tonometry. On the basis of differences α and β of an AI value based on a pulse wave signal from the sensor element right above an artery and AI values based on pulse wave signals from two sensor elements located at a predetermined distance from the sensor element right above the artery, α2+β2 is obtained. An AI value correction is calculated using a regression formula with α2+β2 as a correction parameter representing the distortion degree. Using this correction value, the AI based on a pulse wave signal from the sensor element located right above the artery is corrected. | 1. A pulse wave measuring apparatus comprising: a pressure pulse wave sensor including a plurality of sensor elements, detecting an intra-arterial pressure waveform superficial of a body,a select unit selecting a selected sensor element located right above an artery out of said plurality of sensor elements based on a sphygmographic waveform detected with said pressure pulse wave sensor,a sphygmographic waveform value calculation unit calculating a characteristic value from the sphygmographic waveform detected with said selected sensor element,a distortion degree calculation unit calculating difference in distortion degree of sphygmographic waveforms detected with respective said sensor elements, based on a sphygmographic waveform detected with said selected sensor element and a sphygmographic waveform detected with at least one sensor element located at a predetermined distance from said selected sensor element, andan amplitude value correction unit correcting an amplitude value using said calculated difference in distortion degree,wherein said characteristic value includes an AI (Augmentation Index) value. 2. The pulse wave measuring apparatus according to claim 1, wherein said difference in distortion degree calculated at said distortion degree calculation unit is a sum of a difference between an AI value calculated from a sphygmographic waveform detected with said selected sensor element and an AI value calculated from a sphygmographic waveform detected with said at least one sensor element located at a predetermined distance from said selected sensor element at said sphygmographic waveform value calculation unit. 3. The pulse wave measuring apparatus according to claim 1, wherein said difference in distortion degree calculated at said distortion degree calculation unit is a sum of squares of a difference between an AI value calculated from a sphygmographic waveform detected with said selected sensor element and an AI value calculated from a sphygmographic waveform detected with said at least one sensor element located at a predetermined distance from said selected sensor element at said sphygmographic waveform value calculation unit. 4. A pulse wave measuring apparatus comprising: a pressure pulse wave sensor including a plurality of sensor elements, detecting an intra-arterial pressure waveform superficial of a body,a select unit selecting a selected sensor element located right above an artery out of said plurality of sensor elements based on a sphygmographic waveform detected with said pressure pulse wave sensor,a sphygmographic waveform value calculation unit calculating a characteristic value from the sphygmographic waveform detected with said selected sensor element,a distortion degree calculation unit calculating difference in distortion degree of sphygmographic waveforms detected with respective said sensor elements, based on a sphygmographic waveform detected with said selected sensor element and a sphygmographic waveform detected... | Omron Healthcare Co., Ltd. | A61B005/00
US07594892 | B2 | 2009-09-29 | Non-invasive blood pressure measurement apparatus and safety protection method | 2006-11-30 | The present invention discloses a non-invasive blood pressure measurement apparatus and a safety protection method. In addition to a main pressure measurement circuit and a main microprocessor circuit, the measurement apparatus also includes an independently disposed assist pressure measurement circuit and an independently disposed assist microprocessor circuit. In normal measurement, the assist microprocessor circuit periodically samples a cuff pressure via the assist pressure measurement circuit, and compares the measured cuff pressure with a specified overpressure protection value, and if the cuff pressure exceeds the specified overpressure protection value, the assist microprocessor circuit outputs a control signal to open a deflation valve until the pressure falls to below the safety pressure. Compared with the prior art, the method for overpressure protection of the present invention is more direct and has higher accuracy of decision, leading to higher reliability of the overpressure protection and higher safety of the measurement apparatus. | 1. A non-invasive blood pressure measurement apparatus, comprising: a cuff; a main measurement circuit; and a safety protection circuit; wherein said main measurement circuit comprises: a main pressure measurement circuit for collecting a first cuff pressure signal of said cuff; a main microprocessor circuit for receiving said first cuff pressure signal from said main pressure measurement circuit and calculating a pressure value of said cuff; an air pump; an air pump control circuit for receiving a first control signal from said main microprocessor circuit for controlling operation of said air pump based on said first cuff pressure signal; a deflation valve; and a deflation valve control circuit for receiving a second control signal from said main microprocessor circuit for controlling operation of said deflation valve based on said first cuff pressure signal;wherein said safety protection circuit comprises: an assist pressure measurement circuit for collecting a second cuff pressure signal of said cuff in real-time; and an assist microprocessor circuit for outputting a third control signal to said deflation valve control circuit depending on said second cuff pressure signal received from said assist pressure measurement circuit, and controlling operation of said deflation valve via said deflation valve control circuit based on said second cuff pressure signal;wherein said deflation valve comprises a slow deflation valve and a fast deflation valve, and said deflation valve control circuit comprises a slow deflation valve control circuit connected to said slow deflation valve and a fast deflation valve control circuit connected to said fast deflation valve; and wherein said main microprocessor circuit and said assist microprocessor circuit each comprise a respective fast deflation valve control signal output connected to an input of said fast deflation valve control circuit, wherein the open of said fast deflation valve is controlled by said main microprocessor circuit or said assist microprocessor circuit independently, while the close of said fast deflation valve needs said main microprocessor circuit and said assist microprocessor circuit outputting a close signal simultaneously;wherein said main microprocessor circuit comprises a first microprocessor; andwherein said assist microprocessor circuit comprises a second microprocessor that is independent of said first microprocessor such that said assist microprocessor circuit outputs said third control signal to said deflation valve control circuit regardless of whether or not the first microprocessor is dead, running out of control, or fails to respond. 2. The non-invasive blood pressure measurement apparatus of claim 1, wherein said assist microprocessor circuit comprises an air pump state monitoring port connected to an air pump control signal input of said air pump control circuit. 3. The non-invasive blood pressure measurement apparatus of claim 1, wherein said assist microprocessor circuit... | Shenzhen Mindray Bio-Medical Electronics Co., Ltd. | A61B005/00
US07659719 | B2 | 2010-02-09 | Cavity resonator for magnetic resonance systems | 2006-11-24 | An magnetic resonance apparatus in embodiments of the invention may include one or more of the following features: (a) a coil having at least two sections, (b) the at least two sections having a resonant circuit, (c) the at least two sections being reactively coupled or decoupled, (d) the at least two sections being separable, (e) the coil having openings allowing a subject to see or hear and to be accessed through the coil, (f) a cushioned head restraint, and (g) a subject input/output device providing visual data to the subject, the input/output device being selected from the group consisting of mirrors, prisms, video monitors, LCD devices, and optical motion trackers. | 1. A radio frequency (RF) device for magnetic resonance imaging, the RF device comprising: a resonator coil having two or more separable sections. the sections adapted to be disposed circumferentially about an axis to form the coil, the coil defining a cavity therethrough,each of the two or more sections including at least one transmission line segment,the two or more sections being reactively coupled when disposed to form the coil, the reactive coupling configured such that excitation energy applied to any one of the two or more sections causes excitation energy in the remaining sections,the two or more sections adapted to form an electromagnetic shield when disposed to form the coil,wherein the at least one transmission line segment comprises an inner conductor and an outer shield portion, the outer shield portion being formed of a non-magnetic conductive material, andwherein at least one separable section includes an outer shield portion which overlaps an outer shield portion of an adjacent separable section. 2. The device of claim 1 wherein the outer shield portion includes copper. 3. The device of claim 1 wherein an overlapping outer shield portion is formed between each section to form a continuous shield. 4. The device of claim 1 wherein the inner conductor of the transmission line segment is adapted to carry an electric current, and the outer shield portion is adapted to provide a return path for the electric current. 5. The device of claim 1 wherein the inner conductors and outer shield portions are substantially aligned with the axis of the coil. 6. The device of claim 5 wherein the outer shield portions include a radial end portion for providing electrical contact to the inner conductors. 7. The device of claim 1 wherein the inner conductors and outer shield portions are separated by a dielectric material. 8. The device of claim 1 wherein the cavity of the coil is open at both ends forming a generally cylindrical structure. 9. The device of claim 8 wherein the cavity is adapted to substantially conform to a portion of a patient limb. 10. The device of claim 8 wherein the cavity is adapted to substantially conform to a knee of a patient. 11. The device of claim 8 wherein the electromagnetic shield is adapted to reduce noise signals from adjacent objects. 12. The device of claim 11 wherein the electromagnetic shield is adapted to reduce noise signals from an adjacent limb. 13. The device of claim 1 wherein the overlap between outer shield portions are capacitively coupled to form a substantially continuous electromagnetic shield. | MR Instruments, Inc. | G01V003/00
US07344505 | B2 | 2008-03-18 | Barriers and methods for pressure measurement catheters | 2002-10-15 | Methods and apparatus of the present invention provide viscoelastic barrier materials for use as barriers in devices such as pressure measurement catheters. Improved barrier materials sometimes include at least one barrier material precursor combined with an amount of a softener. In other embodiments, two barrier material precursor components are combined without a softener to provide a fully cross-linked barrier material having certain softness characteristics. In various embodiments, a softener may be dimethyl silicone oil and may be combined with a barrier material precursor in an amount of between about 25% and about 45% by weight, relative to the final barrier material. Once a viscoelastic barrier material is prepared, it may be placed in a pressure transmission catheter or similar device, for example by injecting the gel into a lumen of the catheter via a syringe. Barrier materials of the present invention have one or more advantageous properties, such as a desired softness, full cross-linking, resistance to washout from a catheter, enhanced stability and/or the like. | 1. A pressure measurement catheter comprising a lumen containing a viscoelastic barrier material, the viscoelastic barrier material including at least one viscoelastic barrier material precursor combined with an amount of a softener; wherein the viscoelastic barrier material has a viscosity of between about 5600 cps and about 7100 cps in an environment having a temperature of about 37° C. 2. A pressure measurement catheter as in claim 1, wherein the softener comprises dimethyl silicone oil. 3. A pressure measurement catheter comprising a lumen containing a viscoelastic barrier material, the viscoelastic barrier material including a cross-linked silicone gel and a softener within the gel. 4. The pressure measurement catheter of claim 3, wherein the cross-linked silicone gel is formed by combining, (a) a first liquid silicone polymer comprising a catalyst, and(b) a second liquid silicone polymer comprising a cross-linker. 5. The pressure measurement catheter of claim 3, wherein the viscoelastic barrier material is fully cross-linked. 6. The pressure measurement device of claim 3, wherein the softener comprises an oil. 7. The pressure measurement device of claim 3, wherein the softener is selected from the group consisting of dimethyl silicone oil, fluorinated silicone oil, phenyl silicone oil, mineral oil, vegetable oil, and combinations thereof. 8. The pressure measurement device of claim 3, wherein the softener comprises dimethyl silicone oil. 9. The pressure measurement device of claim 3, wherein the viscoelastic barrier material comprises between 35 and 50 weight percent softener. 10. The pressure measurement device of claim 3, wherein the viscoelastic barrier material comprises between 40 and 45 weight percent softener. 11. The pressure measurement device of claim 3, wherein the viscoelastic barrier material comprises between 25 to 45 weight percent softener. 12. The pressure measurement device of claim 3, wherein the gel is selected from the group consisting of a dimethyl silicone gel, a fluorinated silicone gel, a phenyl silicone gel, and combinations thereof. 13. The pressure measurement device of claim 3, wherein the viscoelastic barrier material has a penetration range at ten seconds of between about 21 mm and about 37 mm at a temperature of about 25° C., wherein the penetration range is measured in a container of about 100 g of the viscoelastic barrier material, using a penetrometer having a foot and rod, the foot having a 1-inch diameter and the foot and rod weighing about 12 g. 14. The pressure measurement device of claim 3, wherein the viscoelastic barrier material has a penetration range at ten seconds of between about 30 mm and about 37 mm at a temperature of about 37° C., wherein the penetration range is measured in a container of about 100 g of the viscoelastic barrier material, using a penetrometer having a foot and rod, the foot having a 1-inch diameter and the foot and rod weighing about 12 g. 15. The pressure mea... | Transoma Medical, Inc. | A61B005/00 A61B005/02
US07580741 | B2 | 2009-08-25 | Method and device for determination of arrhythmia rate zone thresholds using a probability function | 2006-08-18 | A probability function for heart rate is determined using collected and measured heart rate values. One or more heart rate probability values are selected. Thresholds for arrhythmia rate zones are determined from the probability function based on the selected probability values. Determining the rate zone thresholds may involve determining a threshold for a lower 15 rate limit and/or determining one or more tachyarrhythmia rate zone thresholds. The number of rate zones may also be determined based on the probability function. | 1. A method for detecting cardiac arrhythmia, comprising: collecting measured heart rate values;determining a probability function for heart rate using the collect heart rate values;selecting one or more heart rate probability values; anddetermining one or more rate zone thresholds for arrhythmia rate zones from the probability function based on the one or more probability values. 2. The method of claim 1, farther comprising detecting cardiac tachyarrhythmia based on the rate zone thresholds. 3. The method of claim 1, wherein: the collected heart rate values comprise RR intervals;determining the probability function comprises determining the probability function using the RR intervals; anddetermining the one or more rate zone thresholds comprises determining one or more ventricular rate thresholds. 4. The method of claim 1, wherein: the collected heart rate values comprise PP intervals;determining the probability function comprises determining the probability function using the PP intervals; anddetermining the one or more rate zone thresholds comprises determining one or more atrial rate thresholds. 5. The method of claim 1, wherein the probability function comprises a cumulative density function. 6. The method of claim 1, wherein selecting the one or more probability values comprises entering one or more fractional probability values via a patient-external device. 7. The method of claim 1, wherein determining the one or more rate thresholds comprises using the probability function as a lookup table and the one or more probability values as indexes to the lookup table. 8. The method of claim 1, wherein determining the one or more rate thresholds comprises solving the probability function by inputting the one or more probability values into the equation to determine the one or more rate thresholds. 9. The method of claim 1, wherein determining the one or more rate zone thresholds comprises determining a threshold for a lower rate limit. 10. The method of claim 1, wherein determining the one or more rate zone thresholds comprises determining one or more tachyarrhythmia rate zone thresholds. 11. The method of claim 1, further comprising determining a number of the arrhythmia rate zones based on the probability function. 12. The method of claim 1, wherein the probability function comprises a one dimensional probability function of ventricular rate values. 13. The method of claim 1, wherein the probability function comprises a one dimensional probability function of atrial rate values. 14. The method of claim 1, wherein the probability function comprises a two dimensional probability function of atrial rate values and ventricular rate values. 15. The method of claim 14, comprising: identifying atrioventricular patterns based on the two dimensional probability function of atrial rate values and ventricular rate values; anddetermining the one or more rate zone thresholds comprises determining the rate zone thresholds based on the two dimen... | Cardiac Pacemakers, Inc. | A61B005/04
US20080009771 | A1 | 2008-01-10 | Exoskeleton | 2007-03-29 | This document discloses, among other things, a wearable structure having links and joints corresponding to those of a human upper body. Transducers are located on the wearable structure and are coupled to a processor. The transducers exchange energy and information between the user and the wearable structure and enable control of the movement of the structure. | 1. A system comprising: an upper link member coupled to a support frame at a shoulder joint; a lower link member coupled to the upper link member at an elbow joint; a hand member coupled to the lower link member at a wrist joint; a plurality of transducers affixed to at least one of the upper link member, the lower link member, and the hand member; a driver coupled to the frame and at least one of the upper link member, the lower link member and the hand member and wherein the driver is configured to control at least one of position and velocity relative to the frame; and a processor configured to execute instructions to control the driver based on a signal received from at least one transducer of the plurality of transducers; and wherein the upper link member and the lower link member are configured for attachment to an arm of a user and wherein a rotation axis of each of the shoulder joint, the elbow joint and the wrist joint are aligned with corresponding axes of the user. 2. The system of claim 1 wherein the support frame includes at least one of a wheelchair and a stationary structure. 3. The system of claim 1 wherein at least one of the upper link member and the lower link member are aligned with a portion of the arm. 4. The system of claim 1 wherein the shoulder joint has three degrees of freedom. 5. The system of claim 1 wherein the elbow joint has two degrees of freedom. 6. The system of claim 1 wherein the wrist joint has two degrees of freedom. 7. The system of claim 1 wherein the plurality of transducers includes at least one of an image sensor, a strain gauge, a force-torque sensor, an accelerometer, and an encoder. 8. The system of claim 1 wherein the driver includes at least one of a motor and a cable operated transmission. 9. The system of claim 1 wherein the processor is configured to control the driver in a simulated environment. 10. The system of claim 1 wherein the processor is configured to control the driver to exert feedback to the arm. 11. The system of claim 1 wherein at least one transducer is configured to generate an output signal based on a neural signal detected at a surface of the user. 12. A method comprising: generating an image of a scene; receiving information from a transducer of a wearable exoskeleton, wherein the wearable exoskeleton includes a plurality of links, each link having an articulating joint, wherein each joint is aligned with an axis of an anatomical joint, the information corresponding to a simulated limb interacting in the scene; and modifying performance of the simulated limb based on an element in the scene. 13. The method of claim 12 wherein the scene is a virtual scene. 14. The method of claim 12 wherein generating the image of a scene includes receiving information over a communication channel. 15. The method of claim 12 wherein receiving information from the transducer includes receiving a signal from a surface sensor coupled to a user. 16. The method of cla... | - | A61B005/103
US20080051649 | A1 | 2008-02-28 | Prediction and treatment of brain tumor spread using MRI and external beam radiation | 2007-07-25 | The invention is based on the realization that brain cancer cells spread preferentially along paths of elevated water diffusion, such as along nerve fiber bundles, that can be measured by magnetic resonance (MR) diffusion-weighted imaging (DWI) and the migration of cancer cells away from the primary tumor can be predicted using computational models that incorporate DWI information. The invention therefore applies DWI and models cell migration to develop appropriate non-symmetric margins for radiation treatment of malignant brain tumors. | 1. A method for predicting a spread of brain cancer, the method comprising: (a) taking magnetic resonance,imaging data of the brain anatomy; (b) taking diffusion-weighted magnetic resonance image data of the brain; and (c) from the diffusion-weighted image data and a model of cancer cell migration, predicting the spread of the brain cancer. 2. The method of claim 1, wherein step (a) is performed using high angular resolution diffusion imaging (HARDI). 3. The method of claim 1, wherein step (c) comprises predicting the spread of the brain cancer along nerve fiber tracts. 4. The method of claim 3, wherein the spread of the brain cancer along the nerve fiber tracts is predicted by using a persistent angular structure method. 5. The method of claim 4, wherein the spread of the brain cancer is predicted by using coefficients of water diffusion. 6. The method of claim 5, wherein a probability that a given cell will migrate to a given location is determined using a computational model 7. The method of claim 6, wherein the computational model comprises a constrained random walk. 8. A method for predicting a spread of brain cancer and treating the brain cancer, the method comprising: (a) taking magnetic resonance imaging data of the brain anatomy; (b) taking diffusion-weighted magnetic resonance image data; (c) from the diffusion-weighted image data and a model of cancer cell migration, predicting the spread of the brain cancer; and (d) applying a treatment to the brain cancer in accordance with the spread predicted in step (c). 9. The method of claim 8, wherein step (a) is performed using high angular resolution diffusion imaging. 10. The method of claim 8, wherein step (c) comprises predicting the spread of the brain cancer along nerve fiber tracts. 11. The method of claim 10, wherein the spread of the brain cancer along the nerve fiber tracts is predicted by using a persistent angular structure method. 12. The method of claim 11, wherein the spread of the brain cancer is predicted by using coefficients of water diffusion. 13. The method of claim 12, wherein a probability that a given cell will migrate to a given location is determined using a computational model. 14. The method of claim 13, wherein the computational model comprises a constrained random walk. 15. The method of claim 8, wherein step (d) is performed using a radiation beam. 16. A system for predicting a spread of brain cancer, the system comprising: a magnetic resonance imaging device for taking magnetic resonance imaging data of the brain anatomy and of the brain diffusion environment; and a processing device, in communication with the magnetic resonance imaging device, for forming a diffusion-weighted image from the magnetic resonance imaging data and from the diffusion-weighted image and a model of cancer cell migration, predicting the spread of the brain cancer. 17. The system of claim 16, wherein the magnetic resonance imaging device uses high angul... | - | A61B005/055
US20080058647 | A1 | 2008-03-06 | Means for Performing Measurements in a Vessel | 2004-07-13 | The invention relates to a facility that can be used, in particular, to measure the flow conditions in a blood vessel. The facility comprises a catheter (16) having a bundle (15) of optical waveguides that connects control and measurement facilities (20) outside the body with an optical unit (10) at the catheter tip. The light (λK) generated by a cavitation light laser source (30) is beamed via the catheter (16) and the optical unit (10) into a focus region (2) in the vessel lumen, where it generates cavitation bubbles (3). The movement of the cavitation bubbles (3) with the blood flow is determined by the particle-measuring unit (20) that is based, for example, on phase-Doppler anemometry and/or the Doppler shift. As a result of suitable design of the optical unit (10), the focus region (2) can be displaced as desired radially and rotationally inside the vessel so that a vessel cross section can be scanned in a spatially resolved way. Furthermore, a spectral analysis of the light arriving from the focus region (2) is possible in order, for example, to analyze the chemical composition in this region. The reaching of the vessel wall (1) can be detected by the moving focus region (2) and used for a vessel measurement and/or to switch off the cavitation light laser (30). | 1. A device for measuring flow in a fluid, comprising: a) a cavitation unit (10, 30) for generating cavitation bubbles (3) in the fluid;b) a particle-measuring unit (10, 20) for detecting the movement of cavitation bubbles (3) generated by the cavitation unit. 2. A device as claimed in claim 1, characterized in that the cavitation unit comprises a cavitation light laser source (30) and/or an ultrasonic source. 3. A device as claimed in claim 1, characterized in that the particle-measuring unit (10, 20) is designed to measure particle movement with the aid of phase-Doppler anemometry (22) and/or Doppler shift (21). 4. A device as claimed in claim 1, characterized in that the particle-measuring unit is designed to determine particle movement from the light emitted by the particles (3). 5. A facility for invasive intervention, comprising a catheter (16) having an optical unit (10) that is disposed at the catheter tip and that can receive light selectively from a focus region (2) situated outside the catheter and/or beam it into the focus region (2), in which process the radial position of the focus region (2) can be adjusted externally. 6. A facility as claimed in claim 5, characterized in that the optical unit (10) can be rotated around the catheter axis relative to the catheter (16). 7. A facility as claimed in claim 5, characterized in that the catheter (16) comprises a bundle (15) of optical waveguides that connects the optical unit (10) to the beginning of the catheter. 8. A facility as claimed in claim 5, characterized in that it comprises a scanning unit (20) that is designed to vary the position of the focus region (2) systematically and to analyze light picked up by the optical unit (10) from the respective focus region (2) with regard to characteristic properties of the focus area. 9. A facility as claimed in claim 5, comprises in that it comprises a spectrometer for the spectral analysis of light picked up from the focus region (2). 10. A facility as claimed in claim 5, characterized in that it comprises a particle-measuring unit (20) that is designed to generate a modulated light field for phase-Doppler anemometry in the focus region (2) via the optical unit (10). 11. A facility as claimed in claim 5, characterized in that it comprises an activation unit that is designed to inject light via the optical unit (10) into the focus region (2) in order to initiate local processes therein as a result of interaction with matter. 12. A facility as claimed in claim 11, characterized in that the activation unit (20) comprises a cavitation light laser source (30) and is designed to generate cavitation bubbles (3) in the focus region (2). 13. A method of measuring flow in a fluid, wherein cavitation bubbles (3) are generated in the fluid and the movement of the cavitation bubbles (3) is observed. 14. A method of determining the position of a vessel wall (1), wherein light is picked up from a focus region (2) that is continuously displace... | Koninklijke Philips Electronics N.V. | A61B008/06 A61B005/026 A61B008/12
US07324012 | B2 | 2008-01-29 | Telemetered characteristic monitor system and method of using the same | 2005-09-12 | A telemetered characteristic monitor system includes a remotely located data receiving device, a sensor for producing signal indicative of a characteristic of a user, and a transmitter device. The transmitter device includes a housing, a sensor connector, a processor, and a transmitter. The transmitter receives the signals from the sensor and wirelessly transmits the processed signals to the remotely located data receiving device. The processor coupled to the sensor processes the signals from the sensor for transmission to the remotely located data receiving device. The data receiving device may be a characteristic monitor, a data receiver that provides data to another device, an RF programmer for a medical device, a medication delivery device (such as an infusion pump), or the like. | 1. A telemetered characteristic monitor system for monitoring a characteristic of a user, the system comprising: a remotely located data receiving device;a sensor for producing a first signal indicative of a characteristic of a user and a second signal indicative of the oxygen saturation level of the sensor; anda transmitter device including: a housing;a sensor connector coupled to the housing and that is connectable to the sensor to receive signals from the sensor;a processor within the housing coupled to the sensor connector to process the signals from the sensor for delivery to the remotely located data receiving device; anda transmitter for wirelessly transmitting the processed signals to the remotely located data receiving device. 2. The telemetered characteristic monitor system of claim 1, wherein the sensor is calibrated based on the oxygen level. 3. The telemetered characteristic monitor system of claim 1, further comprising a sensor set including the sensor and a connector coupled to the sensor, wherein the sensor connector of the transmitter device is directly connected to the connector of the sensor set without any intermediate cable between the two. 4. The telemetered characteristic monitor system of claim 1 wherein the size of the housing is not greater than 2.0 square inches by 0.35 inches thick. 5. The telemetered characteristic monitor system of claim 1 wherein the size of the housing is not greater than 1.0 square inches by 0.25 inches thick. 6. The telemetered characteristic monitor system of claim 1, wherein the sensor is implantable in tissue selected from the group consisting of subcutaneous, dermal, sub-dermal, intra-peritoneal, and peritoneal tissue. 7. The telemetered characteristic monitor system of claim 1, wherein the sensor is a percutaneous sensor. 8. The telemetered characteristic monitor system of claim 1, wherein the transmitter device further includes a wireless receiver to receive data and instructions from the data receiving device. 9. The telemetered characteristic monitor system of claim 1, wherein the data receiving device is an insulin pump. 10. The telemetered characteristic monitor system of claim 1, wherein the transmitter transmits the processed signals by radio frequencies. 11. The telemetered characteristic monitor system of claim 1, wherein the characteristic of the user is a glucose level in the body of the user. | Medtronic Minimed, Inc. | A61B005/00
US07340289 | B2 | 2008-03-04 | Biomagnetic field measuring apparatus | 2003-08-06 | A biomagnetic field measuring apparatus for performing (1) processes for removing a magnetic field waveform generated by a maternal heart from a waveform of a biomagnetic field measured, (2) processes for obtaining a template waveform of a magnetic field waveform generated by the fetal heart from a waveform, from which the magnetic field waveform generated by the maternal heart has been removed, (3) processes for obtaining a waveform of a cross correlation coefficient between the waveform, from which the magnetic field waveform generated by the mother's hears was removed, and the template waveform, and (4) a process for detecting peaks from a waveform of the cross correlation coefficient, and displaying times of appearance of the detected peaks on a display unit. | 1. A biomagnetic field measuring apparatus comprising: means for shielding external magnetic fields:a bed for supporting a pregnant female;at least one SQUID magnetometer for detecting a biomagnetic field generated by the pregnant female;a cryostat for keeping the at least one SQUID magnetometer at a low temperature:a drive circuit for driving the at least one SQUID magnetometer;a processing unit for collecting output signals of the drive circuit and processing the output signals; anda display unit for displaying results of the processing,wherein the processing unit performs (1) a process for obtaining a waveform of a fetal heart by removing a magnetic field waveform generated by a heart of the pregnant female from a biomagnetic field waveform measured of the pregnant female, (2) a process for obtaining a first template waveform of the waveform of the fetal heart, (3) a process for obtaining a waveform of a cross correlation coefficient between the waveform of the fetal heart and the first template waveform, and (4) a process for detecting peaks from the waveform of the cross correlation coefficient, and wherein timings at which detected peaks occur are displayed on the display unit. 2. A biomagnetic field measuring apparatus according to claim 1, wherein the process (1) includes a process for obtaining a second template waveform of the magnetic field waveform generated by the heart of the pregnant female, a baseline correcting process for zeroing the values at an initial point and an end point of the second template waveform, and a process for removing the second template waveform, on which the baseline correcting process has been performed, from the measured biomagnetic field waveform. 3. A biomagnetic field measuring apparatus according to claim 2, wherein the process (1) is performed by using as a reference signal the pregnant female's electrocardiographic waveform measured concurrently with the detection of the biomagnetic field waveform. 4. A biomagnetic field measuring apparatus according to claim 1, wherein in the process (2), the first template waveform is obtained by a sum-averaging process. 5. A biomagnetic field measuring apparatus according to claim 2, wherein the second template waveform is obtained by a sum-averaging process. 6. A biomagnetic field measuring apparatus according to claim 1, further comprising a plurality of SQUID magnetometers and wherein the process (3) includes a process for obtaining waveforms of the cross correlation coefficients from waveforms of the biomagnetic fields measured by each SQUID magnetometer of the plurality of SQUID magnetometers and a process for obtaining an average waveform of the waveforms of the plurality of cross correlatlon coefficients obtained, and wherein the average waveform is used as the waveform of the cross correlation coefficients. | Hitachi High-Technologies Corporation | A61B005/05
US20080027475 | A1 | 2008-01-31 | PUNCTURING DEVICE WITH IMPEDANCE MEASURING FACILITY | 2007-02-02 | A puncturing device for generating a puncturing wound for obtaining a body fluid sample of a human or animal, comprising a puncturing element drive in order to drive a puncturing element that is inserted into the puncturing device, an alternating voltage source designed to apply an alternating voltage signal with a rectangular leading edge to an electrode that is integrated into the puncturing element, an electrical measuring facility configured to measure a response signal elicited by applying the alternating voltage signal to the electrode, and an analytical facility configured to analyze the response signal and to control the puncturing element drive based upon a result of the analysis. | 1. Puncturing device for generating a puncturing wound for obtaining a body fluid sample of a human or animal, comprising a puncturing element drive for driving a puncturing element that is inserted into the puncturing device in order to perform a puncturing and returning motion, an alternating voltage source designed to apply an alternating voltage signal to an electrode that is integrated into the inserted puncturing element, an electrical measuring facility configured to measure a response signal elicited by the application of the alternating voltage signal to the electrode, and an analytical facility configured to analyze the response signal and to control the puncturing element drive based upon a result of the analysis, wherein the alternating voltage signal has a rectangular leading edge with a voltage amplitude of between 10 mV and 200 mV. 2. Puncturing device according to claim 1, wherein the alternating voltage signal is a square wave voltage. 3. Puncturing device according to claim 1, wherein the voltage amplitude is between 0 mV and 100 mV. 4. Puncturing device according to claim 2, wherein the square wave voltage has a frequency of between 10 kHz and 1 MHz. 5. Puncturing device according to claim 1, wherein the electrode is a counter-electrode. 6. Puncturing system comprising a puncturing device generating a puncturing wound for obtaining a body fluid sample of a human or animal, comprising a puncturing element drive configured to perform a puncturing and returning motion, an alternating voltage source designed to apply an alternating voltage signal having a rectangular leading edge with a voltage amplitude of between 10 mV and 200 mV, an electrical measuring facility configured to measure a response signal elicited by the application of the alternating voltage signal, and an analytical facility configured to analyze the response signal and to control the puncturing element drive based upon a result the analysis, and a replaceable puncturing element with an integrated electrode, wherein the puncturing element is configured for insertion into the puncturing device, the alternating voltage signal is applied to the electrode, and the response signal is elicited by application of the alternating voltage signal to the electrode. 7. Puncturing system according to claim 6, wherein the replaceable puncturing element comprises a counter-electrode for the electrode. 8. Puncturing system according to claim 6, wherein the alternating voltage source and the electrode are matched to each other such that an alternating current with a current amplitude of no more than 500 μA, flows during puncturing. 9. Puncturing system according to claim 6, wherein the alternating voltage source is a square wave voltage, and the electrode and the alternating voltage source are matched to each other such that upon wetting of the puncturing element by body fluid a peak value of the response signal elicited by a flank of the square wave voltage drops... | ROCHE DIAGNOSTICS GMBH | A61B017/34 A61B005/04
US07517107 | B2 | 2009-04-14 | Blood tracking system | 2007-10-30 | A blood tracking system includes a light source having a first LED configured to emit light of a first color and a second LED configured to emit light of a second color. The light of the first color and the light of the second color are mixed to produce light of a third color when the first LED and the second LED are activated. The light of the third color highlights blood. | 1. A blood tracking system, comprising: a light source, comprising: a first LED configured to emit light of a first color; anda second LED configured to emit light of a second color;wherein the light of the first color and the light of the second color are mixed to produce light of a third color when the first LED and the second LED are activated; andwherein the light of the third color highlights blood. 2. The blood tracking system of claim 1, wherein the first color is red, the second color is blue, and the third color is a combination of red and blue. 3. The blood tracking system of claim 2, wherein the third color is magenta. 4. The blood tracking system of claim 1, wherein the light source is coupled to a handheld flashlight. 5. The blood tracking system of claim 1, wherein the light source is coupled to a headlamp flashlight. 6. The blood tracking system of claim 1, further comprising a second light source comprising an emitter of white light. 7. The blood tracking system of claim 6, wherein the second light source further comprises a reflector and a lens. 8. A flashlight for detecting and tracking blood, comprising: a housing;a first LED configured to emit light of a first color, the first LED coupled to the housing;a second LED configured to emit light of a second color, the second LED coupled to the housing;a power source, andan actuator for activating the first LED and the second LED;wherein the light emitted by the first LED and the light emitted by the second LED mix to create a light beam that highlights blood. 9. The flashlight of claim 8, wherein the housing is configured for use as a headlamp flashlight. 10. The flashlight of claim 8, wherein the housing is configured for use as a handheld flashlight. 11. The flashlight of claim 8, wherein the first LED emits light at a peak wavelength in the range of about 600 nm to about 740 nm. 12. The flashlight of claim 8, wherein the second LED emits light at a peak wavelength in the range of about 410 nm to about 500 nm. 13. The flashlight of claim 8, wherein the first LED emits light at a peak wavelength of about 628 nm, and the second LED emits light at a peak wavelength of about 470 nm. 14. The flashlight of claim 8, further comprising an a light source emitting white light. 15. The flashlight of claim 14, wherein the light source further comprises a reflector and a lens. 16. A method of highlighting blood using the blood tracking system of claim 1, comprising: activating the first LED to emit the light of the first color;activating the second LED to emit the light of the second color while the first LED is still activated, wherein the light of the first color and the light of the second color are thereby mixed to produce a light of a third color; andilluminating blood with the light of the third color; wherein the light of the third color highlights the blood. 17. The method of claim 16, wherein the light of the first color and light of a second color are provided by a f... | Fiskars Brands, Inc. | F21L004/02
US07322943 | B2 | 2008-01-29 | Apparatus and method for the multi-axial placement of surgical fasteners | 2002-12-20 | Several embodiments of a penetration apparatus and methods for using the same during a surgical procedure are disclosed. The penetration apparatus comprises a thin elongated body having a first end, a second end, and a central longitudinal axis extending there between. The first end opposes the second and is aligned within a vessel matrix during the surgical procedure. The second end of the body is substantially free and may be rotated around the axis. The penetration apparatus may also be housed within a catheter that has a cavity that precisely accommodates the penetration apparatus. Activation and advancement of the penetration apparatus within the catheter forms an incision through a vessel matrix enabling the placement of a fastener or a plurality of fasteners therein. | 1. A penetration apparatus for use during a surgical procedure, comprising: a thin elongated body having a first end, a second end, and a central longitudinal axis;the first end opposes the second end on the body, and is aligned with a vessel matrix during the surgical procedure;the second end is substantially free;the longitudinal axis spans the body from the first to the second end wherein the body rotates around the axis for placement of an incision within the vessel matrix;a first optical fiber and a second optical fiber, the first optical fiber is located above the central longitudinal axis and the second optical fiber is located below the central longitudinal axis and an outer cladding disposed between the first and second optical fibers wherein the outer cladding axially joins the first and the second optical fibers. 2. The penetration apparatus of claim 1, wherein the thin elongated body is oblong. 3. The penetration apparatus of claim 1, wherein the elongated body further comprises at least one optical fiber. 4. The penetration apparatus of claim 1, wherein the first end is flattened. 5. The penetration apparatus of claim 4, wherein the second end is flattened. 6. The penetration apparatus of claim 5, wherein the elongated body is attached to a laser light source. 7. The penetration apparatus of claim 6, wherein the laser light source comprises a Holmium Yag. 8. The penetration apparatus of claim 1, wherein the elongated body further comprises a piezoelectric device. 9. The penetration apparatus of claim 1, further comprising at least one fastener coupled with the elongated body. 10. The penetration apparatus of claim 9, wherein the fastener corresponds with the elongated body. 11. The penetration apparatus of claim 1, further comprising a fastener assembly having at least one fastener. 12. A catheter derivative for use during a surgical procedure, comprising: a catheter with at least one cavity;a penetration apparatus comprising a thin elongated body having a first end, a second end and a central longitudinal axis; the first end opposes the second end and is aligned with a vessel matrix during the surgical procedure; the second end is substantially free; and the longitudinal axis spans the body from the first end to the second end wherein the body may rotate around the axis for placement;wherein the penetration apparatus is slideably housed within the cavity of the catheter;a first optical fiber and a second optical fiber, the first optical fiber is located above the central longitudinal axis and the second optical fiber is located below the central longitudinal axis and an outer cladding disposed between the first and second optical fibers wherein the outer cladding axially joins the first and the second optical fibers. 13. The catheter derivative of claim 12, wherein the catheter further comprises an articulation device for angular placement. 14. The catheter derivative of claim 12, wherein the catheter further comprises ... | EVA Corporation | A61B005/00
US07316648 | B2 | 2008-01-08 | Portable patient monitoring system including location identification capability | 2004-06-09 | A docking station advantageously provides a location identifier to a portable processing device which processes the location identifier to determine docking station location (and other information) and to upload settings and configuration information related to an identified location which is retained until a different docking station location is encountered. In a system for use in a docking station suitable for attaching to a portable patient monitoring device for processing signal parameters acquired from a patient, a power coupler couples power to provide electrical power to a portable processing device. An adaptive communication interface, in a first mode of operation, communicates an identifier associated with a particular docking station to the portable processing device, and in a second mode of operation, establishes connection of the portable processing device to a network. | 1. A system for use in a docking station suitable for attaching to a portable patient monitoring device, said portable patient monitoring device being for processing signal parameters acquired from a patient, comprising: a power coupler coupling power to provide electrical power to a portable processing device; anda controller determining whether said portable processing device is attached to a particular docking station and is powered on;a communication interface, in a first mode of operation, communicating a location identifier associated with said particular docking station to said portable processing device, andin a second mode of operation, establishing connection of said portable processing device to a network enabling determination of a geographic location of said particular docking station using said location identifier, transmitting of configuration settings related to the determined geographic location to said particular docking station and transmitting patient data to said network, said first mode of operation being inhibited until said determination is made by said controller preventing changing of configuration settings until said controller determines said portable processing device is attached to said particular docking station and is powered on. 2. A system according to claim 1 wherein said controller initiates said first mode of operation and subsequently initiates said second mode of operation. 3. A system according to claim 2 wherein said controller detects said portable processing device is attached to said particular docking station by detecting at least one of, (a) an active communication link to said network is present, (b) an active communication link is present between said particular docking station and said portable processing device and (c) a portable patient monitoring device is docked with said particular docking station and receiving electrical power from said particular docking station. 4. A system according to claim 3 wherein in response to said detection, said controller initiates interruption of said active communication link and communicates said location identifier associated with said particular docking station to said portable processing device in said first mode of operation and subsequently re-connects said active communication link to said network in said second mode of operation. 5. A system according to claim 3 wherein said active communication link comprises an Ethernet compatible communication link. 6. A system according to claim 1 wherein said controller further determines a patient location by calculating a likelihood estimation derived based on a most recent communication of said location identifier and said likelihood estimation evaluates the time since said portable processing device was docked at said particular docking station having an associated location identifier and determines the location of the patient relative to said particular docking station. 7. A system according to claim 1 wh... | Draegers Medical Systems Inc | A61B005/00
US09005119 | B2 | 2015-04-14 | Computerized medical diagnostic and treatment advice system including network access | 2007-10-31 | A system and method for providing computerized, knowledge-based medical diagnostic and treatment advice. The medical advice is provided to the general public over networks, such as a telephone network or a computer network. The invention also includes a stand-alone embodiment that may utilize occasional connectivity to a central computer by use of a network, such as the Internet. New authoring languages, interactive voice response and speech recognition are used to enable expert and general practitioner knowledge to be encoded for access by the public. “Meta” functions for time-density analysis of a number of factors regarding the number of medical complaints per unit of time are an integral part of the system. A re-enter feature monitors the user's changing condition over time. A symptom severity analysis helps to respond to the changing conditions. System sensitivity factors may be changed at a global level or other levels to adjust the system advice as necessary. | 1. A medical diagnostic and treatment advice system for providing information to a patient, the system comprising: a server connected to a public data network and having a storage with a plurality of medical algorithms, wherein the server: a) conducts periodic direct interactive dialogues between the server and a user to receive patient information from the user over the public data network, the periodic direct interactive dialogues including multiple choice questions and user answers, the patient information including at least a subjective user input, the subjective user input factored by a patient specific sensitivity factor, wherein the patient specific sensitivity factor is tuned by the user based on its application to the patient;b) selectively executes at least one of the medical algorithms based on at least a portion of the received information;c) encrypts at least a portion of the patient information and diagnosis information indicative of a diagnosed condition;d) transmits the encrypted diagnosis information to the user over the public data network; ande) transmits the encrypted patient information to a health maintenance organization or an insurance carrier over the public data network. 2. The system of claim 1, wherein the public data network is the Internet. 3. The system of claim 1, wherein the user associated with the interactive dialogue is a patient or a proxy or assistant thereto. 4. The system of claim 1, wherein the user associated with the interactive dialogue is a medical professional. 5. The system of claim 1, further comprising a medical history database in data communications with the server configured to store medical data. 6. The system of claim 5, wherein the medical data is securely stored. 7. The system of claim 1, wherein the at least one medical algorithm scores at least a portion of the received information and diagnoses a medical condition associated with the executed medical algorithm if the score reaches or passes a threshold. 8. The system of claim 1, wherein the server monitors and manages patient traffic, demand, and queuing. 9. The system of claim 1, wherein the server communicates with a credit agency or a bank over the public data network. 10. The system of claim 1, wherein the server communicates with a laboratory, pharmacy, or health supply store over the public data network. 11. The system of claim 1, wherein the diagnosis information comprises scripts, data, advice, or reports. 12. The system of claim 1, wherein the patient information further comprises an objective measurement, a subjective user input and a combination of the objective measurement and subjective user input, the objective measurement and subjective user input factored by a patient specific sensitivity factor and a time density ratio, wherein the patient specific sensitivity factor is tuned by the system based on its application to the patient. 13. A method of providing a medical diagnosis using a medical diagnosis system ha... | Clinical Decision Support, LLC | A61B005/02 G06Q010/00 A61B005/00 G06F019/00 G06Q010/10 G06Q050/22
US08666762 | B2 | 2014-03-04 | Tissue management system | 2006-10-20 | The present invention provides a comprehensive tissue management system for transplantable materials like tissues and organs. The tracking portion of the system prompts and verifies that staff members of a medical establishment like a hospital have handled, stored, transported, reconstituted, and used the tissue or organ materials in a safe and regulatory-compliant manner from the point of receipt to the point of issuance or surgical use throughout the hospital's organization. The tracing portion of the system creates an integral record that documents which hospital staff members have provided which processing steps to the tissue or organ, any associated materials used in conjunction with such tissue or organ, and an identification of the tissue or organ that was transplanted or implanted inside a patient. Such a system will enable adverse reaction investigations for transplant patients, and recalls of transplantable materials. | 1. A tissue management system incorporating a database of information, processor, and software program containing an organized set of instructions for tracking the internal processing by a medical establishment of a piece of transplantable material provided by a supplier for subsequent transplantation or implantation into a patient, such system comprising: (a) means for assigning a unique identification code to the transplantable material upon its receipt by the medical establishment from the supplier;(b) means for prompting an inspection of the transplantable material upon its receipt from the supplier for an unsafe condition;(c) a comprehensive set of standard operating procedures adopted by the medical establishment covering at least one step for login, handling, storage conditions, reconstitution, or surgical use of the transplantable material by staff members of the medical establishment in a manner compliant with prevailing safety regulations and industry mandates;(d) means for entering into the database required data concerning how the at least one step for the login, handling, storage conditions, reconstitution or surgical use of the transplantable material by the staff member was carried out;(e) means for processing such entered data by the software program which is built upon the standard operating procedures to ensure that the step for the login, handling, storage conditions, reconstitution, or surgical use of the transplantable material was conducted strictly in a manner compliant with the standard operating procedures before the next step for the login, handling, storage conditions, reconstitution, or surgical use of the transplantable material can be undertaken by the staff members;(f) means for prompting the assessment of the patient after transplantation or implantation of the transplantable material for evidence of an adverse effect;(g) means for prompting the investigation of any such adverse effect discovered in the patient to determine whether it constitutes an adverse reaction; and(h) means for reporting any such adverse reaction to the supplier that supplied the transplant material to the medical establishment;(i) wherein the transplantable material is chosen from the group consisting of human cells, tissue, or organs intended for implantation, transplantation, infusion, or transfer to a patient, including, but not limited to: musculoskeletal tissues like bone, tendons, fascia, ligaments, cartilage, and bioengineered bone products; skin; cardiovascular tissues like heart valves, arteries, veins, and pericardium; reproductive cells like sperm, semen, oocytes, fertilized eggs, and embryos; cellular therapies like stem cells, progenitor cells, cord blood, chondrocytes, bone marrow, and neural cells; dura mater; breast milk; eyes, corneas; organs; islet cells; parathyroids; autologous tissue; and synthetic and xenographic tissue used as replacements for human tissue; as well as non-biologic implants, including but not limited to... | Biomedical Synergies, Inc. | G06Q010/00 G06Q050/00
US08457707 | B2 | 2013-06-04 | Congenital heart disease monitor | 2007-09-19 | A congenital heart disease monitor utilizes a sensor capable of emitting multiple wavelengths of optical radiation into a tissue site and detecting the optical radiation after attenuation by pulsatile blood flowing within the tissue site. A patient monitor is capable of receiving a sensor signal corresponding to the detected optical radiation and calculating at least one physiological parameter in response. The physiological parameter is measured at a baseline site and a comparison site and a difference in these measurements is calculated. A potential congenital heart disease condition in indicated according to the measured physiological parameter at each of the sites or the calculated difference in the measured physiological parameter between the sites or both. | 1. A congenital heart disease monitor comprising: a sensor including a plurality of light emitters configured to emit optical radiation having a plurality of wavelengths into a tissue site and a detector configured to detect the optical radiation after attenuation by pulsatile blood flowing within the tissue site;a patient monitor configured to drive the sensor, receive a sensor signal corresponding to the detected optical radiation and to generate at least one of a visual output and an audio output responsive to the sensor signal; anda digital signal processor within the patient monitor programmed to derive an oxygen saturation from sensor data responsive to the sensor signal,wherein the oxygen saturation is measured first at a baseline tissue site using the sensor including the plurality of light emitters and the detector and second at a comparison tissue site using the same sensor including the same plurality of light emitters and detector,wherein the processor is configured to determine a difference in oxygen saturation measurements between the baseline tissue site and the comparison tissue site, the difference measured over a time interval so as to determine a trend, the processor further configured to compare a trend slope to a trend threshold; andwherein at least one of the outputs indicates a potential congenital heart disease condition according to results of the comparison. 2. The congenital heart disease monitor according to claim 1 further comprising a congenital heart disease analyzer programmed in the digital signal processor, the analyzer comprising: a preprocessor configured to output metrics responsive to sensor data;a metric analyzer configured to test the metrics against predetermined rules; anda postprocessor configured to output diagnostics responsive to the test results,wherein the diagnostics are indicative of a potential congenital heart disease condition. 3. The congenital heart disease monitor according to claim 2: wherein the metrics comprise an oxygen saturation difference between tissue sites, andwherein the metric is tested to determine if the oxygen saturation difference exceeds a threshold. 4. The congenital heart disease monitor according to claim 1 wherein the visual output comprises a plurality of colored indicators that, when illuminated, signal different likelihoods that the oxygen saturation measurements have detected a congenital heart disease condition. 5. The congenital heart disease monitor according to claim 4 further comprising instructions on grading an infant as to the potential for congenital heart disease based upon one or more of the visual and audio outputs. 6. A method of monitoring a patient comprising the steps of: emitting optical radiation having a plurality of wavelengths into a tissue site using a sensor;detecting the optical radiation after attenuation by pulsatile blood flow within the tissue site using a detector;deriving an oxygen saturation measurement from sensor data responsive ... | Masimo Corporation | A61B005/1455
US08385995 | B2 | 2013-02-26 | Physiological parameter tracking system | 2007-08-06 | A physiological parameter tracking system has a reference parameter calculator configured to provide a reference parameter responsive to a physiological signal input. A physiological measurement output is a physiological parameter derived from the physiological signal input during a favorable condition and an estimate of the physiological parameter according to the reference parameter during an unfavorable condition. | 1. A physiological parameter tracking system comprising: a physiological signal input having at least first and second intensity signal components received from a light-sensitive detector that detects light of at least first and second wavelengths transmitted through body tissue carrying pulsing blood;a first calculator configured to output a reference parameter responsive to the physiological signal;a second calculator configured to output an ancillary parameter responsive to the physiological signal;a third calculator configured to output a slow parameter that is a function of the reference parameter and the ancillary parameter and is slowly varying in time relative to the reference parameter and the ancillary parameter; anda fourth calculator configured to output a physiological measurement responsive to the reference parameter and the slow parameter, wherein the fourth calculator provides a physiological measurement that is at least in part of a function of the reference parameter and the slow parameter and wherein the physiological measurement is a function of the reference parameter and the slow parameter during a first time interval and is the ancillary parameter during a second time interval. 2. The physiological parameter tracking system according to claim 1 wherein the first time interval includes a period when calculations of the ancillary parameter are unfavorable. 3. The physiological parameter tracking system according to claim 2 wherein the second time interval includes a period when calculations of the ancillary parameter are favorable. 4. A physiological parameter tracking system comprising: a physiological signal input having at least first and second intensity signal components received from a light-sensitive detector that detects light of at least first and second wavelengths transmitted through body tissue carrying pulsing blood;a reference parameter calculator configured to output a reference parameter responsive to the physiological signal;means for outputting a physiological parameter derived from the physiological signal input during a favorable condition and estimating the physiological parameter according to the reference parameter during an unfavorable condition;means for relating the reference parameter to the physiological parameter during the unfavorable condition; andmeans for selecting a first time period for outputting the derived physiological parameter and a second time period for outputting the estimated physiological parameter. 5. A physiological parameter tracking system comprising: a physiological signal input having at least first and second intensity signal components received from a light-sensitive detector that detects light of at least first and second wavelengths transmitted through body tissue carrying pulsing blood;a reference parameter calculator configured to output a reference parameter responsive to the physiological signal;a physiological measurement calculator configured to output a physio... | Masimo Corporation | A61B005/1455
US07989367 | B2 | 2011-08-02 | Reducing formaldehyde emissions from fiberglass insulation | 2006-06-30 | A process for making a fibrous product using a binder based on a formaldehyde-containing resin and especially for making fiberglass insulation products, and to the fibrous products themselves, wherein the fibrous product has a backing sheet affixed thereto and the backing sheet is coated or impregnated with a formaldehyde scavenger composition, with the result that the fibrous products exhibit a reduced level of formaldehyde emission. | 1. A fibrous mat having fibers bonded to one another with a binder comprising a cured formaldehyde-containing resin and having a backing sheet adjacent the fibrous mat, wherein the backing sheet is selected from the group consisting of a sheet of paper, a metal foil, a glass mat, and a fabric and carries a formaldehyde scavenger composition in a mass transfer relationship to the fibrous mat and in an amount sufficient to reduce formaldehyde emissions from the fibrous mat. 2. The fibrous mat of claim 1 wherein the formaldehyde scavenger composition comprises a formaldehyde scavenger selected from the group consisting of urea, low mole ratio melamine resins, sodium bisulfite, sodium metabisulfite, sodium sulfite, sodium sulfamate, ammonium sulfamate, an acid aniline salt, ammonium bisulfite, ammonium sulfite, methane sulfonamide, succinimide, resorcinol, polyacrylamide, acrylamide, methacrylamide, melamine, diethylene triamine and its salts, triethylene tetraamine and its salts, tetraethylene pentamine and its salts, biuret, triuret, biurea, polyurea, aromatic amines, aliphatic amines, ammonia, polyamidoamines, ammonium bicarbonate, ammonium carbonate, polyethyleneamines, polyamines, dicyandiamide, a sodium salt of taurine, sulfanilic acid, sulfur compounds with valence state other than +6, ammonium sulfite, disodium salt of glutamic acid, an amino acid, a protein, an aromatic amino acid, an aminopolysaccharide, p-amino benzoic acid, thiourea, guanadine, zeolites and permanganate. 3. The fibrous mat of claim 1 wherein the formaldehyde scavenger is selected from the group consisting of tetraethylene pentamine, sodium bisulfite, and sodium metabisulfite. 4. The fibrous mat of claim 1 wherein the formaldehyde scavenger is sodium bisulfite. 5. The fibrous mat of claim 4 wherein the formaldehyde scavenger composition is present as solid particles. 6. The fibrous mat of claim 5 wherein the solid particles comprise the formaldehyde scavenger composition loaded onto an inert carrier. 7. The fibrous mat of claim 1 wherein the formaldehyde scavenger composition comprises between 0.1 and 200% by weight of the backing sheet. 8. A process of producing a fibrous mat of claim 1 wherein the fibrous mat comprises a cured formaldehyde-containing resin binder and the fibrous mat has a backing sheet selected from the group consisting of a sheet of paper, a metal foil, a glass mat and a fabric, the process comprising applying a formaldehyde-scavenger composition on to the backing sheet so that the formaldehyde-scavenger composition is in a mass transfer relationship to the fibrous mat. 9. The process of claim 8 wherein the formaldehyde scavenger composition is applied to the backing sheet as a liquid. 10. The process of claim 9 wherein the liquid is an aqueous mixture of a formaldehyde-scavenger. 11. The process of claim 8 wherein a neat form of the formaldehyde scavenger is applied to the backing sheet, 12. The process of claim 11 wherein the formaldehyde s... | Georgia-Pacific Chemicals LLC | B32B027/12 B32B024/04 B32B027/42
US07949507 | B2 | 2011-05-24 | Diabetes care management system | 2007-10-29 | A diabetes care management system for managing blood glucose levels associated with diabetes comprising a computing device and an insulin delivery device. The computing device generally includes (i) a memory comprising one or more optimal blood glucose values, one or more self care values of a patient, one or more measured blood glucose values, and one or more scaling factors for weighting the impact on a future blood glucose value and that are customizable to an individual patient to predict the effect on the blood glucose of self care actions performed by the individual patient; (ii) a microprocessor, in communication with the memory, programmed to (A) determine the one or more scaling factors from one or more physiological parameters including body mass, metabolism rate, fitness level or hepatic or peripheral insulin sensitivity, or combinations thereof, and (B) calculate a further value, the further value being based on the self care values, and on the one or more optimal blood glucose values, and on the one or more scaling factors; and (iii) a display configured to display information according to the further value; and (iv) a housing, wherein the memory and the microprocessor are housed within the housing, thereby providing a hand-held, readily transportable computing device. The insulin delivery device may deliver insulin in response to information associated with the further value. | 1. A diabetes care management system for managing blood glucose levels associated with diabetes, comprising: a memory configured to store a plurality of optimal blood glucose values at a plurality of times, (ii) a plurality of self care values of a patient at said times, (iii) a plurality of measured blood glucose values at said times, and (iv) a plurality of optimal self care values at said times;a microprocessor, in communication with said memory, and programmed to (A) generate a plurality of scaling factors customized to said patient in response to changes in any one of said self care values or said measured blood glucose values occurring at any one of said times and (B) calculate a future blood glucose value based on (i) a plurality of differentials, one of said differentials calculated as one of said scaling factors multiplied by differences between one of said self care values and one of said optimal self care values, (ii) a sum of said differentials plus (iii) a difference between one of said measured blood glucose values and a corresponding one of said optimal blood glucose values; anda housing, wherein said memory and said microprocessor are housed within said housing, thereby providing a hand-held, transportable computing device. 2. The system of claim 1, wherein said customization of said scaling factors occurs in further response to changes in one or more physiological parameters including hepatic or peripheral insulin sensitivity, body mass, metabolism rate, fitness level, or combinations thereof. 3. The system of claim 1, wherein (i) said optimal blood glucose values are further based on one or more exercise values and one or more optimal exercise values and (ii) said differentials are based on differences between said one or more exercise values and said one or more optimal exercise values. 4. The system of claim 1, wherein (i) said optimal blood glucose values are further based on one or more optimal carbohydrate intake values and (ii) said differentials are based on said one or more optimal carbohydrate intake values. 5. The system of claim 4, wherein said optimal carbohydrate intake values comprise grams of carbohydrates. 6. The system of claim 1, wherein (i) said optimal blood glucose values are further based on one or more insulin dose values and (ii) said differentials are based on said one or more insulin dose values. 7. The system of claim 6, wherein said insulin dose values comprise units of insulin. 8. The system of claim 1, further comprising an electronic data recording device including a glucose measurement device for measuring the measured blood glucose values, and from which the measured blood glucose values are stored in the memory. 9. The system of claim 1, further comprising: a display configured to display information to instruct the patient to consider appropriate insulin dose action including injecting units of insulin, food intake actions including intake of grams of carbohydrates, or exercise actions ... | Health Hero Network, Inc. | G06G007/58
US09854985 | B2 | 2018-01-02 | Brain signal telemetry and seizure prediction | 2007-03-30 | An ambulatory intrinsic brain signal processor circuit is coupled to a plurality of electrodes. The signal processor circuit can include a digital multiplexer circuit coupled to the electrodes to multiplex brain signal data from different electrodes together into a multiplexed data stream. An ambulatory transceiver circuit wirelessly communicates information to and from a remote transceiver. A controller circuit permits a user to control which of the electrodes contribute data, a data resolution, and whether the data includes one or both of neural action or local field potential data. Seizure prediction components and methods are also described. | 1. An apparatus comprising: an ambulatory intrinsic brain signal processor circuit, configured to be coupled to a plurality of electrodes, the signal processor circuit comprising:a digital multiplexer circuit, configured to be coupled to the electrodes, and configured to multiplex brain signal data from different electrodes together into a multiplexed data stream;an ambulatory transceiver circuit, configured to wirelessly communicate information to a remote transceiver, and configured to wirelessly receive user-programming information from the remote transceiver; anda controller circuit, configured to: select N user-specified electrodes that contribute data to the multiplexed data stream;select a data resolution of the electrodes that contribute data to the multiplexed data stream; andselect, for each particular electrode that contributes data to the multiplexed data stream, one, from between user-selectable choices including all three, of the following settings: (1) neural action potential data, from which neural field potential data has been reduced or removed; (2) neural field potential data, from which neural action potential data has been reduced or removed; and (3) both neural action potential and neural field potential data, and wherein the user-selected one of the three settings is used to automatically select an appropriate gain or frequency setting of a sense amplifier corresponding to the particular electrode; anda Normal template, providing an indication of a set of correlations of brain potentials between all N user-specified electrodes contributing to the multiplexed data stream, during at least one neurologically non-abnormal time period of the subject;a Non-Normal template, providing an indication of a set of correlations of the brain potentials between all N user-specified electrodes contributing to the multiplexed data stream, during at least one pre-neurologically-abnormal time period or neurologically abnormal time period of the subject;a monitoring circuit, configured to form, during a sampling time period, an indication of a set of correlations of the brain potentials between all N user-specified electrodes contributing to the multiplexed data stream, using the at least two different locations of a brain of the subject; andan upcoming neurologically-abnormal-state prediction circuit, configured to predict an upcoming neurologically abnormal state at least in part by comparing the indication of the set of correlations obtained during the sampling time period to each of the Normal and Non-Normal templates. 2. The apparatus of claim 1, further comprising a plurality of electrode assemblies, each electrode assembly including: at least one electrode, configured to be coupled to a brain of a subject;a brain signal sense amplifier circuit, coupled to the electrode, and configured to sense an intrinsic brain signal and to output a resulting sensed brain signal that is indicative of the intrinsic brain signal;a filter circuit, coupl... | Bio-Signal Group Corp. | A61B005/04 A61B005/00 A61B005/0478
US20080038190 | A1 | 2008-02-14 | Composition apparatus and method for use in imaging | 2006-08-11 | In one embodiment, a composition comprises a microparticle including a radioactive isotope and an imageable element. In another embodiment, a method includes forming a microparticle including a target isotope and an enriched paramagnetic isotope, and transforming the target isotope into a radioactive isotope. In yet another embodiment, an apparatus includes an imaging system to image a subject; and a radioactive microparticle suitable for infusion into the subject for imaging by the imaging system and including an enriched paramagnetic isotope that is enriched to reduce generation of radioactive impurities while maintaining or improving imaging sensitivity. | 1. A composition comprising a microparticle including a radioactive isotope and an imageable element. 2. The composition of claim 1, wherein the imageable element comprises a paramagnetic material. 3. The composition of claim 1, wherein the imageable element comprises an enriched paramagnetic isotope. 4. The composition of claim 3, wherein the enriched paramagnetic isotope is enriched to a concentration after enrichment of at least about 90%. 5. The composition of claim 1, wherein the imageable element comprises a radiopaque material. 6. The composition of claim 5, wherein the radiopaque material comprises enriched Pb-206. 7. The composition of claim 1, wherein the microparticle comprises a microsphere. 8. The composition of claim 7, wherein the radioactive isotope comprises Y-90. 9. The composition of claim 8, wherein the enriched paramagnetic isotope comprises Fe-57. 10. A composition comprising: a material including a radioactive isotope; anda dopant included in the material, the dopant including an enriched paramagnetic isotope. 11. The composition of claim 10, wherein the material comprises a solid. 12. The composition of claim 11, wherein the enriched paramagnetic isotope comprises Gd-155. 13. The composition of claim 10, wherein the material comprises a liquid. 14. The composition of claim 10, wherein the material comprises a gas. 15. The composition of claim 14, wherein the enriched paramagnetic isotope comprises O-17. 16. A method comprising: forming a microparticle including a target isotope and an enriched paramagnetic isotope; andtransforming the target isotope into a radioactive isotope. 17. The method of claim 16, wherein forming the microparticle including the target isotope and the enriched paramagnetic isotope comprises: forming the enriched paramagnetic isotope on a surface of the microparticle. 18. The method of claim 16, wherein forming the microparticle including the target isotope and the enriched paramagnetic isotope comprises: enriching the enriched paramagnetic isotope to a concentration of at least about 90%. 19. The method of claim 16, wherein transforming the target isotope into the radioactive isotope comprises: transforming the target isotope into the radioactive isotope without forming a substantial number of undesired isotopes. 20. The method of claim 16, further comprising: infusing the microparticle into living tissue to form a distribution of microparticles in the living tissue; andimaging the hydrogen near the microparticles. 21. A method comprising: forming a microparticle including Y-89;doping the microparticle with an enriched paramagnetic isotope; andtransforming the Y-89 into Y-90. 22. The method of claim 21, further comprising: infusing the microparticle into living tissue to form a distribution of microparticles in the living tissue; andimaging the distribution of microparticles to provide information for analyzing the distribution of the microparticles. 23. The method of claim 22, ... | - | A61K051/12 A61B005/055
US20080045839 | A1 | 2008-02-21 | DETERMINING THE CENTER OF ROTATION OF AN IMPLANT | 2007-08-16 | A device for determining a center of rotation of a medical implant having a spherical portion includes an abutment member, and a plurality of markers arranged in a fixed location relative to the abutment member. The abutment member includes including a first spherical surface for placing the spherical portion of the medical implant, wherein a contour of the first spherical surface at least partially conforms to the spherical portion of the medical implant. | 1. A device for determining a center of rotation of a medical implant, said medical implant including a spherical portion, comprising: an abutment member including a first spherical surface for placing the spherical portion of the medical implant, wherein a contour of the first spherical surface at least partially conforms to the spherical portion of the medical implant; and a plurality of markers arranged in a fixed location relative to the abutment member. 2. The device according to claim 1, wherein the first spherical surface of the abutment member is a convex surface. 3. The device according to claim 1, wherein the first spherical surface of the abutment member is a concave surface. 4. The device according to claim 1, wherein the first spherical surface conforms to at least 90 percent of the spherical portion of the medical implant. 5. The device according to claim 1, wherein the abutment member comprises: a carrier; and an abutment area member detachably coupled to the carrier, wherein the abutment area member includes the first spherical surface. 6. The device according to claim 5, wherein the abutment area member includes a second spherical surface, and the carrier includes a third spherical surface, wherein a contour of the second spherical surface conforms to a contour of the third spherical surface. 7. The device according to claim 5, wherein the carrier is coupled to a marker device, said marker device including the plurality of markers. 8. The device according to claim 5, wherein the abutment area member comprises a recess with a concave spherical area. 9. The device according to claim 5, wherein the abutment area member comprises an appendage with a head having a convex spherical surface. 10. A system for determining a center of rotation of a medical implant, comprising: the device according to claim 1;a detection device for detecting a location of the plurality of markers; and a data processing device communicatively coupled to the detection device, said data processing device operative to determine a location of a center point of the first spherical surface of the abutment member based on the detected location of the plurality of markers, and at least one of a) a known location of the spherical center point of the first spherical surface of the abutment member relative to the markers; or b) a plurality of the detected locations of the markers, wherein the plurality of detected locations represent different locations of the device relative to the spherical center point of the first spherical surface when the first spherical surface is abutting the implant. 11. The system according to claim 10, wherein the detection device comprises an optical detection device. 12. The system according to claim 11, wherein the optical detection device comprises an infrared camera. 13. A method for determining a center of rotation of a medical implant using a device having an abutment member for placing a spherical portion o... | - | A61B006/12 A61B005/00
US20080071180 | A1 | 2008-03-20 | Vital Sign Detection Method and Measurement Device | 2007-10-17 | A vital sign measurement device includes an occluding device, a motion sensor, and an output unit. The occluding device is adapted to be placed against an anatomical location of a subject, within which is an artery, and to apply a pressure to the anatomical location of the subject to occlude the artery. The motion sensor is positioned with respect to the occluding device to sense movement corresponding to an arterial pulse when the occluding device occludes the anatomical location of the subject. The motion sensor includes a sensor pad positioned for placement against an anatomical location of a subject and to move in response to an arterial pulse. The output unit receives, from the motion sensor, an input indicative of the amount of movement of the sensor pad and generates, using the input, a measure of the vital sign. | 1. A vital sign measurement device comprising: an occluding device adapted to be placed against an anatomical location of a subject, within which is an artery, and to apply a pressure to the anatomical location of the subject to occlude the artery; a motion sensor positioned with respect to the occluding device to sense movement corresponding to an arterial pulse when the occluding device occludes the anatomical location of the subject, the motion sensor including a sensor pad positioned for placement against an anatomical location of a subject and to move in response to an arterial pulse; and an output unit that receives, from the motion sensor, an input indicative of the amount of movement of the sensor pad and that generates, using the input, a measure of the vital sign. 2. The vital sign measurement device of claim 1, wherein the occluding device is an inflatable cuff. 3. The vital sign measurement device of claim 1, further comprising a pressure sensor to detect a pressure applied to the anatomical location by the occluding device, wherein the output unit receives, from the pressure sensor, a pressure input indicative of the pressure applied to the anatomical location, wherein the output unit generates the vital sign using the input from the motion sensor and the pressure input. 4. The vital sign measurement device of claim 1, wherein the anatomical location of the subject the body is an upper arm, and the occluding device is configured so that the motion sensor is positionable to sense movement due to a pulse of a brachial artery. 5. The vital sign measurement device of claim 1, wherein the anatomical location of the subject is a wrist, and the occluding device is configured so that the motion sensor is positionable to sense movement due to a pulse of a radial artery. 6. The vital sign measurement device of claim 1, wherein the anatomical location of the subject is an ankle, and the occluding device is configured so that the motion sensor is positionable to sense movement due to a pulse of one or more arteries in the ankle. 7. The vital sign measurement device of claim 1, wherein the motion sensor is an optical sensing system comprising an optical source, an optical refractor, and an optical detector, the optical sensing system sensing an amount of movement from the movement, bending, or compression of at least one portion of the optical sensing system relative to other portions of the optical sensing system resulting in a change in an optical signal received by the optical detector. 8. The vital sign measurement device of claim 1, wherein the motion sensor includes a shaft connected to the sensor pad and a solenoid, the shaft moving through the solenoid to create an electrical signal proportional to the movement of the shaft in response to the movement of the sensor pad. 9. The vital sign measurement device of claim 1, wherein the motion sensor includes a potentiometer to detect an amount of movement of the sensor pad. 1... | TARILIAN LASER TECHNOLOGIES, LIMITED | A61B005/02 A61B005/08
US20080077002 | A1 | 2008-03-27 | Compounds and Methods for Combined Optical-Ultrasound Imaging | 2005-09-06 | The present invention relates to novel methods and compounds for combined opticalultrasound imaging. The compounds of the present invention relate to particles comprising fluorescence donor and acceptor molecules for energy exchange via FRET. The methods of the present invention use ultrasound to modify the distance between donor and acceptor molecules present on the particles, and to consequently modify the fluorescence emitted by the donor and acceptor. The compounds and methods of the present invention are useful in medical or diagnostic imaging. | 1. An apparatus for combined optical-ultrasound imaging comprising an ultrasound source and a detector for the detection of emitted fluorescent light characterised in further comprising a reconstruction unit for the generation of an image from detected fluorescent light. 2. The apparatus according to claim 1 further comprising a means for synchronising the emission of ultrasound and/or the detection of fluorescent light and/or the generation of an image. 3. The apparatus according to claim 1 further comprising a connection between the reconstruction unit and the detector for the detection of emitted fluorescent light. 4. The apparatus according to claim 1 further comprising a connection between the reconstruction unit and the ultrasound source. 5. The apparatus according to claim 1 further comprising a light source. 6. The apparatus according to claim 1, further comprising a recorder for recording ultrasound. 7. The apparatus according to claim 5 further comprising a control unit for controlling a) the generation of ultrasound and/or recording of ultrasound withb) the emission of light by the light source and/or the detection of light recorded. 8. The apparatus according to claim 1 wherein the light source emits light of a continuous-wave, of a modulated wave or of a pulsed wave. 9. The apparatus for ultrasound imaging according to claim 1 wherein the ultrasound source has means for focussing the ultrasound beam to thereby locally modulate light emission from particles with at least a fluorescent acceptor or a fluorescent donor. 10. The apparatus for ultrasound imaging according to claim 1 wherein the ultrasound source has means to generate pulses of sound waves. 11. The apparatus for ultrasound imaging according to claim 1 wherein the ultrasound source has means to generate extended sound waves with varying frequencies and/or varying direction. 12. Use of a particle comprising a fluorescence donor and a fluorescence acceptor in the manufacture of a contrast agent for combined optical-ultrasound imaging. 13. The use according to claim 12 wherein the donor and acceptor are attached to said particle. 14. Use of a particle comprising a fluorescence acceptor and/or a fluorescent donor for the modulation of fluorescent light emission after the application of ultrasound. 15. The use according to claim 14 wherein both acceptor and donor are present on the particle. 16. The use according to claim 14 wherein the fluorescent light emission is generated by FRET. 17. The use according to claim 14 wherein energy transfer is generated by excited state reactions. 18. The use according to claim 14 further comprising recording a change in fluorescence emitted by the particles after application of the ultrasound. 19. A combined optical-ultrasound contrast medium characterised in comprising a particle with a fluorescence donor and/or acceptor wherein said donor or and/or acceptor are attached to the particle. 20. A method for the manufacture of a... | KONINKLIJKE PHILIPS ELECTRONICS, N.V. | A61B005/05
US20080027346 | A1 | 2008-01-31 | METHOD AND DEVICE FOR THE RECORDING, LOCALIZATION AND STIMULATION-BASED MAPPING OF EPILEPTIC SEIZURES AND BRAIN FUNCTION UTILIZING THE INTRACRANIAL AND EXTRACRANIAL CEREBRAL VASCULATURE AND/OR CENTRAL AND/OR PERIPHERAL NERVOUS SYSTEM | 2007-05-22 | Principles from the analogous field of cardiac electrophysiology are translated to neuro electrophysiology whereby electrically competent catheters and introducing devices are threaded intravascularly through large vessel access (e.g., leg or arm) into the arterial or more typically the venous system to or within the brain tissue, possibly targeting a specific region that needs to be functionally mapped. After passive recording and mapping of important activity exactly to a 3-dimensional, high resolution brain image taken either before or during the procedure, electrical stimulation paradigms are triggered to both evoke responses to help map regions vital to the epileptic network or pathologically functioning networks in other neurological and/or psychiatric conditions, and then to map brain function in specific regions during motor, sensory, emotional, psychiatric and cognitive testing, in order to localize these functions in relation to the epileptic network. Once this pathological and functional map has been created, clinicians can then either proceed to: (1) subdural and intraparenchymal electrode placement, for chronic ictal recording, based upon the maps, (2) use of the catheter-based system to ablate regions vital to generating seizures, using either electrical stimulation or another therapy, (3) placement or chronic electrodes, effector devices, drugs, sensors, etc. to be used as part of an implantable diagnostic/therapeutic device, and/or (4) more chronic diagnostic recording by leaving behind other sensors. Principles for chronic monitoring and activating implantable devices are implemented using acutely or chronically placed sensors on, within or around tissues electrically coupled to and not in contact with the brain to work in concert with devices focused on diagnosis and/or treatment of syncope, epilepsy, and other neurological and psychiatric disorders. | 1. A method for detecting and recording spontaneous and/or evoked electrical, chemical or other brain activity from a particular region of the brain, comprising: placing an electrode on, through or inside of peripheral nerves, cranial nerves or their branches at a first position not in contact with said particular region of the brain and/or on, through or inside of intracranial or extracranial blood vessels or other tissues at a second position not in contact with said particular region of the brain but electrically coupled to the brain; and monitoring said brain activity from said particular region through signals received by the electrode. 2. The method of claim 1, wherein the monitoring comprises monitoring signals representative of electrical seizures or precursors of electrical seizures. 3. The method of claim 1, wherein placing said electrode comprises placing said electrode on an intravascular catheter and guiding said intravascular catheter into said intracranial or extracranial blood vessels to a monitoring location at said second position. 4. The method of claim 1, wherein the electrode is an EEG lead that is placed in contact with a blood vessel in the neck from which the EEG may be recorded, further comprising processing signals output by said EEG lead to reject artifacts in the output signal. 5. The method of claim 1, further comprising analyzing the signals received by the electrode and identifying or mapping an epileptic network and its functional architecture from said signals. 6. The method of claim 1, further comprising stimulating brain tissue in particular regions of the brain and recording evoked electrical, chemical or other brain activity from said particular regions of the brain by placing said electrode at one or more positions outside of the particular regions that are selected to provoke electrical, chemical or other brain activity from the particular regions of the brain; applying a stimulus to the electrode to provoke said electrical, chemical, or other brain activity from the particular regions of the brain; recording said brain activity from the particular regions of the brain; and mapping the functions of the particular regions of the brain based on said recorded brain activity. 7. The method of claim 6, wherein said recorded brain activity includes evoked potentials, seizure precursors, interictal epileptiform activity, after-discharges, brief seizures, and/or neurophysiological, chemical and/or induced genetic activity. 8. The method of claim 6, wherein said function mapping is performed during computer-controlled or other cognitive/functional testing of the brain to map functions in at least one of cognition, memory, language, sensation, motor activity, emotion, and psychiatric parameters so as to localize these functions. 9. The method of claim 6, further comprising determining from the recorded brain activity increased probability of seizure onset, activation of brain regions involved in seiz... | The Trustees of the University of Pennsylvania BioQuantix Corporation | A61B005/0478
US20080058670 | A1 | 2008-03-06 | Animal Condition Monitor | 2006-08-07 | An animal condition monitor. The animal condition monitor measures diagnostic parameters from the animal and determines whether the parameters indicate that the animal is at risk of a specified condition, such as heat stroke, heat exhaustion, hypothermia, or hyperthermia. The condition assessment is considered in light of a profile containing information about the age/health of the animal. When warranted, the animal condition monitor provides notification of the condition of interest. | 1. An animal condition monitor for use with an animal, said animal condition monitor comprising: an environmental condition sensor measuring an environmental condition ambient to said environmental condition sensor and producing a first output corresponding to said environment condition;a physiological condition sensor carried by the animal, said physiological condition sensor measuring a physiological condition of the animal and producing a second output corresponding to said physiological condition;a controller in communication with said environmental condition sensor and said physiological condition sensor, said controller evaluating said first output and said second output against a set of criteria indicative of a selected condition to produce a result output; andan output device in communication with said controller providing an indication of said result output. 2. The animal condition monitor of claim 1 further comprising a profile selector in communication with said controller, said profile selector allowing an operator to input profile information about the animal. 3. The animal condition monitor of claim 2 wherein said profile information is selected from the group of consisting of age of the animal, conditioning of the animal, and health of the animal. 4. The animal condition monitor of claim 1 wherein said output device further comprises a visual indicator in communication with said controller. 5. The animal condition monitor of claim 1 wherein said output device further comprises an audible indicator in communication with said controller. 6. The animal condition monitor of claim 1 further comprising a remote indicator comprising a receiver and an indicator, wherein said output device comprises a transmitter in communication with said controller, said transmitter producing a communication signal receivable by said receiver, said communication signal communicating said result output to said remote indicator. 7. The animal condition monitor of claim 6 wherein said remote indictor further comprises a visual indicator in communication with said receiver. 8. The animal condition monitor of claim 6 wherein said remote indicator further comprises an audible indicator in communication with said receiver. 9. The animal condition monitor of claim 1 wherein said environmental condition sensor is selected from the group consisting of a temperature sensor and a humidity sensor. 10. The animal condition monitor of claim 1 wherein said physiological condition sensor is selected from the group consisting of an activity level sensor, a pedometer, a thermometer, and a heart rate monitor. 11. The animal condition monitor of claim 1 wherein said set of criteria comprises a look-up table containing results for combinations of possible values of at least said first output and said second output, one of said results corresponding to said first output and said second output being selected as said result output. 12. The animal condition monitor of c... | Radio Systems Corporation | A61B005/00
US20080004507 | A1 | 2008-01-03 | DATA COLLECTION DEVICE, SYSTEM, METHOD, AND COMPUTER PROGRAM PRODUCT FOR COLLECTING DATA RELATED TO THE DISPENSING OF CONTRAST MEDIA | 2007-04-23 | The present invention comprises devices, systems, methods, and computer program products for managing data related to the dispensing of contrast media as part of a medical procedure. The device and system provide a controller that is capable of communicating with a dispensing device so as to extract, arrange, process, and present a data set (e.g., a usage data set) from the dispensing device to a user such that the user may selectively monitor statistics related to the administration of contrast media, saline, or other consumables used during one or more dispensing operations. The method and computer program product for managing data related to the dispensing of contrast media may further allow for extraction, arrangement, processing, and presentation of the data set via the controller, via a user interface that is operably engaged with the dispensing device and/or via a computer network that may be in communication with the dispensing device. | 1. A device adapted to be capable of communicating with a medical device configured to be capable of dispensing a contrast media as part of a medical procedure, the device comprising: a controller adapted to be capable of communicating with the medical device, the controller configured to be capable of transmitting or receiving a data set from the medical device, the controller being further configured to be capable of arranging and modifying data within the data set, data within the data set being related to an operation of the medical device; a storage device configured to be in communication with the controller, the storage device further configured to be capable of receiving the data within the data set such that the data within the data set may be selectively retained by the storage device; and a user interface configured to be capable of communicating with the storage device and the controller so as to enable a user of the device to selectively access, modify, and supplement the data within the data set with patient data related to a recipient of the contrast media. 2. A device according to claim 1, wherein the patient data comprises blood chemistry data related to the recipient of the contrast media, and wherein the controller is further configured for calculating a glomerular filtration rate based at least in part on the blood chemistry data comprising a serum creatinine level. 3. A device according to claim 1, wherein the patient data comprises data selected from the group consisting of: weight; height; age; gender; race; one or more preexisting medical conditions; one or more allergies; a unique identification number; and combinations thereof 4. A device according to claim 1, wherein the medical device is a dispensing device and wherein the controller is further adapted to be capable of communicating with an extravasation detection device, the controller being further configured to be capable of transmitting and receiving an extravasation data set from the extravasation detection device and wherein the storage device is further configured to be capable of receiving the data within the extravasation data set such that the extravasation data set is integrated with the data set selectively retained within the storage device. 5. A device according to claim 1 wherein the controller is further adapted to be capable of communicating with one or more electronic devices, the controller being further configured to be capable of transmitting and receiving a supplemental data set from the one or more electronic devices and wherein the storage device is further configured to be capable of receiving the data within the supplemental data set such that the supplemental data set is integrated with the data set selectively retained within the storage device. 6. A device according to claim 5, wherein the supplemental electronic devices are chosen from the group consisting of: (i) medical imaging devices; (ii) medical imaging device controller... | E-Z-EM, Inc. | A61B005/00
US20080051679 | A1 | 2008-02-28 | System and method for analyzing body mass | 2007-04-03 | A body mass diagnostic system comprising input means for entry of at least one of weight data and other data and a computing device in communication with the input means. The computing device comprising a body mass index module for generating a BMI result for evaluation by a physician and a diagnostic module for generating a diagnostic result based at least on the BMI result and direction from a physician, for at least one patient to implement. | 1. A body mass diagnostic system comprising: input means for entry of at least one of weight data and other data; a computing device in communication with said input means, said computing device comprising a body mass index module for generating a BMI result for evaluation by a physician and a diagnostic module for generating a diagnostic result based at least on said BMI result and direction from the physician for at least one patient to implement. 2. The body mass diagnostic system of claim 1 wherein said input means includes a scale for obtaining the weight data, a keyboard for entering at least one of the weight data and the other data for the at least one patient. 3. The body mass diagnostic system of claim 1 wherein said diagnostic module lists at least one CPT code for selection by the physician. 4. The body mass diagnostic system of claim 1 wherein said BMI result comprises at least one of a BMI, a normal operating BMI operating range, an indication of whether the BMI is within or outside of the normal operating BMI range, the weight data, health condition and at least a portion of the other data for the at least one patient. 5. The body mass diagnostic system of claim 1 wherein said diagnostic result includes at least one of a recommended diagnosis code, at least a portion of the other data, a recommended medical condition, a diagnosis of a medical condition, and a course of action for the at least one patient to implement. 6. The body mass diagnostic system of claim 1 wherein said recommended diagnosis code comprises an ICD code specified by the physician. 7. The body mass diagnostic system of claim 1 comprising: reporting means in communication with said computing device; and wherein said reporting means generates a report including at least one of the BMI result and the diagnostic result. 8. The body mass diagnostic system of claim 7 wherein said reporting means comprises at least one of a display, a printer, an electronic storage device and an audio device. 9. The body mass diagnostic system of claim 1 wherein said computing device further comprises: a trending module comprising a data storage device for storing successive inputs of at least one of the BMI result and the diagnostic result taken over successive periods of time; wherein said trending module transmits said successive inputs of at least one of the BMI result and the diagnostic result to at least one of the physician and a health plan administrator and said trending module compares a first of said successive inputs to a second of said successive inputs; and wherein said trending module updates the diagnostic result, stores said updated diagnostic result in said storage device, and provides said BMI result and said updated diagnostic result to the at least one patient. 10. The body mass diagnostic system of claim 1 wherein an operator operates said input means to enter operator certification data and wherein said computing device further comprises: a ... | - | A61B005/103
US20080051644 | A1 | 2008-02-28 | Lymphedema associated genes and model | 2007-02-16 | The present invention identifies genes whose gene products are differentially expressed lymphedema tissues, particularly cutaneous tissue involved in whole organ response to lymphedema. The invention provides methods for diagnosing or assessing an individual's susceptibility to lymphedema. Also provided are therapeutic methods for treating a patient or methods for prophylactically treating an individual susceptible to lymphedema. Additionally, the invention describes screening methods for identifying agents that can be administered to treat individuals that have or at risk of developing lymphedema. | 1. A method for the detection of a lymphedemous condition in a mammalian subject, the method comprising: determining an lymphedema dataset from a sample obtained from said mammalian subject; comparing said lymphedema dataset with a control dataset; wherein a statistically significant match with a positive control or a statistically significant difference from a negative control is indicative of lymphedema in said mammalian subject. 2. The method according to claim 1, wherein said sample is a cutaneous sample. 3. The method according to claim 1, wherein said sample comprises dermal or epidermal tissue. 4. The method according to claim 1, wherein said dataset comprises quantitative data for the presence of at least one pathway chosen from acute inflammation pathways, immune response pathways, complement cascade, wound healing and fibrosis, stress response, angiogenesis, cytoskeletal genes, wnt pathway, and adipogenesis pathway. 5. The method according to claim 4, wherein said dataset comprises quantitative data for the presence of at least three of said pathways. 6. The method according to claim 5, wherein said dataset comprises quantitative data for each of said pathways. 7. The method according to claim 4, wherein said determining comprises: contacting a biological sample comprising protein with an antibody that specifically binds to one or more lymphedema associated gene products; detecting the presence of a complex formed between said antibody and said gene products; wherein an alteration in the presence of said complex, compared to a control sample, is indicative of lymphedema. 8. The method according to claim 7, wherein said biological sample is contacted with a panel of antibodies specific for said gene products. 9. The method according to claim 7, wherein said contacting is performed in vivo. 10. The method according to claim 4, wherein said determining comprises: contacting a biological sample comprising mRNA with a probe that specifically binds to one or more lymphedema associated gene products; detecting the presence of a complex formed between said probe and said gene products; wherein an alteration in the presence of said complex, compared to a control sample, is indicative of lymphedema. 11. The method according to claim 1, wherein said detection provides for a diagnosis of lymphedema. 12. The method according to claim 1, wherein said detection provides for staging of lymphedema. 13. The method according to claim 1, wherein said detection provides for assessing extent of progression of lymphedema in an individual. 14. The method according to claim 1, wherein said mammalian subject is provided with a therapeutic regimen prior to said determining of a lymphedema dataset, and wherein said detection provides for an analysis of efficacy of said therapeutic regimen. 15. The method according to claim 14, wherein said therapeutic regimen comprises administration of a candidate therapeutic agent. 16. The method... | - | A61B005/00
US20080039700 | A1 | 2008-02-14 | HYDRATION MONITORING | 2007-08-20 | Systems and techniques for monitoring hydration. In one implementation, a method includes measuring an electrical impedance of a region of a subject to generate an impedance measurement result, and wirelessly transmitting the data to a remote apparatus. The probe with which impedance is measured may in the form of a patch adhesively secured to the subject. | 1. A system for ambulatory physiological monitoring comprising: at least one adhesive patch positioned on at least a portion of a subject, said patch comprising a plurality of sensors and at least one communication module, said sensors being configured to sense one or more physiological parameters comprising at least electrical impedance; a data collection unit configured to receive information collected from said sensors from said communication unit. 2. The system of claim 1, additionally comprising a remote data management system configured to receive information from said data collection unit and process said information. 3. The system of claim 1, wherein said adhesive patch is secured to at least a portion of a thorax of said subject. 4. The system of claim 1, additionally comprising a temperature sensor. 5. The system of claim 1, additionally comprising a subsurface temperature sensor. 6. The system of claim 1, wherein said data collection unit is also configured to process information before sending information to said remote data management system. 7. The system of claim 1, comprising a timer for associating at least one measurement with an absolute time the measurement was taken. 8. The system of claim 1, wherein said remote database is configured to establish an individual baseline parameter value. 9. The system of claim 1, wherein the data management system provides feedback to the data collection unit and/or the communication module. 10. The system of claim 1, wherein said feedback comprises diagnostic knowledge. 11. The system of claim 1, wherein said feedback comprises actions and/or instructions. 12. The system of claim 1, comprising a plurality of communication modules. 13. The system of claim 1, comprising a plurality of data collection units. | - | A61B005/00 A61B005/05
US20080033271 | A1 | 2008-02-07 | ANALYTE MONITORING DEVICE AND METHODS OF USE | 2007-06-21 | An analyte monitor includes a sensor, a sensor control unit, and a display unit. The sensor has, for example, a substrate, a recessed channel formed in the substrate, and conductive material disposed in the recessed channel to form a working electrode. The sensor control unit typically has a housing adapted for placement on skin and is adapted to receive a portion of an electrochemical sensor. The sensor control unit also includes two or more conductive contacts disposed on the housing and configured for coupling to two or more contact pads on the sensor. A transmitter is disposed in the housing and coupled to the plurality of conductive contacts for transmitting data obtained using the sensor. The display unit has a receiver for receiving data transmitted by the transmitter of the sensor control unit and a display coupled to the receiver for displaying an indication of a level of an analyte. The analyte monitor may also be part of a drug delivery system to alter the level of the analyte based on the data obtained using the sensor. | 1. An analyte monitoring device, comprising: a housing; an input unit coupled to the housing to provide one or more patient condition parameters; a processor coupled to the housing and configured to process one or more analyte related signals detected by an analyte sensor, the processor further configured to process the one or more patient condition parameters; and a display unit coupled to the housing to display the one or more analyte related signals and the one or more patient condition parameters. 2. The device of claim 1, wherein the one or more patient condition parameters includes a meal event time indication. 3. The device of claim 1, wherein the one or more patient condition parameters includes a food intake information. 4. The device of claim 1, wherein the one or more patient condition parameters includes an exercise information. 5. The device of claim 1, wherein the one or more patient condition parameters includes a fasting information. 6. The device of claim 1, wherein the one or more patient condition parameters includes a change in body temperature information. 7. The device of claim 1, wherein the one or more patient condition parameters includes a physiological condition information. 8. The device of claim 1, wherein the one or more patient condition parameters includes a treatment information. 9. The device of claim 1 wherein the one or more analyte related signals is associated with a monitored analyte level, and wherein the display unit is configured to display the monitored analyte level. 10. The device of claim 9, wherein the display unit is configured to graphically display the monitored analyte level and the one or more patient condition parameters. 11. The device of claim 10, wherein the monitored analyte level and the one or more patient condition parameters are concurrently displayed. 12. The device of claim 1 further including a communication unit coupled to the processor and configured to receive the one or more analyte related signals from the analyte sensor. 13. The device of claim 12, wherein the communication unit wirelessly receives the one or more analyte related signals. 14. The device of claim 12, wherein the communication unit includes one of an RF receiver or an RF transceiver. 15. A method, comprising: receiving a plurality of analyte related signals detected by an analyte sensor; receiving a food intake information; and concurrently displaying the received plurality of analyte related signals and the received food intake information. 16. The method of claim 15, wherein the food intake information includes a time information associated with the food intake consumption. 17. The method of claim 15, wherein the plurality of analyte related signals and the food intake information are displayed in real time. 18. The method of claim 15, wherein the plurality of analyte related signals and the food intake information are graphically displayed. 19. A method, comprising: recei... | Abbott Diabetes Care, Inc. | A61B005/1468
US20080006282 | A1 | 2008-01-10 | MEDICAL IMAGING EXCHANGE NETWORK | 2007-05-04 | A surgical imaging system includes a CT scanner and an image exchange system. A computer interfaces with an image exchange server over the Internet or over another wide area network. The image exchange server provides an offsite backup of images, provides a complete project management for medical procedures involving the images, and provides software available for trial and purchase for use on the surgical imaging system or other computers. | 1. A method for managing an image of a patient, the method comprising the steps of: generating an image of a patient; storing the image on a remote centralized server; authorizing at least one user to remotely access the image; and remotely accessing the image. 2. The method as recited in claim 1 further including the step of annotating the image. 3. The method as recited in claim 2 further including the step of selecting the at least one user, wherein the at least one user performs the steps of remotely accessing the image and annotating the image. 4. The method as recited in claim 2 wherein the at least one user comprises a first outside contractor and a second outside contractor, the method further including the step of notifying the second outside contractor when the first outside contractor completes the step of annotating the image. 5. The method as recited in claim 2 further including the step of reviewing annotations provided by the at least one user. 6. The method as recited in claim 5 further including the step of determining a procedure to perform on the patient based on the step of reviewing the annotations. 7. The method as recited in claim 1 wherein the step of generating the image of the patient includes taking a plurality of x-ray images to create a CT image. 8. The method as recited in claim 1 further including the steps of storing the image on a computer and uploading the image from the computer to the remote centralized server. 9. The method as recited in claim 1 further including the steps of storing the image on a first computer and uploading the image from the first computer to the remote centralized server before the step of storing the image on the remote centralized server, wherein the step of remotely accessing the image is performed on a second computer by the at least one user. 10. The method as recited in claim 9 wherein an originating physician uses the first computer and the at least one user is an outside contractor that uses the second computer. 11. The method as recited in claim 1 further including the step of requesting the at least one user to review the image. 12. The method as recited in claim 11 further including the step of accepting a request to review the image. 13. The method as recited in claim 11 further including the steps of rejecting a request to review the image and then choosing another at least one user to review the image. 14. The method as recited in claim 1 further including the step of monitoring work performed by the at least one user. 15. The method as recited in claim 1 further including the step of coordinating payments to the at least one user. 16. The method as recited in claim 1 further including the step of downloading software from the remote centralized server to a computer. 17. The method as recited in claim 1 wherein the image comprises a primary image and a plurality of secondary images, the method further including the steps of selecting the prim... | - | A61B005/05
US20080027752 | A1 | 2008-01-31 | Physician reviewed portable and network accessed electronic medical record | 2006-07-31 | A system for managing, storing, and viewing medical records wherein the method includes a portable digital memory device, a network, a medical record database, and a physician review portal. The medical records are reviewed by a physician and summarized to a condensed form of essential elements of a medical record through remote computer connected to a network. The reviewed medical record is then transferred to a portable digital memory device that is carried by the patient. The reviewed medical record can be viewed through a remote computer connected to the network or through the portable digital memory device. Also, a software program on the server can extract core elements from an electronic medical record prior to physician review. | 1. A system of processing and managing personal health information comprising: a portable digital memory device;a network server including a secured database of medical records; anda physician portal application. 2. The system of claim 1 wherein the management of the personal health information is executed through software on the server and the portable digital memory device. 3. The system of claim 1 wherein the physician portal application allows for review and summary of medical records by physicians. 4. The system of claim 1 wherein the digital memory device can be carried by a person on a selected one of a key chain, in a wallet and as a piece of jewelry. 5. The system of claim 1, wherein visual indicia on bracelet or a necklace alerts emergency personnel with instructions to obtain information to access to the personal health information through a phone number or through an internet website. 6. The system of claim 1, wherein the network database includes internet and an intranet. 7. The system of claim 1 wherein said portable digital memory device comprising: a processor and a digital memory linked with the processor. 8. The system of claim 7 wherein said digital memory comprising a viewer application software program. 9. The system of claim 2 wherein the software program comprising: means for providing for reading the said medical data file and displaying the contents on a monitor;means for providing execution without installing software on a remote computer;means for providing protection of personal medical information through a username and password; andmeans of preventing alteration or doctoring of medical records by the patient by allowing a “read only” feature of the said medical data file. 10. The system of claim 2, wherein a medical &amp; personal information data stored in an encrypted format, a medical &amp; personal information data stored in text and imaging formats and an external connector that interfaces with a computer. 11. The system of claim 2 wherein said external connector has an interface for easily detachable connection with a computer such as USB port and a rigid housing unit adapted to house said processor, said digital memory, and said external connector to a computer. 12. The system of claim 1 the network database and server comprising: a managing software application with means to manage and catalog medical data files;a downloading software application with means to download updated medical data file to a remote computer and onto the portable digital medical record device;a remote computer viewing software application with means to allow viewing the contents of the medical data file on a remote computer for a requesting physician;a receiving data software application with means to store the sent medical records, imaging, laboratory reports, letters, pathology reports and que the files to the appropriate physician to review;a physician review software application with the means to display the medical reco... | - | G06Q010/00 A61B005/00
US07324843 | B2 | 2008-01-29 | Medical imaging device for use in a safety critical environment | 2002-04-12 | The invention relates to a medical imaging device which includes a central control unit and a number of peripheral devices connected to the central control unit, one or more of the peripheral devices being provided with separate emergency control means which are arranged to allow the peripheral devices in question to function independently from the central control unit, the medical imaging device also being provided with an emergency control unit for controlling the emergency control means.;The invention also relates to a method for use of the medical imaging device according to the invention in a safety critical environment and to a computer program for carrying out the method according to the invention. | 1. A medical imaging device comprising: a central control unit for controlling the medical imaging device;a plurality of peripheral apparatus for the operation of the medical imaging device, the plurality of peripheral apparatus in operative communication with the central control unit, one or more of the peripheral apparatus being provided with emergency control means which are arranged to allow the peripheral apparatus to operate independently from the central control unit; andan emergency control unit for controlling the emergency control means independently from the central control unit. 2. A medical imaging device as claimed in claim 1, in which the emergency control unit includes a processor for controlling the peripheral apparatus provided with emergency control means in an emergency mode. 3. A medical imaging device as claimed in claim 2, in which the emergency control unit is formed by an interface unit which provides a connection from the central control unit to the peripheral apparatus. 4. A medical imaging device as claimed in claim 3, in which the emergency control unit and the peripheral apparatus provided with emergency control means are connected by way of separate bus connections. 5. A medical imaging device as claimed in claim 2, in which each of the emergency control means includes a separate processor for controlling the relevant peripheral apparatus in an emergency mode. 6. A medical imaging device as claimed in claim 5, in which the emergency control means are plug-in cards. 7. A medical imaging device as claimed in claim 1, which device includes an X-ray source, an X-ray detector and image processing means for forming an X-ray image, the X-ray source, the X-xay detector and the image processing means each having separate emergency control means. | Koninklijke Philips Electronics N. V. | A61B005/00
US07336986 | B2 | 2008-02-26 | Magnetic resonance imaging apparatus | 2003-09-26 | An apparatus includes acquiring means for acquiring echo data of a plurality of views in which a phase difference between water and fat is 2π/m with spins within a subject brought to the SSFP state and repeating the acquisition for k=0 through M−1 with a step difference in a phase of an RF pulse of 2π·k/M; transforming means for conducting Fourier transformation on the echo data based on the phase step difference; separating means for separating water data and fat data respectively in F(0) term and F(1) term of the Fourier-transformed data using the phase difference between water and fat; adding means for obtaining a sum of absolute values of at least the water data or fat data in the F(0) term and F(1) term; and image producing means for producing an image based on the sum data. | 1. A magnetic resonance imaging apparatus comprising: an acquiring device for acquiring echo data of a plurality of views with spins within a subject brought to an SSFP state and repeating the acquisition for k=0 through M−1 (M being an integer not less than two; k=0, 1, . . . , M−1) with a step difference in a phase of an RF pulse of 2π·k/M;a transforming device for conducting Fourier transformation on the echo data based on said phase;a separating device that corrects a phase error by a phase distribution multiplied by 1/m, after multiplying the phase of the Fourier-transformed data by m to make water and fat in phase and correcting wraparound of a portion beyond a range of ±π,an adding device for obtaining a sum of absolute values of F(0) term and F(1) term of the Fourier-transformed data; andan image producing device for producing an image based on the sum data. 2. The magnetic resonance imaging apparatus of claim 1, wherein M=4. 3. The magnetic resonance imaging apparatus of claim 1, wherein said transforming device conducts Fourier transformation from the F(0) term to F(1) term. 4. The magnetic resonance imaging apparatus of claim 1, further comprising: correcting device for correcting a phase offset and a time offset between a gradient echo and a spin echo. 5. The magnetic resonance imaging apparatus of claim 4, wherein said correcting device corrects the phase offset and the time offset by finding them from a phase and an echo time of the gradient echo when the phase of the spin echo is reset by a crusher, and a phase and an echo time of the spin echo when the phase of the gradient echo is reset by a crusher. 6. The magnetic resonance imaging apparatus of claim 5, wherein said correcting device corrects the phase offset by the phase of the RF pulse, and corrects the time offset by a gradient magnetic field. 7. A magnetic resonance imaging apparatus comprising: an acquiring device for acquiring echo data of a plurality of views in which a phase difference between water and fat is 2π/m (m≧2) with spins within a subject brought to an SSFP state and repeating the acquisition for k=0 through M−1 (M being an integer not less than two; k=0, 1, . . . , M−1) with a step difference in a phase of an RF pulse of 2π·k/M;a transforming device for conducting Fourier transformation on the echo data based on said phase;a separating device for separating water data and fat data respectively in F(0) term and F(1) term of the Fourier-transformed data using the phase difference between water and fat, said separating device corrects a phase error by a phase distribution multiplied by 1/m, after multiplying the phase of the Fourier-transformed data by m to make water and fat in phase and correcting wraparound of a portion beyond a range of ±π,an adding device for obtaining a sum of absolute values of at least the water data or fat data in the F(0) term and F(1) term; andan image producing device for producing an image based on the sum data. 8. The magnet... | GE Medical Systems Global Technology Company, LLC | A61B005/05 A61B019/00 G01V003/00
US07328062 | B2 | 2008-02-05 | Monitoring of patient's electrical characteristics using a single piece of equipment | 2001-07-12 | The invention relates to a method and a system for a medical monitoring system, in which method the functions of a patient are measured, and the change in the electric activity of the patient are observed. In the method, the electrocardiogram (EKG), electroencephalogram (EEG), and the impedance cardiograph signal (IKG) are being measured with one piece of measuring equipment. | 1. A method for medical monitoring of a patient to obtain a plurality of different physiological signal data from a common electrode set, said common electrode set having four extremity electrodes and up to six additional electrodes, wherein said method comprises the steps of: attaching selected electrodes of the common set to the patient in a manner to obtain up to 5 lead EKG signal data using an electrode selection made from the extremity electrodes and at least one additional electrode;attaching at least one of the remaining additional electrodes of the common set to the patient in a manner suitable for obtaining EEG signal data or IKG signal data, the attachment of the common electrode set to the patient simultaneously generating a plurality of different physiological and signal data in the common electrode set, the electrodes of the common set being connected to a selection switch (K);operating the selection switch (K) for selecting one of: the selected electrodes of the common set or the remaining additional electrodes of the common set; andobtaining from the physiological signal data in the electrodes selected by operating the selection switch, one of up to 5 lead EKG signal data or one of EEG and IKG signal data. 2. The method according to claim 1 further comprising the steps of: attaching the remaining, additional electrodes to the patient in a manner suitable for obtaining EEG signal data; andoperating the selector switch (K) to select the remaining additional electrodes;and obtaining EEG signal data from the remaining additional electrodes. 3. The method according to claim 1 further comprising the steps of: attaching the remaining, additional electrodes to the patient in a manner suitable for obtaining IKG signal data; andoperating the selector switch (K) to select the remaining additional electrodes;and obtaining IKG signal data from the remaining additional electrodes. 4. The method according to claim 1 further comprising the steps of: attaching at least one remaining, additional electrode to the patient in a manner to obtain EEG signal data from the patient;attaching at least one further remaining additional electrode to the patient in a manner to obtain EMG signal data from the facial region of the patient; andobtaining EEG and EMG signal data from the electrodes attached to the patient. 5. The method according to claim 1 further comprising the steps of: attaching remaining, additional electrodes to the patient in a manner to obtain EEG signal data; andcalculating, from the obtained EEG signal data, an index describing a depth of the anesthesia of the patient. 6. The method according to claim 1 wherein EEG signal data is obtained and the electrodes used to obtain EKG signal data and the electrodes used to obtain EEG signal data include a common neutral electrode. 7. The method according to claim 1 further comprising the steps of: determining impedance relations among the electrodes; andascertaining from the impedance relation... | GE Healthcare Finland Oy | A61B005/0428
US07379768 | B2 | 2008-05-27 | Medical electrode and method of use | 2007-09-18 | A medical electrode is made up of an insulating adhesive layer and an electrically conducting contact layer secured in a frictionally abutting relationship on an electrical terminal such that the contact layer is independently rotatable about the terminal. The contact layer provides an electrically conductive surface enabled for establishing common potential simultaneously with at least one removable electrode and the terminal. The terminal provides a base portion positioned for electrical contact with a skin surface when the adhesive layer is adhered to the skin surface. | 1. A medical electrode apparatus for simultaneous use with more than one electrical instrument, the apparatus comprising: an insulating adhesive layer and an electrically conducting contact layer secured in a frictionally abutting relationship on an electrical terminal such that the contact layer is rotatable about the terminal; the contact layer providing an electrically conductive surface in sliding contact with a flange of the terminal; the terminal providing a base portion positioned for electrical contact with a skin surface when the adhesive layer is adhered to the skin surface; the contact layer and the adhesive layer compressed between the flange and the base portion of the terminal such that a resilient force of the adhesive layer applies a selected contact force between the flange and the contact layer. 2. The apparatus of claim 1 wherein the contact layer is formed with a plurality of contact tabs; the contact tabs being free of the adhesive layer. 3. The apparatus of claim 1 wherein the adhesive layer is formed from a flexible sheet stock of foam material having a peripheral adhesive coating on one side thereof. 4. The apparatus of claim 1 wherein the contact layer is formed from a flexible, stiff, sheet stock. 5. The apparatus of claim 4 wherein the flexible sheet stock is at least one of: paper, cardboard, and plastic. 6. The apparatus of claim 4 wherein the conductive surface is at least one of: an adhering metallized layer, a bonded metal foil layer, and a metal electrodeposited layer. 7. The apparatus of claim 1 wherein to contact layer provides a central clearance hole with radial cuts for assembly of the contact layer onto the terminal. 8. The apparatus of claim 1 wherein the terminal provides a central male receiver for a snap-on terminal. | - | A61B005/04
US07822459 | B2 | 2010-10-26 | PET-MRI hybrid system | 2007-08-17 | Embodiments of the present invention may provide a PET-MRI hybrid system capable of arranging a PET apparatus and an MRI apparatus in a line. An MRI room containing the MRI apparatus and a PET room containing the PET apparatus are provided at either side of a central waiting room as opposed to each other about the waiting room. A rail portion linearly extends from the PET room to the waiting room on their bottoms. Another rail portion linearly extends on the bottom of the MRI room. A transfer unit, which supports a subject lying thereon, travels along the rail portions of the waiting room, the MRI room and the PET room. A bridge unit is provided between the rail portion of the waiting room and the rail portion of the MRI room. The bridge unit provides a space for opening and closing a shield door of the MRI room and allows the transfer unit to be reciprocated between the waiting room and the MRI room by selectively connecting the rail portion of the waiting room and the rail portion of the MRI room. | 1. A PET-MRI hybrid system, comprising: a waiting room having a rail portion at a bottom thereof;an MRI room containing an MRI apparatus and having a rail portion aligned with the rail portion of the waiting room at a bottom thereof, the MRI room being divided from the waiting room by a shield door;a PET room containing a PET apparatus, the PET room being positioned to be opposed to the MRI room about the waiting room, wherein the rail portion of the waiting room is extended on a bottom of the PET room;a transfer unit for supporting a subject lying on an upper side thereof and traveling along the rail portions of the waiting room, the MRI room and the PET room, the transfer unit comprising a mover movable along the rail portions, a shuttle table horizontally sluably mounted to an upper side of the mover, and a cradle slidably mounted on an upper side of the shuttle table; anda bridge unit including a rail portion, the bridge unit selectively shiftable between a first position in which the rail portion of the bridge unit is displaced, providing a space for a movement of the shield door between the rail portion of the waiting room and the rail portion of the MRI room and a second position in which the rail portion of the bridge unit is connected with the rail portion of the waiting room and the rail portion of the MRI room, thereby allowing the transfer unit to be reciprocated between the waiting room and the MRI room. 2. The PET-MRI hybrid system of claim 1, wherein each upper side of the rail portions of the waiting room and the MRI room is provided with at least one rack extending in a lengthwise direction of the rail portions, and wherein the transfer unit comprises a gear engaged to the rack and a first driving means for generating a driving force for rotating the gear. 3. The PET-MRI hybrid system of claim 2, wherein each upper side of the rail portions of the waiting room and the MRI room is provided with at least one guide rail extending in a lengthwise direction of the rail portions, and wherein the transfer unit further comprises a plurality of moving blocks movable along the guide rail as contacted to the guide rail. 4. The PET-MRI hybrid system of claim 1, wherein the mover comprises a lower section movable as contacted to the rail portions, the mover further comprising an upper section covering an upper side of the lower section and being upward and downward movably mounted to the lower section. 5. The PET-MRI hybrid system of claim 4, wherein the mover comprises: a second driving means for generating a driving force for lifting and lowering the upper section from and to the lower section; a first converting means for converting the driving force of the second driving means into linear motions; and a second converting means for linking the first converting means to the upper section and converting the linear motions of the first converting means into upward and downward motions. 6. The PET-MRI hybrid system of claim 5, wherein the... | Gachon University Of Medicine & Science Industry-Academic Cooperation Foundation | A61B005/05 A41B013/00
US07846110 | B2 | 2010-12-07 | Self-contained test unit for testing body fluids | 2007-08-01 | A self contained disposable test unit for testing body fluid comprises a body member and a support member. The support member is moveable with respect to the body member between a first position and a second position. The support member includes a body part receiving surface for receiving a patient's body part. A lancet is carried by the body member and includes a lancet tip capable of piercing the skin of a patient to produce fluid flow. A test member is capable of interacting with body fluid to aid in the determination of information about body fluid components. A capillary member is capable of directing fluid flow to the test member. A pressure cup is capable of exerting pressure on a body part to foster fluid flow out of a lanced site and into the capillary, and a calibration member is provided for containing information for facilitating calibration of the test unit. | 1. A self contained disposable testing unit for testing body fluid comprising: a body member,a support member moveable with respect to the body member between a first position and a second position, the support member including a body part receiving surface for receiving a patient's body part,a lancet movable with respect to the support member, the lancet including a first end portion pivotably coupled to the body member for pivotal movement with respect to the body member, and a second end portion having a second end and a base end, the base end being disposed closer to the first end portion than the second end and the second end including a lancet tip capable of piercing a patient's skin to produce fluid flow, wherein during pivotal movement of the lancet, the base end and lancet tip of the second end portion move in an arcuate path and extend along a tangent of an arc scribed by the pivotal movement, wherein the base end follows the lancet tip;a test member capable of interacting with body fluid to aid in determining information about body fluid components;a capillary member capable of directing fluid flow to the test member,a pressure cup for exerting pressure on a body part to foster fluid flow out of a lanced site and into the capillary; anda calibration member capable of containing information for facilitating calibration of the testing unit. 2. The testing unit of claim 1 wherein the lancet is pivotably moveable between (1) a storage position wherein the lancet tip is disposed below the body part receiving surface of the support member,(2) a piercing position wherein the lancet tip is disposed above the body part receiving surface of the support member, and(3) a retracted position wherein the lancet tip is disposed below the body part receiving surface of the support member,wherein the lancet is moved into the retracted position through an engagement of the support member with the lancet as the support member moves between the first and the second position. 3. The testing unit of claim 2 wherein the lancet moves generally perpendicularly to a patient's skin when the lancet pierces a patient's skin as the lancet moves between the storage position and the piercing position, and wherein the lancet assumes the piercing position when the support member is positioned between the first position and the second position. 4. The testing unit of claim 2 wherein the body member includes a lancet movement resisting surface for providing resistance to movement of the lancet into the retracted position. 5. The testing unit of claim 2 wherein the lancet includes a first end pivotably coupled to the body member to permit the lancet tip to move in an arcuate path between the piercing position and the retracted position. 6. The testing unit of claim 2 wherein the body member and the support member share a common axis and wherein the support and body members are rotatable relative to each other about the common axis for permitting the user to vary a dis... | Advanced Medical Products GmbH | A61B005/00 A61B017/14 A61B017/32 A61B017/34 B65D081/00
US07322937 | B2 | 2008-01-29 | Method and breathing apparatus for assessing pulmonary stress | 2003-11-12 | In a method and breathing apparatus for assessing pulmonary stress, wherein pressure controlled flow of respiratory gas is generated, an ensuing flow is measured, resistance and compliance are determined based on measured pressure and flow and a stress index value is determined based on pressure, flow, resistance and compliance. The stress index value is 1 when no stress is present, ≧1 when there is a risk for overdistension and ≦1 when alveolar units are at a risk of being cyclically closed and opened. Implemented in a breathing apparatus the method can be used to assist an operator in diagnostic and therapeutic considerations in relation to a patient. | 1. A method for assessing pulmonary stress comprising the steps of: generating a pressure controlled flow of respiratory gas, at a pressure conforming to a constant pressure or pre-set pressure profile, associated with a subject having air waves exhibiting resistance and compliance;measuring said flow;determining said resistance and said compliance from said pressure and said low; anddetermining a stress index value, representative of pulmonary stress of said subject, from said pressure, said flow, said resistance and said compliance said stress index value having a magnitude that indicates whether the compliance is increasing or decreasing during inspiration. 2. A method as claimed in claim 1 comprising determining said stress index value from the relationshipP⁡(t)=R*V.+VbC+P⁡(0)wherein P(t) is airway pressure, V is lung volume, {dot over (V)} is airway flow, R is resistance, C is a constant, and P(0) is a starting pressure. 3. A method as claimed in claim 1 comprising determining said stress index value on a breath-by-breath basis. 4. A method as claimed in claim 1 comprising determining said stress index value as an average over a plurality of breaths. 5. A breathing apparatus comprising: a respiratory line adapted for connection to airways of a subject, said airways exhibiting a resistance and a compliance;a regulator connected to said respiratory line that regulates a respiratory gas pressure to maintain said respiratory gas pressure at a pressure in said respiratory line conforming to a constant pressure or a pre-set pressure profile;a flow meter in fluid communication with said respiratory line that measures a flow of said respiratory gas in said respiratory line; anda control unit connected to said gas regulator to control said gas regulator, and said control unit determining said resistance and said compliance from said pressure and said flow and determining a stress index value, representative of pulmonary stress of said subject, from said pressure, said flow, said resistance and said compliance said stress and a value having a magnitude indicating whether the compliance is increasing or decreasing during inspiration. 6. A breathing apparatus as claimed in claim 5 wherein said control unit determines said stress index value according to the relationshipP⁡(t)=R*V.+VbC+P⁡(0)wherein P(t) is airway pressure, V is lung volume, {dot over (V)} is airway flow, R is resistance, C is constant, and P(0) is a starting pressure. 7. A breathing apparatus as claimed in claim 5 wherein said control unit determines said stress index value on a breath-by-breath basis. 8. A breathing apparatus as claimed in claim 5 wherein said control unit determines said stress index value as an average over a plurality of breaths of said subject. 9. A breathing apparatus as claimed in claim 8 wherein said control unit employs a control parameter, as said at least one control parameter, selected from the group consisting of Positive and Expiratory Pressure, frac... | Maquet Critical Care AB | A61B005/02
US07324675 | B2 | 2008-01-29 | Quantification of aortoiliac endoluminal irregularity | 2003-11-26 | A method to quantify the radial endoluminal irregularity of aortoiliac arteries is provided. Radial endoluminal outlines of a vessel of interest are determined. The cross sectional area is determined for the area outlined by each endoluminal outline. Using this cross sectional area a shape is selected that has substantially the same area as the endoluminal outline. Subsequently, the shape is fitted to the endoluminal outline. In one aspect, the irregularity index is calculated as the ratio of the endoluminal outline and the outline of the fitted shape. In another aspect, the irregularity index is calculated as the ratio of at least a part of the endoluminal outline and the outline of the fitted shape that corresponds to the same part of the endoluminal outline. The irregularity index is visualized using a color scheme, a range of numbers, or a set of labels. | 1. A method for assessing stent-graft attachment sites in a vessel prior to endovascular repair, comprising the steps of: (a) determining a radial endoluminal outlines in a cross sectional image of potential stent-graft attachment sites in said vessel;(b) determining an area of each one of said endoluminal outlines;(c) defining, for each one of said endoluminal outlines, a shape with substantially the same area as said endoluminal outline;(d) fitting said shape to said endoluminal outline;(e) calculating an irregularity index which is the ratio of at least a part of said endoluminal outline and the outline of said fitted shape corresponding to said at least a part of said endoluminal outline; and(f) visualizing said irregularity index with reference to a range of irregularities encountered in normal patients and in patients with a vascular disease. 2. The method as set forth in claim 1, wherein said image is a computed tomography angiograph. 3. The method as set forth in claim 1, wherein said vessel is an infrarenal aorta or a common iliac artery. 4. The method as set forth in claim 1, wherein said vessel is an aneurysmal vessel. 5. The method as set forth in claim 1, wherein said attachment sites are the proximal and distal attachment sites. 6. The method as set forth in claim 1, wherein said step of determining said radial endoluminal outline comprises the step of using edge detection or adaptive thresholding. 7. The method as set forth in claim 1, wherein said step of determining said radial endoluminal outline comprises the step of filtering. 8. The method as set forth in claim 1, wherein said radial endoluminal outline only includes the flow channel of said vessel and excludes calcium or a mural thrombus. 9. The method as set forth in claim 1, wherein said shape is a circle, an ellipse or a sphere. 10. The method as set forth in claim 1, wherein said visualization comprises colors, numbers or labels. 11. The method as set forth in claim 1, further comprising the step of modifying said irregularity index by the distance of said endoluminal outline from said corresponding part of said fitted shape. | The Board of Trustees of the Leland Stanford Junior University | G06K009/00 A61F002/06 A61B005/05
US07774212 | B2 | 2010-08-10 | Systems and methods for dynamically determining data-identity information | 2006-08-15 | Techniques are presented for determining threshold probability or confidence levels for associating various types of health information with a set of users. Spatio-temporal information associated with one or more of the subjects is determined. Health information associated with spatial-temporal information is also determined. Candidate health-subject associations are associated with probabilities based on the spatio-temporally tagged identity and spatio-temporally tagged health information. Candidate health-subject associations with probabilities exceeding a threshold probability level are assigned as actual health-subject associations. Treatment plans, reports, remedial procedures and or other health related tests, procedures or the like are determined based on the associated health information. | 1. A method for dynamically determining data-identity information comprising the steps of: determining, in a computer system, spatio-temporal information associated with at least one subject; wherein the spatio-temporal information is determined from multiple sensors; andwherein the spatio-temporal information is insufficient to identify a subject;determining, in the computer system, a mapping between identity information and the spatio-temporal information for at least one subject, wherein the determining is based on inferring the at least one subject's path or trajectory using tagged location information;determining, in the computer system, a mapping between health information and the spatio-temporal information;determining, in the computer system, probable mappings between the health information and the identity information based on the determined mapping between the spatio-temporal information and the identity information, as well as the determined mapping between the health information and the spatio-temporal information;determining mappings between the health information and the identity information from the probable mappings, wherein ambiguity in the determination is resolved using additional spatio-temporal, identity, and health information;anddetermining, in the computer system, health related procedures based on the determined mappings between the health information and the identity information. 2. The method of claim 1, in which the sensor information is at least one of video, sound, chemical, weight, and height based sensor information. 3. The method of claim 1 where health information is based on at least one of cardio-vascular information, body fluids and video information. 4. The method of claim 1, in which identity information is based on at least one of: a code, historical sensor information and spatio-temporal information. 5. The method of claim 1, in which health information is based on at least one of: a code, historical sensor information and spatio-temporal information. 6. The method of claim 1, in which probable mappings are scored based on at least one of: the identity information and the health information. 7. The method of claim 6, in which probable mappings having a score that exceeds a threshold are explicitly associated and mappings with scores below the threshold are retained for later resolution. 8. The method of claim 6, in which the identity information is comprised of different types of information, and the health information is comprised of different types of information. 9. The method of claim 8, in which the different types of information comprising the identity information and the health information are associated with different thresholds. 10. The method of claim 1, further comprising the steps of: determining variance models for at least one of: the identity information, the health information and the measurement method; and where the determining the probable mappings and identity information is fu... | Palo Alto Research Center Incorporated | G06Q010/00 G06Q050/00
US07329223 | B1 | 2008-02-12 | Catheter with optical fiber sensor | 2001-05-31 | An apparatus and method to perform therapeutic treatment and diagnosis of a patient's vasculature through the use of an intravascular device having an optical fiber disposed therein. In an embodiment, the apparatus includes an intravascular device to perform a therapeutic treatment and at least one optical fiber disposed through the intravascular device. The optical fiber is configured to provide diagnostic information before, during, and after the therapeutic treatment. In an embodiment, diagnostic information includes vessel and blood characteristics such as hemodynamic characteristics, hematological parameters related to blood and blood components, and thermal parameters of the vasculature. | 1. An apparatus comprising: an intravascular device to perform a therapeutic treatment; andat least one optical fiber disposed within a coil-like enclosure which concentrically surrounds the at least one optical fiber and disposed within the intravascular device, and the at least one optical fiber is bonded to at least one point along an inner surface of the coil-like enclosure, the at least one optical fiber configured to provide diagnostic information at least one of before, during, and after the therapeutic treatment. 2. The apparatus of claim 1 wherein the at least one optical fiber is configured to be inserted within a vasculature and exposed at least at one location along the intravascular device. 3. The apparatus of claim 2 wherein the at least one optical fiber is configured to sense vessel and blood characteristics. 4. The apparatus of claim 3 wherein vessel and blood characteristics are selected from the group consisting of hemodynamic characteristics, hematological parameters related to blood and blood components and thermal parameters of the vasculature. 5. The apparatus of claim 1 wherein the intravascular device is a balloon catheter comprising: a catheter shaft having an elongated outer member disposed about a tubular inner member, the tubular inner member having a lumen to receive the at least one optical fiber therethrough; anda balloon coupled to a distal portion of the catheter shaft for dilating a stenosed vessel. 6. The apparatus of claim 5 wherein the at least one optical fiber is movable within the lumen. 7. The apparatus of claim 5 wherein the lumen is configured to receive an inflation medium therethrough to inflate the balloon. 8. The apparatus of claim 7 wherein a distal tip of the at least one optical fiber is configured to be inserted within a vasculature and exposed at least at one location along the balloon catheter. 9. The apparatus of claim 8 wherein the at least one optical fiber is configured to sense vessel and blood characteristics selected from the group consisting of hemodynamic characteristics, hematological parameters related to blood and blood components and thermal parameters of the vasculature. 10. The apparatus of claim 5 wherein the tubular inner member has a second lumen extending at least within a distal portion of the tubular inner member, the second lumen being substantially parallel to the lumen having the at least one optical fiber therethrough. 11. The apparatus of claim 10 wherein the second lumen is a lumen selected from the group consisting of guidewire lumen, inflation lumen, radiation source lumen, drug delivery lumen, atherectomy device lumen and laparoscopy lumen. 12. The apparatus of claim 11 wherein a distal tip of the at least one optical fiber is configured to be inserted within a vasculature and exposed at least at one location along the balloon catheter. 13. The apparatus of claim 12 wherein the at least one optical fiber is configured to sense vessel and blood characte... | Abbott Cardiovascular Systems Inc. | A61B005/00
US07314454 | B2 | 2008-01-01 | Method of preventing eye-related positional injuries during spinal surgery | 2005-06-07 | A method of preventing eye-related positional injuries during spinal surgery includes providing an orbital area pressure monitoring system including a site sensor with transducer, and a monitor connected to the site sensor; using the orbital area pressure monitoring system to continuously monitor pressure on an orbital area of the patient with the site sensor and monitor; and causing an alarm to be actuated to alert medical personnel of a pressure condition when monitored pressure is greater than a predetermined threshold. | 1. A method of preventing eye-related positional injuries during spinal surgery, comprising: putting a spinal surgery patient under general anesthesia;adding an ointment to the surface of the eyeballs of the patient;maintaining the patient's eyelids in a closed condition during the spinal surgery;providing at least one site sensor to detect pressure on orbital areas of the patient, the at least one site sensor including a transducer in the form of a cupped, convex transducer element and a substantially annular ring extending circumferentially outward from the transducer element;adhering the ring of the at least one site sensor to the patient over the orbital areas of the patient so that the cupped, convex transducer element forms a protective convex barrier in front of the orbital areas and does not contact the eyeballs or eyelids;providing a facial support to support the patient's face during the spinal surgery, the facial support including an opening to accommodate the at least one site sensor on the orbital areas of the patient;providing the patient in a prone position with the patient's face supported by the facial support with the at least one site sensor accommodated by the opening;connecting the at least one site sensor to a monitor to monitor pressure on the orbital areas of the patient with the at least one site sensor;continuously monitoring pressure on the protective convex barrier formed by the cupped, convex transducer element in front of the orbital areas of the patient with the at least one site sensor and the monitor;alerting medical personnel of a pressure condition on the protective convex barrier formed by the cupped, convex transducer element in front of the orbital areas if the monitor and the at least one site sensor determines a pressure condition exists on the protective convex barrier formed by the cupped, convex transducer element in front of the orbital areas;readjusting the patient's head to alleviate the pressure condition, thereby preventing eye-related positional injuries. 2. The method of claim 1, wherein the at least one site sensor includes a pair of site sensors, one for each eye of the patient, and the method further includes adhering the pair of site sensors to the patient over the orbital areas of each eye of the patient. 3. The method of claim 1, further including the transducer causing a change in signal to the monitor upon a pressure condition, and the monitor detecting the change in signal and causing an alarm to be actuated to alert medical personnel of a pressure condition. 4. The method of claim 1, further including the monitor causing an alarm to be actuated to alert medical personnel of a pressure condition when detected pressure is greater than a predetermined threshold. 5. The method of claim 1, wherein the at least one site sensor includes one or more wires to connect the at least one site sensor to the monitor, and connecting includes connecting the at least one site sensor to the monitor wit... | - | A61B005/103 A61B005/117
US07331932 | B2 | 2008-02-19 | Method and device for determining the mechanical axis of a femur | 2003-06-11 | In order to avoid the use of a marking element on the pelvic bone in a method for determining the mechanical axis of a femur, with which the femur is moved about the hip joint, the movement of the femur is followed via a navigation system by means of a marking element on the femur, position data of the femur obtained therefrom are stored and the position of the mechanical axis of the femur is calculated relative to the same from the various position data of the femur in various positions, it is suggested that the femur be pivoted from an initial position only through a maximum pivoting angle of 15° in various directions and that the mechanical axis of the femur be calculated from the position data of the surface area thereby covered by the marking element and from the position data of the knee joint otherwise determined. In addition, a device for carrying out this method is described. | 1. Method for determining the mechanical axis of a femur attached to a pelvis via a hip joint, comprising the steps of: moving the femur about the hip joint,following the movement of the femur via a navigation system by means of a marking element on the femur that passes over a surface area during said movement,storing position data of the femur obtained from the navigation system, andcalculating the position of the mechanical axis of the femur from the stored position data of the femur in various positions,wherein:the femur is pivoted from an initial position only through a maximum pivoting angle of 15° in various directions to prevent movement of said pelvis,the mechanical axis of the femur is calculated from the position data of the surface area passed over by the marking element when the femur is moved and from position data of the knee joint;only position data corresponding to a pivoting angle less than a predetermined critical angle smaller than the maximum pivoting angle covered by the femur are used for the calculation of the mechanical axis; andthe critical angle is between 4° and 6°. 2. Method as defined in claim 1, wherein the femur is pivoted only within a maximum pivoting angle of at most 10°. 3. Method as defined in claim 1, wherein only position data corresponding to a pivoting angle more than a predetermined minimum angle smaller than the critical angle are used for the calculation of the mechanical axis. 4. Method as defined in claim 1, wherein all the stored position data are left out of consideration when the actual pivoting angle of the femur relative to its initial position exceeds the maximum pivoting angle. 5. Method as defined in claim 1, wherein: the surface area passed over by the marking element when the femur is moved is a partial spherical surface, andfor the calculation of the mechanical axis of the femur from the partial spherical surface a center point of this partial spherical surface is calculated and the mechanical axis is determined by means of a connecting line from this center point to the knee joint. 6. Method as defined in claim 5, comprising: determining a virtual center point of the partial spherical surface by calculating a plane from the stored position data of the partial spherical surface;assuming that a vertical line extending through the knee joint and the virtual center point is at a predetermined distance from the calculated plane on the vertical line; andcalculating the mechanical axis of the femur using the position data of the virtual center point and the position data of the partial spherical surface. 7. Method as defined in claim 6, wherein the position data of the partial spherical surface are converted to a uniform pivoting angle relative to the initial position using the position data of the virtual center point so that corrected position data defining a common circle are obtained therefrom and wherein a mid-vertical of this circle is calculated as mechanical axis of the femur. 8. M... | Aesculap AG & Co. KG | A61B005/103 A61B005/117
US07326179 | B1 | 2008-02-05 | Illuminated display system and method of use | 2005-12-01 | An illuminated display system and method for prioritizing medical care administered to an injured user, such a soldier in battlefield settings. The illuminated display system may be applied to triage scenarios whereby illuminated signals visually provide the triage status of an injured user at a distance and in low-visibility settings. In particular, the illuminated display system includes a plurality of light emitters. Each light emitter from the plurality of light emitters provides a different predetermined wavelength of light than the other light emitters from the plurality of light emitters. In operation, each respective predetermined wavelength of light provides information relating to the degree of injury or other information associated with the user such that a desired light emitter is selected to display the desired wavelength and, ultimately, the desired information. In one exemplary embodiment, the illuminated display system further includes an interchangeable dial lens in operative engagement with the plurality of light emitters and having a combination of optical modifiers and light filters to enhance the overall visibility of light emitted from the dial lens to the surrounding environment. | 1. A method for prioritizing medical care administered to an injured user with respect to a plurality of injured users, the method comprising the steps of:administering a brief clinical assessment to the injured user;securing an illuminated display system to the user, the illuminated display system comprising a base assembly, the base assembly including a base body having a first portion and a display interface disposed on the first portion of the base body, the display interface including a plurality of light emitters, each light emitter from the plurality of light emitters providing a different predetermined wavelength of light than the other light emitters from the plurality of light emitters, each respective predetermined wavelength providing information relating to the degree of injury of the user with respect to the plurality of injured users, anda dial assembly operatively coupled to the base assembly, the dial assembly including a dial lens positioned adjacent to the display interface and a selector to activate a desired light emitter from the plurality of light emitters;activating the desired light emitter via a voltage from the selector; andilluminating the light emitter at the desired predetermined wavelength to provide information relating to the degree of injury of the injured user with respect to the plurality of injured users. 2. A method for prioritizing medical care, the method comprising the steps of:administering a brief clinical assessment to an injured soldier in battlefield settings;securing an illuminated display system to the injured soldier, the illuminated display system comprising a base assembly, the base assembly including a base body having a first portion and a display interface disposed on the first portion of the base body, the display interface including a plurality of light emitters, each light emitter from the plurality of light emitters providing a different predetermined wavelength of light than the other light emitters from the plurality of light emitters, each respective predetermined wavelength providing information relating to the degree of injury of the soldier, anda dial assembly operatively coupled to the base assembly, the dial assembly including a dial lens positioned adjacent to the display interface and a selector to activate a desired light emitter from the plurality of light emitters;activating the desired light emitter via a voltage from the selector; andilluminating the light emitter at the desired predetermined wavelength to provide information relating to the degree of injury of the soldier. 3. The method according to claim 2 further comprising the step of: ranking the degree of injury of the solider in the context of administering medical care to the injured soldier with respect to other injured soldiers in battlefield conditions. | - | A61B005/00
US07330747 | B2 | 2008-02-12 | Invasive chemometry | 2005-11-03 | The invention relates to methods and devices for assessing one or more components of a selected tissue in an animal. The present invention permits non-invasive assessment of tissue components in a body structure containing multiple tissue types by assessing multiple regions of the animal's body for an optical characteristic of the tissue of interest and separately assessing one or more optical (e.g., Raman or NIR) characteristics of the tissue component for one or more regions that exhibit the optical characteristic of the tissue of interest. | 1. A method of assessing a component of a tissue of an animal, the method comprising: irradiating a plurality of regions of the tissue to generate radiation therefrom;evaluating first optical data generated from each of said plurality of irradiated regions to identify at least one of said plurality of regions of tissue exhibiting a first optical characteristic of the tissue, said first optical characteristic associated with said first optical property;obtaining second optical data generated from said at least one identified region in said plurality of regions, wherein said first and said second optical data are generated by different spectroscopic modes, wherein the second optical data is generated by transmitting radiation, generated from said at least one identified region, through a filter, thereby obtaining filtered photons;assessing said component in said at least one identified region by evaluating said filtered photons for a second optical characteristic associated with said component; andreporting an identity for said component in accordance with a result of said accessing step. 2. The method of claim 1, wherein the component is assessed in the tissue in vivo. 3. The method of claim 1, wherein the second optical characteristic of the component is assessed for at least two identified regions. 4. The method of claim 1, wherein the second optical characteristic is a Raman shift of light scattered from the identified region that is attributable to the component. 5. The method of claim 1, wherein the first optical characteristics of the irradiated regions are assessed using multiple optical conduits that optically couple the irradiated regions with a detector. 6. The method of claim 5, wherein the conduits are optical fibers. 7. The method of claim 6, wherein the optical fibers are arranged in a coherent bundle. 8. The method of claim 5, wherein, for each irradiated region, the first and second optical characteristics are assessed using the same optical conduit. 9. The method of claim 5, wherein, for each irradiated region, the first and second optical characteristics are assessed using multiple optical conduits. 10. The method of claim 5, wherein the optical conduits extend along a probe inserted into the body of the animal. 11. The method of claim 5, wherein the optical conduits extend along a probe applied against a body surface of the animal. 12. The method of claim 5, wherein the optical conduits are rigidly fixed relative to one another. 13. The method of claim 1, wherein the component is a cell. 14. The method of claim 13, wherein the component is an abnormal cell of the tissue. 15. The method of claim 1, wherein the tissue comprises cells of multiple types. 16. The method of claim 1, wherein the regions are irradiated with substantially monochromatic light. 17. The method of claim 1, further comprising: applying a spectral unmixing method to said second optical property to distinguish said second optical characteristic ... | ChemImage Corporation | A61B005/00
US08142733 | B2 | 2012-03-27 | Sensor-dispensing device and mechanism for extracting sensor | 2005-10-19 | A cartridge assembly is adapted to be used in a sensor-dispensing device. The cartridge assembly comprises an end cap, a disposable cartridge and a sealing mechanism. The end cap includes one opening. The disposable cartridge comprises an outer and inner cartridge. The inner cartridge contains sensors arranged in a stack therein. Each of the sensors carries a reagent sufficient to produce a signal in response to the analyte concentration in a fluid. The outer cartridge forms an opening of sufficient dimensions to permit a sensor to pass through the opening. The outer cartridge includes a holding mechanism that holds at least one of the sensors in place during movement of the inner cartridge. The sealing mechanism is adapted to form a substantially moisture-tight seal. | 1. A sensor-dispensing device adapted to determine an analyte concentration of a fluid, the device comprising: a cartridge assembly including an outer cartridge and an inner cartridge, the inner cartridge containing a plurality of sensors arranged in a stack therein, the outer cartridge including a holding mechanism configured to engage at least one of the sensors to hold the at least one of the sensors in place during movement of the inner cartridge with respect to the outer cartridge; anda gripping mechanism external to the cartridge assembly and moveable between a first position and a second position, the gripping mechanism including an engaging end with a slot configured to engage and grip the at least one of the sensors such that a portion of the at least one of the sensors is inside the slot in response to the gripping mechanism being in the second position, the engaging end of the gripping mechanism being configured to cause the inner cartridge to move with respect to the outer cartridge in response to the gripping mechanism being moved toward the second position, the gripping mechanism being configured to extend into an opening in the outer cartridge and to pull the at least one of the sensors from the stack through the opening in the outer cartridge, the opening being of sufficient dimensions to permit the at least one of the sensors and the gripping mechanism to pass therethrough. 2. The sensor-dispensing device of claim 1, wherein the cartridge assembly further comprises an end cap and a sealing mechanism, the sealing mechanism being configured to form a substantially moisture-tight seal so as to protect the sensors within the inner cartridge from atmospheric moisture. 3. The sensor-dispensing device of claim 2, wherein the movement of the gripping mechanism from the first position to the second position causes the gripping mechanism to break the seal and then to travel to an extent sufficient to permit a sensor to be urged to a position to contact the gripping mechanism and wherein the movement of the gripping mechanism from the second position to the first position pulls the sensor through the opening. 4. The sensor-dispensing device of claim 3, wherein the gripping mechanism contacts both the sealing mechanism and an uppermost sensor in the stack when traveling from the first position to the second position. 5. The sensor-dispensing device of claim 4, further comprising a slider coupled to the gripping mechanism such that the gripping mechanism is configured to be manually urged between the first and second positions by a user via the slider. 6. The sensor-dispensing device of claim 2, wherein the sealing mechanism is attached to the end cap. 7. The sensor-dispensing device of claim 6, wherein the sealing mechanism includes a seal door and a linkage mechanism, the linkage mechanism assists in facilitating the movement of the seal door. 8. The sensor-dispensing device of claim 1, wherein the dimensions of the opening permit on... | Bayer HealthCare LLC | G01N001/00
US08116876 | B2 | 2012-02-14 | Multiplexed electrode array extension | 2007-10-01 | A method for selectively interacting with electrically excitable tissue of a patient is provided. In one configuration, an implantable pulse generator with a number of outputs and an array of electrodes with a number of electrodes being greater than the number of outputs may be implanted in a patient. An extension unit may be implanted between the implantable pulse generator and array. The extension unit acts to electrically couple the inputs of implantable pulse generator with the greater number of electrodes in the array so that the output sources are coupled to a portion of the electrodes. | 1. A method of selectively providing electrical therapeutic treatment to a patient comprising the steps of: implanting an electrode array having a number of electrodes near electrically excitable tissue of a patient;implanting a pulse generator having a number of output sources in the patient, the pulse generator being separate from the electrode array and the number of output sources being less than the number of electrodes;implanting an extension unit between the electrode array and the pulse generator, the extension unit electrically connects the output sources to a portion of the electrodes, the extension unit containing a controller, at least one switch, and a communications circuit configured to communicate with an external circuit;determining which electrodes are physically positioned to provide optimal therapeutic treatment; andconfiguring the extension unit through telemetry between the external circuit and the communications circuit to electrically couple the output sources to the electrodes identified in the determining step, the controller controlling the at least one switch to electrically couple the output sources to the electrodes identified in the determining step. 2. The method of claim 1, wherein the extension unit includes an array of programmable switches; and the configuring step comprises adjusting the positions of the switches. 3. The method of claim 1, wherein the determining step is performed by the patient. 4. The method of claim 1, wherein the step of determining which electrodes would provide optimal therapeutic treatment includes: determining which electrodes are physically positioned to provide optimal therapeutic treatment. 5. The method of claim 1, further comprising the steps of: coupling the pulse generator and the extension unit with a first set of conductors; andcoupling the extension unit and the electrode array with a second set of conductors. 6. The method of claim 5, wherein the second set of conductors includes more conductors than the first set of conductors. 7. The method of claim 5, wherein the extension unit is implanted closer to the electrode array than the pulse generator. 8. A method of selectively measuring diagnostic information from a patient using an array of biomedical sensors, the method comprising the steps of: implanting a number of biomedical sensors of an implantable lead in a patient;implanting a diagnostic device having a number of input sources in the patient, the diagnostic device being separate from the array of biomedical sensors and the number of input sources being less than the number of biomedical sensors;coupling an extension unit between the implantable lead and the diagnostic device by connecting the implantable lead to the extension unit and connecting the unit to the diagnostic device, the extension unit electrically connecting the input sources to a portion of the biomedical sensors;determining which biomedical sensors are physically positioned to provide optimal di... | Medtronic, Inc. | A61N001/05
US08060176 | B2 | 2011-11-15 | Living body data detector | 2007-08-23 | A living body data detector equipped with a fitting belt which does not deviate in position, does not fall down and does not press the chest even when taking exercise while fitting it on is provided. A living body data detector comprises a fitting belt having a pair of shoulder belt portions that is, a left shoulder belt portion and a right shoulder belt portion, a pair of electrode portions attached to the fitting belt, and a living body signal detector portion connected to the pair of electrode portions through connection cables, and attached to the fitting belt. The left shoulder belt portion and the right shoulder belt portion are forming an intersected coupling portion on the back side of the user. A living body signal detector portion is attached to the intersected coupling portion. The left shoulder belt portion is provided with an expansion portion and a separable coupling means, and the right shoulder belt portion is provided with an expansion portion and a separable coupling means. | 1. A living body data detector comprising: a fitting belt having a left shoulder belt portion and a right shoulder belt portion; two electrode portions respectively attached to the left shoulder belt portion and to the right shoulder belt portion; and a living body signal detector portion electrically connected to the pair of electrode portions and attached to the fitting belt, wherein the left shoulder belt portion has a shoulder pad belt portion and an armpit pad belt portion which are coupled together at the ends on one side thereof by separable coupling means on the chest side;the right shoulder belt portion has a shoulder pad belt portion and an armpit pad belt portion which are coupled together at the ends on one side thereof by separable coupling means on the chest side:the ends at the other side of the shoulder pad belt portion and the armpit pad belt portion of the left shoulder belt portion are coupled to the ends on the other side of the shoulder pad belt portion and the armpit pad belt portion of the right shoulder belt portion on the back side to form a belt-coupling portion;the two electrode portions are attached to the shoulder pad belt portions of the left shoulder belt portion and the right shoulder belt portion on the chest side; andthe living body signal detector portion is attached to belt-coupling portion. 2. The living body data detector according to claim 1; wherein expansion portions are provided for the armpit pad belt portions of the left shoulder belt portion and the right shoulder belt portion. 3. The living body data detector according to claim 1; wherein length-adjusting means are provided for the shoulder pad belt portions of the left shoulder belt portion and the right shoulder belt portion for adjusting the lengths thereof. 4. A living body data detector comprising: a fitting belt having a left shoulder belt portion and a right shoulder belt portion; two electrode portions respectively attached to the left shoulder belt portion and to the right shoulder belt portion; and a living body signal detector portion electrically connected to the pair of electrode portions and attached to the fitting belt, wherein the fitting belt includes the left shoulder belt portion and the right shoulder belt portion which are coupled together by a separable coupling means, and is fitted to the human body forming a ring in a coupled state and forming a crossed belt intersection portion on the back side;the two electrode portions are attached to the shoulder pad belt portions of the left shoulder belt portion and the right shoulder portion on the chest side; andthe living body signal detector portion is attached to either one of the two electrode portions on the front side. 5. The living body data detector according to claim 4; wherein the separable coupling means is provided for the shoulder pad belt portion of either the left shoulder belt portion or the right shoulder belt portion. 6. The living body data detector according to ... | Seiko Instruments Inc. | A61B005/0408
US08014852 | B2 | 2011-09-06 | System, method and apparatus for detecting a cardiac event | 2005-10-25 | A system, method and apparatus for detecting a cardiac event in a subject, may include at least one electrode attached to the subject for obtaining an electrocardiogram of the subject's heart, and determination means for determining a size of an area under a QRS complex of the electrocardiogram. The at least one electrode may be attached to the subject's skin or to the subject's heart. Preferably, the determination means for determining the size of the area under the QRS complex of the electrocardiogram is either visual or quantitative. The subject may be a human being or an animal. The size of the area under the QRS complex of the electrocardiogram determined by the determination means is directly proportional to the mass of a viable myocardium in the subject's heart. The cardiac event that may be detected may be degenerative cardiomyopathy, acute myocardial infarction, arrhythmia, myocardial ischaemia, or compromised ventricular function. | 1. A system for detecting a cardiac event in a subject, comprising: a first electrode configured to be attached to a subject at a predetermined location at a first time to obtain a first electrocardiogram of a subject's heart;a second electrode, identical to the first electrode, configured to be attached to the subject at the predetermined location on the subject to obtain a second electrocardiogram at a second time weeks, months or years after the first time;memory for storing digital representations of the first and second electrocardiograms;a processor programmed to retrieve the first and second electrocardiograms from the memory and to compute a time-wise integral of a QRS complex of the first electrocardiogram, to compute a time-wise integral of a QRS complex of the second electrocardiogram, and to compute a difference in the time-wise integrals of the first and second electrocardiograms, wherein the difference is directly proportional to a mass of viable myocardium in the subject's heart; andan output device for presenting the difference to a clinician for evaluation of a change in a mass of viable myocardium of the subject's heart. 2. The system of claim 1, wherein the first and second electrodes are configured to be attached to the subject's skin. 3. The system of claim 1, wherein the first and second electrodes are configured to be attached to the subject's heart. 4. The system of claim 1, wherein the difference presented by the output device may be used by the clinician to determine the occurrence of a cardiac event selected from the group consisting of: degenerative cardiomyopathy, acute myocardial infarction, acute coronary syndrome, arrhythmia, myocardial ischemia, and compromised ventricular function. 5. The system of claim 1, wherein the difference presented by the output device is a positive value, corresponding to a gain in the mass of viable myocardium in the subject's heart. 6. The system of claim 1, wherein the difference presented by the output device is a negative value, corresponding to a loss in the mass of viable myocardium in the subject's heart. 7. The system of claim 1, wherein the output device presents the difference in a: visual or quantitative manner. 8. The system of claim 1, wherein the subject is selected from a group consisting of: human being and animal. 9. A method for detecting a cardiac event in a subject, comprising the steps of: at a first time, attaching a first electrode to a subject at a predetermined location to obtain a first electrocardiogram from the subject's heart;at a second time weeks, months or years after the first time, attaching a second electrode, identical to the first electrode, to the subject at the predetermined location to obtain a second electrocardiogram from the subject's heart;computing a time-wise integral of a QRS complex of the first electrocardiogram;computing a time-wise integral of a QRS complex of the second electrocardiogram;computing a difference in the time-wise ... | - | A61B005/0452
US08064975 | B2 | 2011-11-22 | System and method for probability based determination of estimated oxygen saturation | 2006-09-20 | Embodiments of the present invention relate to a method of estimating a blood flow characteristic in a patient. Present embodiments include providing a first probability distribution for an actual value of a function of the blood flow characteristic based on a previous value of the function, providing a second probability distribution describing a probability that observations of the blood flow characteristic were made given that the blood flow characteristic took a certain value, and combining the first and second probability distributions to facilitate selection of a most likely value of the function for posting as the value of the estimated blood flow characteristic. | 1. A method of estimating a blood flow characteristic in a patient, comprising: providing a first probability distribution for an actual value of a function of the blood flow characteristic based on a previous value of the function;providing a second probability distribution describing a probability that observations of the blood flow characteristic were made given that the blood flow characteristic took a certain value; andcombining the first and second probability distributions to facilitate selection of a most likely value of the function for posting as the value of the estimated blood flow characteristic. 2. The method of claim 1, wherein the blood flow characteristic comprises blood oxygen saturation. 3. The method of claim 1, comprising emitting and detecting first and second wavelengths of light with a sensor, wherein the function is a ratio of ratios based on optical observations of the first and second wavelengths of light. 4. The method of claim 1, comprising maximizing a given equation to facilitate selection of the most likely value of the function. 5. The method of claim 1, comprising determining a noise estimate based on an assumption of normal noise. 6. The method of claim 1, comprising linearly regressing a plurality of optical observations used to determine the previous value and performing a sample standard deviation of residuals to facilitate provision of a noise estimate. 7. The method of claim 1, wherein the previous value is a single blood oxygen saturation estimate. 8. The method of claim 1, comprising providing probabilities for a plurality of potential actual values based on a measured value of the blood flow characteristic and a noise estimate. 9. The method of claim 1, comprising providing probabilities for a plurality of potential actual values based on the previous value of the function. 10. The method of claim 1, comprising: emitting light at first and second wavelengths; anddetecting the light. 11. The method of claim 10, comprising emitting the light at a third wavelength. 12. The method of claim 10, comprising determining an initial value for the function of the blood flow characteristic based solely on the detected light. 13. A method of estimating a blood flow characteristic in a patient, comprising: determining a probability distribution of transition for the blood flow characteristic based on a single previous value of the blood flow characteristic;calculating a new value for the blood flow characteristic;determining a probability distribution of observation describing a probability that observations of the blood flow characteristic were made given that the blood flow characteristic took a certain value; andcombining the probability distribution of transition and the probability distribution of observation to facilitate selection of a probable value of the blood flow characteristic. 14. The method of claim 13, comprising selecting and posting the probable value as the estimated blood flow characte... | Nellcor Puritan Bennett LLC | A61B005/1455
US08082020 | B2 | 2011-12-20 | Distortion-immune position tracking using redundant magnetic field measurements | 2006-08-07 | A method for tracking a position of an object includes using a field sensor associated with the object to measure field strengths of magnetic fields generated by two or more field generators, wherein a measurement of at least one of the field strengths is subject to a distortion. Rotation-invariant location coordinates of the object are calculated responsively to the measured field strengths. Corrected location coordinates of the object are determined by applying to the rotation-invariant location coordinates a coordinate correcting function so as to adjust a relative contribution of each of the measured field strengths to the corrected location coordinates responsively to the distortion in the measured field strengths. | 1. A method for tracking a position of an object in a working volume, comprising: using a field sensor associated with the object to perform redundant field measurements of field strengths of magnetic fields generated by two or more field generators so as to provide redundant location information, wherein at least some of the field strength measurements are subject to a distortion; anddetermining location coordinates of the object relative to the two or more field generators by applying to the redundant field measurements a coordinate correcting function according to a plurality of sub-volumes of the working volume that exploits the redundant location information so as to reduce an impact of the distortion on the location coordinates. 2. A system for tracking a position of an object in a working volume, comprising: two or more field generators, which are arranged to generate respective magnetic fields in a vicinity of the object, the respective magnetic fields generated by two or more field generators defining a working volume;a field sensor associated with the object, which is arranged to perform redundant field measurements of field strengths of the magnetic fields so as to provide redundant location information, wherein at least some of the field strength measurements are subject to a distortion; anda processor, which is arranged to determine location coordinates of the object relative to the two or more field generators by applying to the redundant field measurements a coordinate correcting function according to a plurality of sub-volumes of the working volume that exploits the redundant location information so as to reduce an impact of the distortion on the location coordinates. 3. A computer software product used in a system for tracking a position of an object in a working volume, the product comprising a non-transitory computer-readable storage medium, in which program instructions are stored, which instructions, when read by the computer, cause the computer to control two or more field generators so as to generate magnetic fields in a vicinity of the object, the respective magnetic fields generated by two or more field generators defining a working volume, to accept redundant field measurements of field strengths of the magnetic fields performed by a field sensor associated with the object, the redundant field measurements comprising redundant location information, wherein at least some of the redundant field measurements are subject to a distortion, and to determine location coordinates of the object relative to the two or more field generators by applying to the redundant field measurements a coordinate correcting function according to a plurality of sub-volumes of the working volume that exploits the redundant location information so as to reduce an impact of the distortion on the location coordinates. | Biosense Webster, Inc. | A61B005/05
US08226570 | B2 | 2012-07-24 | Respiration monitoring for heart failure using implantable device | 2006-08-08 | An implantable respiration monitor can be used to detect disordered breathing or periodic breathing events that can be categorized, such as according to one or more of sleep, exercise, and resting awake states. The categorized frequency of such events can be compared to independently specifiable thresholds, such as to trigger an alert or responsive therapy, or to display one or more trends. The information can also be combined with detection of one or more other congestive heart failure (CHF) symptoms to generate a CHF status indicator or to trigger an alarm or responsive therapy or to display one or more trends. The alert can notify the patient or a caregiver, such as via remote monitoring. The sleep state information can be further categorized according to central sleep apnea (CSA) or obstructive sleep apnea (OSA) events. | 1. A system comprising: a sleep detector, adapted to detect a sleep indication in a subject, the sleep indication providing an indication or inference of whether the subject is asleep or awake;an exercise detector, adapted to detect an exercise indication in the subject, the exercise indication providing an indication or inference of whether the subject is active or at rest; andan implantable respiration monitor, operatively coupled to the sleep and exercise detectors, the respiration monitor adapted to detect disordered breathing in the subject, and to compute a sleep disordered breathing indication (DBsleep), an exercise disordered breathing indication (DBexercise), and a resting awake disordered breathing indication (DBrest), wherein the respiration monitor is configured to compute a combined disordered breathing metric, DBtotal, according to DBtotal=A·DBsleep+B·DBexercise+C·DBrest, wherein A, B, and C are independently specified scaling values. 2. The system of claim 1, comprising an alert module, operatively coupled to the respiration monitor, the alert module generating an alert in response to an abnormal value of at least one of: the sleep disordered breathing indication, the exercise disordered breathing indication, and the resting awake disordered breathing indication. 3. The system of claim 2, comprising an ambulatory therapy module, operatively coupled to the alert module, the ambulatory therapy module configured to automatically initiate or adjust therapy in response to the alert. 4. The system of claim 1, comprising an alert module, operatively coupled to the respiration monitor, the alert module generating an alert in response to at least a specified increase in at least one of the sleep disordered breathing indication, the exercise disordered breathing indication, and the resting awake disordered breathing indication. 5. The system of claim 4, comprising an ambulatory therapy module, operatively coupled to the alert module, the ambulatory therapy module configured to automatically initiate or adjust therapy in response to the alert. 6. The system of claim 1, comprising an alert module, operatively coupled to the respiration monitor, the alert module generating an alert in response to at least an abnormal value or a specified increase in at least two of: the sleep disordered breathing indication, the exercise disordered breathing indication, and the resting awake disordered breathing indication. 7. The system of claim 6, comprising an ambulatory therapy module, operatively coupled to the alert module, the ambulatory therapy module configured to automatically initiate or adjust therapy in response to the alert. 8. The system of claim 1, comprising: an auxiliary congestive heart failure (CHF) indication detector; andan alert module, operatively coupled to the respiration monitor and the auxiliary CHF indication detector, the alert module generating an alert in response to an indication of CHF received from the CHF indication de... | Cardiac Pacemakers, Inc. | A61B005/08
US08888697 | B2 | 2014-11-18 | Method and system for enabling lay users to obtain relevant, personalized health related information | 2006-07-24 | The invention features methods, systems, and computer programs for generating a customized set of possible medical conditions, thereby providing access to medical information relevant to the user's state of health. The methods and systems involve at least some of the following steps: receiving a list of symptoms specified in terms selected from a first language set; translating the list of symptoms into a translated list of symptoms specified in terms selected from a second language set; using the translated list of symptoms to generate possible medical conditions, the possible medical conditions described in terms of the second language set; and translating the possible medical conditions into descriptions that are specified in terms selected from the first language set. | 1. A computer-implemented method for generating a diagnosis based on identified symptoms associated with a patient, said method comprising: in a computer system, receiving a list of symptoms associated with the patient specified in terms selected from a first language set;in the computer system, translating the list of symptoms that are specified in terms selected from the first language set into a translated list of symptoms specified in terms selected from a second language set;based on the translated list of symptoms, in the computer system, generating possible medical conditions, said possible medical conditions described in terms of the second language set;in the computer system, translating the possible medical conditions into descriptions that are specified in terms selected from the first language set, wherein the first and second language sets are both natural language sets, and wherein natural language sets are sets of words used for human communication;assigning a probability weight coefficient to each of the possible medical conditions based on a presence of one or more symptoms that exclude a possible condition and at least one of (i) clustering or pattern recognition of symptoms to possible conditions, and (ii) whether the patient is associated with a geographical location that is also associated with at least one of the possible medical conditions; andgenerating an ordered list of possible medical conditions associated with the patient based on the assigned weight coefficients. 2. The method of claim 1, wherein the first language set is non-professional medical language. 3. The method of claim 1, wherein the second language set is professional medical language. 4. The method of claim 1, further comprising receiving additional personal health information and wherein generating the possible medical conditions is also based on the personal health information. 5. The method of claim 4, wherein the additional personal health information is at least one of age, gender, or medication information. 6. The method of claim 1, wherein the received list of symptoms is received from one or more of user input or an external data source. 7. The method of claim 6, wherein the external data source is at least one of a health profile associated with the patient, public health information, or a health tracking system. 8. The method of claim 1, wherein the translating the list of symptoms comprises correlating concept-specific identifiers associated with the symptoms specified in terms selected from the first language set with concept-specific identifiers associated with the symptoms specified in terms selected from the second language set. 9. The method of claim 1, further comprising exporting the translated list of symptoms to an external system. 10. The method of claim 1, further comprising: via the computer system, querying for additional symptom information based on one or more of the following: one or more symptoms and one or more possib... | WebMD, LLC | A61B005/00 G06Q010/00 G06Q050/00 G06F019/00
US09773060 | B2 | 2017-09-26 | System and method for providing automatic setup of a remote patient care environment | 2006-09-05 | A system and method for providing automatic setup of a remote patient care environment. Connectivity to a centralized server over a network connection is confirmed. Data reporting for a patient by one or more monitoring devices that are wirelessly connectable is induced through control provided through a user interface. Each of the devices is registered as the device attempts to establish a wireless connection and report the data conditioned on permission for access. Upon granting of the permission for access, the device is wirelessly connected and the data is subsequently received over the wireless connection. | 1. A system for providing automatic setup of a remote patient care environment, comprising: a first remote interface to confirm connectivity over a network connection to a centralized server; a configuration module on a patient management device to induce data reporting to the patient management device for a patient by wirelessly connectable monitoring devices through control provided through a user interface, wherein the induced data reporting establishes an initial connection between each of the monitoring devices and the patient management device,wherein the induced data reporting causes the configuration module to execute an automated setup procedure enabling the initial connection and subsequent connections between each of the monitoring devices and the patient management device;a lookup module configured to: register each of the monitoring devices on a list of devices having permission for access as each monitoring device attempts to establish the initial wireless connection and report the data conditioned on permission for access; andlook up each of the monitoring devices on the list of devices having permission for access as each monitoring device attempts to establish subsequent wireless connections and report the data conditioned on permission for access; anda second remote interface to wirelessly connect with each of the monitoring devices upon granting of the permission for access and to subsequently receive the data over the initial wireless connection; andwherein one or more of the monitoring devices are reconfigured by specifying operational parameters to the device. 2. A system according to claim 1, wherein the operational parameters are selected from the group comprising personal identification number, service name, and time clock. 3. A system according to claim 1, wherein the operational parameters are specified through at least one of the user interface and the centralized server. 4. A system according to claim 1, wherein the registration of each monitoring device is restricted by class. 5. A system according to claim 1, further comprising: a reporting module to generate an alert when the connectivity to the centralized server cannot be confirmed. 6. A system according to claim 1, wherein the remote interface confirms connectivity to the centralized server through access validation, wherein access validation is selected from the group comprising personal identification number, service name, model number, serial number, and device type. 7. A system according to claim 1, wherein at least one of patient profiles and monitoring device configurations are retrieved from the centralized server over the network connection. 8. A system according to claim 1, further comprising: a reporting module to provide a status to the centralized server of each monitoring device that has been granted the permission for access. 9. A system according to claim 1, further comprising: a security module to protect the data received over the wirele... | Cardiac Pacemaker, Inc. | G06F019/10 G06F017/30 A61B005/00 G06F019/00 G06Q050/24 H04W012/06 H04L029/08 H04L029/14 H04W084/18
US09451928 | B2 | 2016-09-27 | Incorporating internal anatomy in clinical radiotherapy setups | 2007-09-10 | A diagnostic image of internal anatomical features of a patient is annotated with representations of external features, such that both can be viewed together on a visual display. Adjustments to various treatment parameters relating to the administration of radiation therapy are provided, and the displayed image is automatically updated based on the adjustments. | 1. A method for positioning a patient prior to administration of an electron treatment using a linear accelerator, the method comprising: obtaining a three-dimensional (3D) diagnostic image of a patient situated on a patient support device prior to the electron treatment;segmenting the 3D diagnostic image to define an internal anatomical feature within a patient's breast;annotating the segmented image to identify an external feature on a surface of the patient's skin;displaying the annotated image from a beam's-eye vie of the linear accelerator;iteratively modifying the physical setup of the patient by at least one of rotating a gantry of the linear accelerator and adjusting the patient support device until the internal and external features are aligned;updating the display to show a perspective of the beam's-eye view in response to the modification of the treatment parameter until a direction of an electron beam of the linear accelerator is aligned along the beam's-eye view to the internal feature; anddirecting a single electron beam of the linear accelerator along the beam's-eye view toward the internal feature. 2. The method of claim 1, wherein the internal anatomical feature comprises at least one of a lesion, a seroma, a tumor, a fibrosis, and a tumor bed. 3. The method of claim 1, wherein the external anatomical feature comprises at least one of a surface landmark, an areola, a lumpectomy location, a surgical scar, a fiducial marking, and a skin marking. 4. The method of claim 1, wherein the physical setup of the patient comprises at least one of a position of the patient on the patient support device, a placement of the patient support device, a beam angle, a beam shape, a shift in the patient support device, a rotation of the patient support device, a gantry rotation, a collimator rotation, a change in a collimator angle, a change in a treatment angle, a change in the beam's-eye view, and a placement of a radiation source relative to the patient. 5. The method of claim 1, further comprising modifying the physical setup of the patient to align the internal feature with the beam's-eye view while determining when a predetermined percentage coverage of a lesion is achieved as shown in the display. 6. The method of claim 1, wherein obtaining further comprises obtaining a two-dimensional (2D) image, wherein the 2D image comprises a 2D rotational slice about an axis of rotation. 7. The method of claim 1, wherein the radiation treatment comprises an electron boost treatment for the breast of the patient. 8. The method of claim 1, wherein a treatment beam is approximately perpendicular to the patient's skin. 9. The method of claim 1, further comprising fabricating a treatment aperture based on the internal and external features, wherein the treatment aperture has a customized shape. 10. The method of claim 1, wherein the diagnostic image comprises at least one of an ultrasound image, a computed tomography image, and a magnetic resonance i... | Elekta LTD. | G01N023/04 A61B008/08 A61N005/10 A61B005/055 A61B006/03
US10405873 | B2 | 2019-09-10 | Computer-assisted surgery tools and system | 2007-08-03 | A surface digitizing tool has a film of micro-sensor elements, with each micro-sensor element related in a network affected by a shape of the film. The film is flexible to conform to a shape of a selected surface of an object. A processing unit receives signals from the micro-sensor elements of the network. The processing unit has a model generator producing a model of the selected surface of the object from the signals of the network of resistive elements. A positioning frame aligns a position and orientation of a drilling tool with respect to a bone element. | 1. A system comprising a drilling tool;a positioning frame for aligning a position and orientation of the drilling tool with respect to a bone element, the positioning frame includinga connector portion comprising legs displaceable relative to one another so as to be configured to releasably grasp the bone element between free ends of the legs;a support portion operatively connected to the connector portion and positionable with respect to a portion of the bone element to be drilled,an alignment tube operatively connected to the support portion, the alignment tube being adapted to receive an end of the drilling tool to align the drilling tool with the bone element; andmotorized joints between the alignment tube and the support portion to adjust an orientation of the alignment tube with respect to the bone element, as a function of a grasping of the bone element by the free ends of the legs, and between the legs and the support portion, whereby the motorized joints cooperatively allow movement of the alignment tube relative to the connector portion for the drilling tool to be displaceable with respect to the bone element to be drilled, the motorized joints between the alignment tube and the support portion providing at least two rotational degrees of freedom of orientation adjustment to the alignment tube relative to the bone element. 2. The system according to claim 1, wherein the motorized joints between the connector portion and the support portion to adjust a position and orientation of the alignment tube are lockable. 3. The system according to claim 1, wherein the motorized joints between the support portion and the alignment tube are lockable. 4. The system according to claim 1, wherein the free ends of the connector portion grasping the bone element each have a film of micro-sensor elements, with each micro-sensor element related in a network affected by a shape of the film, the film being flexible to conform to a shape of the bone element so as to provide data pertaining to a geometry of the bone element. 5. The system according to claim 1, wherein the bone element is a femur, and the connector portion is configured to releasably grasp a femoral neck of the femur, and the alignment tube is aligned with a femoral head of the femur. 6. The system according to claim 1, wherein the support portion has an annular body, with the alignment tube being held generally in a center of the annular body, and wherein the connector portion has three of said legs projecting from the annular body. | ORTHOSOFT ULC | A61B017/17 A61B005/107 A61B005/00 A61B034/20 A61B034/10 A61B090/11
US20080071184 | A1 | 2008-03-20 | MEDICAL EXAMINATION APPARATUS | 2007-11-26 | An apparatus to enable health care providers to perform a number of diagnostic procedures, including listening to the heart, obtaining electrocardiograms and sonograms. A pocket size instrument displays an EKG tracing on its screen simultaneously upon auscultation of the heart. The abdomen may also be investigated by displaying a sonogram. Wireless broadband technology may provide a closed circuit interface for real-time wireless transmission of acquired data. Examination requires none of a multiplicity of wires to untangle, bulky machines or a technician to be summoned. Regurgitation, heart size, ischemia and heart murmurs can all be evaluated by a visual and auditory methods. | 1. An arrangement for placing electrodes on a living body for receiving electrical signals from the body, said arrangement comprising a plurality of cords, said cords each having a bundle of wires, each wire being configured at its end for an electrode for acquiring an electrical signal from said body, a first of said cords being configured so that respective electrodes associated with said first cord receive signal from a first side of the body, and a second of said cords being configured so that respective electrodes associated with said second cord receive signal from a second side of the body. 2. An arrangement for placing electrodes on a living body for receiving electrical signals from the body, said arrangement comprising a plurality of cords, said cords each having a bundle of wires, each wire being configured at its end for an electrode for acquiring an electrical signal from said body, wherein said plurality comprises three cords, a first of said cords having associated electrodes for receiving signal from both arms, a second of said cords having associated electrodes for receiving precordial electrodes, and a third one of said cords having associated electrodes for receiving signals from the both legs. | - | A61B007/04 A61B005/0205
US20080015457 | A1 | 2008-01-17 | Device for Monitoring Respiratory Movements | 2007-08-06 | The present invention relates to a monitor respiration movements device to be used on humans and also on animals for controlling the respiration movements and to control the apnea periods on infants, wherein the device reduces the mortality rate caused by the sudden instant death syndrome (SIDS), wherein the device comprises an accelerometer and a micro controller, with the accelerometer including a motion detector and a plurality of output plugs, the micro controller includes a plurality of input sockets, and wherein the plurality of output plugs are connected to the plurality of input sockets and the micro controller includes signal outputs which are connected to an alarm. | 1. A device for monitoring breathing of a wearer, the device comprising: a box for wearing in the wearer's garment, the box being free of any means for retaining the box against the wearer's body; an electronic circuit located into said box, wherein the circuit comprises: at least one accelerometer arranged into said box in a manner to sense a component, or variation of the component, of a gravity acceleration vector due to angular movements of the box, a micro controller for detecting said component, or variation, sensed by the accelerometer, and alarm means connected to the microcontroller in a manner that the alarm means activates at least when the micro controller does not detect any component or variation in the component, of the gravity vector sensed by the accelerometer during a predetermined period of time. 2. The device of claim 1, wherein the alarm means is connected to the micro controller and to a battery in a manner that if said component or any variation thereof is detected by the micro controller, the micro controller inhibit the activation of the alarm and if there is any failure in the overall device the alarm is activated directly by the battery. 3. The device of claim 1, wherein the box includes a main surface to be attached to the body of the wearer and the at least one accelerometer defines a main sensing direction for sensing an acceleration vector acting in said main sensing direction and wherein the accelerometer is arranged in the box in a manner that the main sensing direction of the accelerometer extends in any position transverse to a plane that is perpendicular to the main surface of the box. 4. The device of claim 3, wherein the at least one accelerometer comprises two accelerometers and the main sensing direction of one accelerometer extends transversely to the main sensing direction of the other acelerometer. 5. The device of claim 1, wherein said at least one accelerometer includes a motion detector and a plurality of output plugs and said micro controller includes a plurality of input sockets, wherein said plurality of output plugs are connected so said plurality of input sockets and the micro controller includes signal outputs which are connected to the alarm means. 6. The device of claim 5, wherein said micro controller comprises outputs connected to transmission means for transmitting the signals sent by the at least one accelerometer towards external processing devices for processing said signals. 7. The device of claim 6, wherein said external processing devices are computer means. 8. The device of claim 6, wherein said transmission means are instant acceleration transmission modules. 9. The device of claim 8, wherein said instant acceleration transmission modules comprise: a) a series/parallel signal converter module; b) a transmission module; wherein said series/parallel signal converter module is an integral part of the micro controller and the output sockets of the same are connected to ... | - | A61B005/08
US20080027300 | A1 | 2008-01-31 | OXIMETRY PROBE ASSEMBLY HAVING A FLUID SEAL | 2007-07-31 | An oximetry probe assembly includes fluid seal assembly taking the form of a manually actuated plunger which moves relative to a barrel having a seal placed therein. Depression of the plunger causes the seal to be deformed so as to permit insertion of an oximetry probe through the seal and advancement towards a central venous catheter. When the plunger is released, the seal is compressed against the barrel and the sheath of the oximetry probe to thereby form a fluid-tight seal. The plunger and barrel are preferably configured as a one-handed grasping assembly whereby the user may hold the plunger and barrel with one hand, press the plunger with the thumb, and advance the oximetry probe through the fluid seal assembly with the other hand. | 1. An oximetry probe assembly, comprising: an oximetry probe comprising a elongate tubular member; a fluid seal assembly having an inlet port for receiving said oximetry probe, a channel and an outlet port, said fluid seal assembly adapted for insertion of said oximetry probe through said fluid seal assembly from said inlet port through said channel to said outlet port, said fluid seal assembly further comprising a resilient, deformable seal for forming a fluid seal about said oximetry probe when said oximetry probe is inserted through said fluid seal assembly; a tubular stop member for receiving the probe; and a tube having a first end connected to said outlet port of said fluid seal assembly and a second end connected to said stop member, said stop member adapted to limit the insertion distance of said oximetry probe into said tube; wherein said fluid seal assembly further comprises a manually-moveable plunger acting on said seal to deform said seal so as to permit manual insertion of said oximetry probe through said fluid seal assembly and advancement of said oximetry probe through said tube towards said stop member. 2. The assembly of claim 1, wherein said oximetry probe further comprises optical fibers and has a first end connected to an optical connector body and a second end, and a sheath enclosing said optical fibers and having a distal end, wherein said second end of said oximetry probe comprises a length of optical fibers extending beyond said distal end of said sheath, said distal end of said sheath engaging said stop member to thereby limit the insertion distance of said oximetry probe into said tube. 3. The assembly of claim 2, wherein said stop member comprises a tubular body having a central channel for receiving said distal end of said sheath, said tubular body having a first portion having an inside diameter greater than the diameter of said sheath and a stop so as to prevent insertion of said sheath past said stop, said tubular body further having at least one channel feature whereby fluids may flow around said sheath when said sheath is inserted such that said distal end of said sheath is inserted up to said stop. 4. The assembly of claim 1, wherein said plunger further comprises a body having a handle portion, said inlet port of said fluid seal assembly formed in said body, and wherein said fluid seal assembly further comprises a barrel coupled to said plunger and having said seal placed therein; said plunger moveable relative to said barrel wherein manual actuation of said plunger causes said plunger to move relative to said barrel to thereby deform said seal. 5. The assembly of claim 4, wherein said seal comprises an elongate cylindrical portion having a longitudinal axis and a body portion integral with said elongate cylindrical portion, and wherein an opening feature is formed in said body portion in substantial alignment with said longitudinal axis for permitting said oximetry probe to be inserted therethrough. ... | HOSPIRA, INC. | A61B005/1459
US20080058616 | A1 | 2008-03-06 | Vital information measuring device, electric power consumption control method, vital information measuring program, and computer-readable storage medium | 2007-08-30 | A vital information measuring device according to the present invention includes: communication means for communicating with an external device; a vital information measuring section for measuring vital information of a living organism; vital condition judging section for judging a condition of the living organism by comparing (i) the vital information measured by the vital information measuring section with (ii) vital evaluation information for evaluating the vital information; an electric power consumption control section for controlling electric power consumption of the vital information measuring device in accordance with a result of the judgment carried out by the vital condition judging means. This makes it possible to control the electric power consumption of the device in accordance with the result of judging the condition of the living organism. | 1. A vital information measuring device, comprising: communication means for communicating with an external device;measuring means for measuring vital information of a living organism;vital condition judging means for judging a condition of the living organism by comparing (i) the vital information measured by the measuring means with (ii) vital evaluation information for evaluating the vital information; andelectric power consumption control means for controlling electric power consumption of the vital information measuring device in accordance with a result of the judgment carried out by the vital condition judging means. 2. The vital information measuring device as set forth in claim 1, wherein: the electric power consumption control means includes communication condition adjusting means for adjusting a communication condition of the communication means, andthe electric power consumption control means controls the electric power consumption of the vital information measuring device by causing the communication condition adjusting means to adjust the communication condition of the communication means in accordance with the result of the judgment carried out by the vital condition judging means. 3. The vital information measuring device as set forth in claim 1, wherein: the electric power consumption control means includes measurement frequency adjusting means for adjusting how frequent the measuring means carries out the measurement, andthe electric power consumption control means controls the electric power consumption of the vital information measuring device by causing the measurement frequency adjusting means to adjust, in accordance with the result of the judgment carried out by the vital condition judging means, how frequent the measuring means carries out the measurement. 4. The vital information measuring device as set forth in claim 1, further comprising: device condition judging means for judging a condition of the vital information measuring device,wherein:the electric power consumption control means controls the electric power consumption of the vital information measuring device in accordance with a result of the judgment carried out by the device condition judging means. 5. The vital information measuring device as set forth in claim 2, wherein: the communication condition adjusting means includes transmission timing adjusting means for adjusting a timing at which the communication means transmits, to the external device, the vital information measured by the measuring means, so as to adjust the communication condition of the communication means. 6. The vital information measuring device as set forth in claim 2, wherein: the communication condition adjusting means includes transmission electric power adjusting means for adjusting transmission electric power with which the communication means transmits, to the external device, the vital information measured by the measuring means, so as to adjust the communication condition of... | SHARP KABUSHIKI KAISHA | A61B005/00
US20080053253 | A1 | 2008-03-06 | Fully ambulatory, self-contained gait monitor | 2007-08-31 | A gait monitoring device for recording and assessing, with the use of a personal computer, the gait characteristics of one wearing the device, includes: (a) a transducer array for sensing the temporal variation in the vertical acceleration and angular velocity of the motion of the shank of a wearer, (b) an analog to digital converter for sampling the data sensed by the transducer array, (c) a microprocessor having embedded programmable memory, (d) a sampled data storage means, (e) firmware for controlling the operation of the microprocessor to sample the output of the transducer array at a prescribed time interval and to temporarily store the sampled data, (f) a USB interface that allows for the downloading of the stored data to the personal computer, and (g) software for controlling a personal computer in the analysis of the collected data. | 1. A gait monitoring device for recording and assessing, with the use of a personal computer, the gait characteristics of one wearing said device, said device comprising: a means for sensing the temporal variation in the vertical acceleration and angular velocity of the motion of said wearer at the location where said device is being worn,an analog to digital converter connected to said sensing means for sampling the data sensed by said motion sensing means,a microprocessor connected to said converter, said microprocessor having embedded programmable memory,a means for storing said sampled data,a firmware means for controlling the operation of said microprocessor to 1 s sample the output of said sensing means at a prescribed time interval and to temporarily store said sampled data in said data storage means, anda means for transferring said stored data to said personal computer. 2. The gait monitoring device as recited in claim 1, wherein said device configured so as to be worn on the shank of said wearer. 3. The gait monitoring device as recited in claim 1, further comprising a software means for controlling the operation of said personal computer to analyze said sampled data to determine said gait characteristics of said wearer. 4. The gait monitoring device as recited in claim 2, further comprising a software means for controlling the operation of said personal computer to analyze said sampled data to determine said gait characteristics of said wearer. 5. The gait monitoring device as recited in claim 3, wherein said software means is configured so as to analyze gait characteristics chosen from the group consisting of: a) the length of every stride taken by a wearer over an extended period of time, b) the variability in said stride lengths over said period of time, c) the times during said period when the length of said strides are less than a defined percentage of what can be computed to be the baseline value of said stride lengths, d) the impact on said stride lengths by the consumption of a dose of medication by said wearer, or e) the frequency spectra of said vertical accelerations and the identification of episodes of “freezing gait” in said wearer's movements. 6. The gait monitoring device as recited in claim 4, wherein said software means is configured so as to analyze gait characteristics chosen from the group consisting of: a) the length of every stride taken by a wearer over an extended period of time, b) the variability in said stride lengths over said period of time, c) the times during said period when the length of said strides are less than a defined percentage of what can be computed to be the baseline value of said stride lengths, d) the impact on said stride lengths by the consumption of a dose of medication by said wearer, or e) the frequency spectra of said vertical accelerations and the identification of episodes of “freezing gait” in said wearer's movements. 7. The gait monitoring device as recited in claim 5, where... | INDIVIDUAL MONITORING SYSTEMS, INC | A61B005/00
US20080015455 | A1 | 2008-01-17 | Split-Night Sleep Diagnostic System | 2007-07-16 | A split-night sleep diagnostic system is provided for diagnosing and treating sleep apnea in a single night. The diagnostic system includes a blower, a respiratory interface and a conduit connected between the blower and the respiratory interface. Also included is a valve disposed along the conduit. The valve includes an aperture formed in the conduit between the blower and the respiratory interface, and a valve member movable between a first position partially occluding the conduit so that air flows through the aperture and a second position blocking the aperture so that continuous positive airway pressure is provided to a patient. Both diagnosis and titration can be performed using a single system at a single location over the course of a single night. | 1-37. (canceled) 38. A method for managing breathing assistance to a patient during a sleep session, comprising: monitoring a patient's breathing at least once during a first portion of a sleep session, the first portion of the sleep session having a predetermined duration; at the end of the predetermined duration of the first portion of the sleep session, automatically beginning to provide continuous positive airway pressure to the patient; and continuing to provide continuous positive airway pressure to the patient during a second portion of the sleep session. 39. A method according to claim 38, wherein a blower providing air flow to the patient is set to a minimum pressure during the predetermined duration of the first portion of the sleep session. 40. A method according to claim 38, wherein the second portion of the sleep session comprises the remainder of the sleep session after the first portion of the sleep session. 41. A method according to claim 38, further comprising automatically increasing the continuous positive airway pressure during the second portion of the sleep session. 42. A method according to claim 38, wherein automatically beginning to provide continuous positive airway pressure to the patient includes controlling a valve. 43. A method according to claim 38, further comprising analyzing the patient's breathing at least once during the second portion of the sleep session. 44. A method according to claim 38, further comprising: determining that the patient is experiencing apnea during the second portion of the sleep session; in response to the apnea determination, increasing the continuous positive airway pressure until the apnea ceases; and recording the level of continuous positive airway pressure being provided to the patient when the apnea ceases. 45. A method according to claim 38, further comprising: determining that the patient stops experiencing apnea during the second portion of the sleep session; and monitoring the patient's breathing at least once after the patient stops experiencing apnea and before discontinuing providing continuous positive airway pressure to the patient. 46. A method according to claim 38, wherein providing continuous positive airway pressure begins automatically at the end of the first portion of the sleep session, and not as a result of the monitoring of the patient's breathing. 47. A method according to claim 38, further comprising recording breathing patterns of the patient during the first portion of the sleep session. 48. A method for managing breathing assistance to a patient, comprising: during a first time period, providing continuous positive airway pressure to a patient experiencing apnea; automatically increasing the level of the continuous positive airway pressure until the apnea ceases; automatically discontinuing providing continuous positive airway pressure to the patient at some point after the apnea ceases; and automatically monitoring the patient's br... | - | A61B005/08 A61M016/00
US20080027330 | A1 | 2008-01-31 | RISK ASSESSMENT METHOD FOR ACUTE CARDIOVASCULAR EVENTS | 2007-05-15 | Methods and apparatus are provided for assessing the risk of an acute cardiovascular event that includes providing an endothelial or vascular function test to identify higher risk from lower risk individuals in a population of symptomatic individuals presenting with chest pain that have inconclusive results in ECG and cardiovascular marker tests, such as a tropinin test, and are administered for triage in hospital and additional tests such as ECG exercise and nuclear stress tests. The invention further provides methods and apparatus for assessing the vascular status and response of patients in clinical trials for cardiovascular therapies. | 1. A method to improve risk assessment for an acute cardiovascular event in a patient presenting with chest pain comprising performing one or more vascular structural or functional tests on the patient. 2. The method of claim 1 wherein at least one vascular functional test is a non-invasive non-imaging vascular test that measures vascular response to reactive hyperemia induced by vascular occlusive challenge. 3. The method of claim 1 wherein at least one vascular functional test is selected from the group consisting of: DTM, BP, PWV, PWF, DFV, CLVR, ABI and combinations thereof. 4. The method of claim 1 wherein the vascular functional test is implemented using a modular functional vascular status assessment apparatus that comprises: a CPU in electrical communication with and controlling a vascular function testing module including a digital thermal monitoring (DTM) module, a cuff management module, and a display or recorder. 5. The method of claim 4 wherein the modular functional vascular status assessment apparatus further comprises a Doppler module comprising at least one Doppler sensor. 6. The method of claim 4, wherein the DTM module comprises a plurality of temperature sensors. 7. The method of claim 4, wherein the cuff management module comprises a plurality of blood pressure cuffs and blood pressure detectors. 8. The method of claim 5, wherein the Doppler module controls a plurality of Doppler sensors. 9. The method of claim 5, wherein at least one Doppler sensor is adapted for measurement of Doppler flow velocity. 10. The method of claim 1, wherein the vascular functional test is a non-invasive coronary vasoreactivity imaging test that measures change in coronary flow and/or diameter with provocation. 11. The method of claim 10 wherein the provocation is a cold-pressor test. 12. The method of claim 1, further comprising determining a level of a marker of cardiovascular injury and/or a marker of atherosclerosis. 13. The method of claim 12, wherein the marker of cardiovascular injury comprises at least one marker selected from the group consisting of cardiac tropinins, CK-MB and CKMB isoforms, myoglobin, and the marker of cardiovascular risk comprises at least one marker selected from the group consisting of CRP (C reactive protein), I-CAM (intercellular adhesion molecule), SAP (serum amyloid P), MPO (myeloperoxidase), ADMA (asymmetric dimethylarginine), NO (nitric oxide), NO compounds/metabolites, and skin sterol. 14. The method of claim 1, wherein the vascular structural test provides a coronary calcium score. 15. The method of claim 11, wherein the vascular structural test measures a carotid artery intima-media thickness (IMT). 16. A method for identifying a high risk of an acute cardiovascular event in a patient presenting with chest pain comprising performing the following steps: performing an EKG on the patient to determine an ST elevation; if the ST is not elevated, performing a structural or functiona... | ENDOTHELIX, INC. | A61B005/02
US20080064970 | A1 | 2008-03-13 | 12 Lead Ecg Fabric Electrode Belt System | 2005-10-07 | There is described a wearable 12-lead ECG fabric electrode belt system having the standard 10 electrodes permitting the capture of a 12-lead ECG by using predetermined electrical vectors passing through the heart. This system is devoid of the electrodes normally present at the feet or lower pelvis area of the patient. Non-adhesive electrodes are used, which is an advantage for the skin of the patient and allows the patient the possibility of removing and repositioning the belt system if need be. All of the electrodes on the chest area are provided in a single line and positioned just below the pectoral line. | 1. A belt system for collecting electrocardiogram signals, the system comprising: a chest strap having attachment means for strapping around a chest of a patient, and eight non-adhesive electrodes mounted thereon, aligned and spaced apart on said chest strap at pre-determined positions; a first arm strap having attachment means for strapping around a first arm or shoulder of said patient, and one non-adhesive electrode mounted thereon; and a second arm strap having attachment means for strapping around a second arm or shoulder of said patient, and one non-adhesive electrode mounted thereon. 2. A belt system as claimed in claim 1, wherein said eight non-adhesive electrodes are spaced half an inch apart. 3. A belt system as claimed in claim 1, wherein each of said electrodes comprise a foam square covered by a conductive textile and a wire soldered to said conductive textile. 4. A belt system as claimed in claim 1, wherein said chest strap comprises two 1½″×16″ straps and said eight electrodes are mounted in between said two 1½″×16″ straps. 5. A belt system as claimed in claim 4, wherein said first arm strap and said second arm strap each comprise two 1½″×2½″ straps. 6. A belt system as claimed in claim 5, wherein each strap is made of an elastic fabric. 7. A belt system as claimed in claim 1, wherein said attachment means are hook and loop fasteners. 8. A belt system as claimed in claim 1, wherein said electrodes are mounted on said straps by snap fasteners. 9. A belt system as claimed in claim 1, further comprising a ten pin connector connected to all of said electrodes and attached to said chest belt, said ten pin connector being connectable to a device used to analyse said signals. 10. A method for collecting electrocardiogram signals on a patient, the method comprising: aligning eight non-adhesive electrodes in a substantially straight line underneath a pectoral line of said patient, said eight non-adhesive electrodes being placed at pre-determined positions; positioning a single non-adhesive electrode on each arm or shoulder of said patient; and collecting bio-electrical signals from heart activity using said electrodes and sending them to a device for storage or analysis. 11. A method as claimed in claim 10, further comprising connecting all of said non-adhesive electrodes into a single ten-pin connector, and connecting said ten-pin connector to a standard electrocardiogram apparatus. 12. A method as claimed in claim 10, wherein said aligning comprises spacing each of said eight non-adhesive electrodes half an inch apart. 13. A method as claimed in claim 10, wherein said aligning comprises mounting said eight non-adhesive electrodes on an elastic fabric strap. 14. A method as claimed in claim 13, wherein said positioning a positioning comprises mounting each of said single non-adhesive electrode on an elastic fabric strap. 15. A method as claimed in claim 14, wherein each elastic fabric strap comprises a hook an... | - | A61B005/0402
US07341560 | B2 | 2008-03-11 | Apparatuses and methods for non-invasively monitoring blood parameters | 2004-10-05 | An apparatus for monitoring vital sign parameters in a biological entity is disclosed. In an embodiment, the apparatus includes at least one light source for transmitting light through the biological entity and at least one photodetector for receiving light transmitted through the biological entity. At least one light source and at least one photodetector are configured to be positioned proximate the biological entity in a manner that does not significantly impede blood flow through the biological entity. A signal is generated in response to the transmittance or reflectance of light through the biological entity. The signal corresponds to at least one characteristic of the generally unimpeded blood flow through the biological entity. The apparatus also includes a control system configured to analyze the signal to determine vital sign parameters in the biological entity. A method for monitoring vital sign parameters in a biological entity is also provided. | 1. A method for monitoring vital sign parameters in a biological entity comprising the steps of: adhering at least one sensor assembly proximate the biological entity in a manner that does not significantly impede blood flow through the biological entity;generating a signal by the sensor assembly corresponding to at least one characteristic of blood flow through the biological entity; andanalyzing the signal to determine vital sign parameters in the biological entity, wherein analyzing the signal includes calculating the upward slope of the generated signal to determine Myocardial Contractility. 2. The method according to claim 1, further comprising the step of sampling the generated signal at periodic times to develop a reference envelope having a lower limit band and an upper limit band. 3. The method according to claim 2, further comprising the step of setting the sampling period. 4. The method according to claim 3, wherein the sampling period is determined by an operator. 5. The method according to claim 3, wherein the sampling period is determined by the control system and is based on historical data. 6. The method according to claim 2, further comprising the steps of setting the lower band limit and the upper band limit. 7. The method according to claim 6, wherein the sampling period is determined by an operator. 8. The method according to claim 6, wherein the sampling period is determined by the control system and is based on historical data. 9. The method according to claim 2, further comprising the step of employing the reference envelope to monitor subsequent generated signals. 10. The method according to claim 9, further comprising the step of analyzing the generated signal to determine when the generated signal crosses the upper band limit. 11. The method according to claim 9, further comprising the step of analyzing the generated signal to determine when the generated signal crosses the lower band limit. 12. The method according to claim 2, further comprising the step of creating a number of databases containing envelopes that correspond to the vital sign parameters of one or more of the following of gender, age, height, weight, and race. 13. The method according to claim 12, further comprising the step of comparing the generated signal with the envelopes contained in the database. 14. The method of claim 2, further comprising the step of creating a database containing envelopes that correspond to the vital sign parameters of a single person. 15. The method of claim 14, further comprising the step of comparing the generated signal with the envelopes contained in the database. 16. The method according to claim 2, further comprising the step of comparing the generated signal with the envelopes to determine the performance of the cardiovascular and pulmonary systems in the biological entity. 17. The method according to claim 1, further comprising the step of generating a second signal from the sensor assembly correspondi... | Rader, Fishman & Grauer PLLC | A61B005/026 A61B005/021
US20080009393 | A1 | 2008-01-10 | Apparatus and method for physiological testing including cardiac stress test | 2006-07-07 | A physiological stress testing apparatus and method which provides customized exercise routines that challenge an individual to achieve the maximal desirable heart rates and exercise stress loads. The method and apparatus applies a gradually increasing workload for a patient on the exercise apparatus regardless of the speed or efficiency at which the patient operates the apparatus. An electromagnetic resistance unit is controlled by a programmable logic controller and a pulse width modulation controller to adjust the resistance applied by the apparatus in order to maximize the workload for the patient. When a patient reaches a maximal workload, this allows the apparatus to automatically calculate a VO2 maximum. | 1. An exercise apparatus to apply a predetermined workload to a user regardless of how fast the exercise apparatus is operated for use in a physiological stress test comprising: (a) a frame with seat, pedals, and moveable handles;(b) an adjustable back for said seat, said adjustable back to rotate from upright to horizontal;(c) a resistance apparatus that moves in response to said motion of said pedals and said handles;(d) means for applying a resistance to said resistance apparatus;(e) a programmable logic controller that controls said means for applying a resistance to said resistance apparatus;whereby a constant workload may be applied through said exercise equipment regardless of the speed at which a user moves said pedals or said handles. 2. An exercise apparatus to apply a predetermined workload to a user regardless of how fast the exercise apparatus is operated for use in a physiological stress test of claim 1 wherein said means for applying resistance to said resistance apparatus is an electromagnet and said resistance apparatus is constructed of a material responsive to magnetic force. 3. An exercise apparatus to apply a predetermined workload to a user regardless of how fast the exercise apparatus is operated for use in a physiological stress test of claim 2 wherein said electromagnet operates in response to controls from a pulse width modulation controller, said pulse width modulation controller controlled by said programmable logic controller. 4. An exercise apparatus to apply a predetermined workload to a user regardless of how fast the exercise apparatus is operated for use in a physiological stress test of claim 3 wherein said programmable logic controller is operated by a touch screen. 5. An exercise apparatus to apply a predetermined workload to a user regardless of how fast the exercise apparatus is operated for use in a physiological stress test of claim 4 wherein said programmable logic controller has means for connecting said programmable logic controller to a network including, but not limited to, an internet. 6. An exercise apparatus to apply a predetermined workload to a user regardless of how fast the exercise apparatus is operated for use in a physiological stress test of claim 5 wherein said programmable logic controller and said pulse width modulation controller are constructed as removably attachable modules wherein said programmable logic controller and said pulse width modulator may be upgraded or replaced by removing and replacing modules. 7. An exercise apparatus to apply a predetermined workload to a user regardless of how fast the exercise apparatus is operated for use in a physiological stress test of claim 6 wherein said touch screen uses graphical user interface for inputting. 8. A physiological stress testing method that calculates a VO2 maximum comprising: (a) calculating a metabolic equivalent for an individual;(b) from said calculated metabolic equivalent estimating a volume of oxygen value;(c) est... | - | A63B071/00 A61B005/02
US20080033311 | A1 | 2008-02-07 | System And Method For Relating An Individual's Heart Rate And Power Output During Exercise | 2006-08-07 | A system and method for relating heart rate and power output during exercise includes subjecting an individual to a physical activity that involves maintaining power output at a substantially constant level during a time period while monitoring heart rate. For an initial portion of the time period, there is a generally parallel correlation between power output and heart rate. Subsequently, a separation point occurs at which heart rate increases at a relatively rapid rate while power output remains relatively constant, which provides an accurate indication of the individual's anaerobic threshold. The separation point may be used to determine an exercise regimen for the individual, which may be used in a variety of ways, including in weight loss or maintenance, athletic training, physical therapy, etc. The physical activity may involve operation of an item of exercise equipment, such as a cycling exerciser, which includes means for sensing power output by the individual. | 1. A method of testing the fitness of an individual, comprising the acts of: subjecting the individual to a physical activity that involves an output of power by the individual over a time period that includes an initial portion and a terminal portion;maintaining the power output of the individual at a substantially constant level during at least the terminal portion of the time period; andmonitoring the heart rate of the individual during the time period. 2. The method of claim 1, wherein the end of the terminal portion of the time period is determined by the time at which the rate of increase of the individual's heart rate reaches a predetermined threshold. 3. The method of claim 1, including the acts of observing a correlation between the power output and the heart rate of the individual during the initial portion of the time period, and observing a separation point during the terminal portion of the time period at which a non-parallel relationship is exhibited between the power output and heart rate of the individual. 4. The method of claim 3, further comprising the act of utilizing the separation point to determine an exercise regimen for the individual. 5. The method of claim 4, wherein the exercise regimen is associated with a program for the individual selected from the group consisting of a weight loss program, a weight maintenance program, an athletic training program, a physical therapy program, a medical testing program, and a medical rehabilitation program. 6. The method of claim 1, wherein the act of subjecting the individual to a physical activity that involves the output of power is carried out by operation of an item of exercise equipment by the individual. 7. The method of claim 6, wherein the act of subjecting the individual to a physical activity that involves the output of power is carried out by operation of a cycling device by the individual, wherein the cycling device includes means for sensing power output by the individual. 8. The method of claim 7, wherein the act of subjecting the individual to a physical activity that involves the output of power is carried out by operation of a stationary cycling device by the individual. 9. A fitness test, comprising: a physical exertion component involving the output of power by an individual over a time period including an initial portion and a terminal portion, and monitoring the individual's power output during the time period;a heart rate monitoring component involving simultaneously monitoring the individual's heart rate during the time period; anda correlation component that relates the individual's heart rate to the power output of the individual over the time period. 10. The fitness test of claim 9, wherein the duration of the terminal portion of the time period is determined by the time at which the heart rate of the individual reaches a predetermined threshold. 11. The fitness test of claim 9, wherein the correlation component of the test involves an initial gen... | - | A61B005/04
US20080058624 | A1 | 2008-03-06 | Silicon microprobe with integrated biosensor | 2007-10-30 | Microprobe device 10 provides an analyte signal from biosensor 12 to an external analyte meter indicating analyte presence in an analyte-containing bodily fluid of a subject (not shown). | 1. A microprobe device to provide a signal to an analyte meter indicating analyte presence in an analyte-containing bodily fluid of a subject comprising: a single substrate having a body portion and a microprobe portion, the body portion and microprobe portion integrally formed together on the substrate; an open fluid channel formed in the substrate, the channel positioned longitudinally along a surface of the substrate from a penetration end of the microprobe portion to the body portion of the substrate; a cavity extending into the body portion of the substrate; and a biosensor integrated with a surface of the substrate, the biosensor located over the cavity and configured to sense the analyte presence and provide a signal in response thereto. 2. The device of claim 1, wherein a portion of the fluid channel that passes into the subject during penetration is uncovered. 3. The device of claim 2, wherein the open fluid channel is configured to transport the analyte-containing fluid to the biosensor by capillary action even in the absence of a cover over any portion of the fluid channel that passes into the subject during penetration. 4. The device of claim 5, wherein the cavity is in fluid contact with the open fluid channel. 5. The device of claim 3, wherein the open fluid channel has a cross-section of any shape etched into the substrate of the microprobe portion. 6. The device of claim 4, wherein the cavity has at least one cross-sectional dimension that is greater than that of the channel. 7. The device of claim 1, wherein the biosensor is coupled with the cavity, the cavity located in at least part of the open fluid channel. 8. The device of claim 7, wherein the biosensor is located in the cavity. 9. The device of claim 1, wherein the substrate is a silicon substrate. 10. A microprobe device to provide a signal to an analyte meter indicating analyte presence in an analyte-containing bodily fluid of a subject comprising: a single substrate having a body portion and a microprobe portion, the body portion and microprobe portion integrally formed together on the substrate; a biosensor integrated with the substrate, the biosensor located on the body portion of the microprobe and configured to sense the analyte presence and provide a signal in response thereto; and an open fluid channel formed in the substrate, the channel positioned longitudinally along a surface of the substrate from a penetration end of the microprobe portion to the body portion of the substrate. 11. The device of claim 10, wherein a portion of the fluid channel that passes into the subject during penetration is uncovered. 12. The device of claim 11, wherein the open fluid channel is to transport the analyte-containing fluid to the biosensor by capillary action even in the absence of a cover over any portion of the fluid channel that passes into the subject during penetration. 13. The device of claim 12, wherein the biosensor is uncovered. 14. The devi... | - | A61B005/05
US20080021336 | A1 | 2008-01-24 | Devices and methods for accelerometer-based characterization of cardiac synchrony and dyssynchrony | 2007-04-24 | Systems and methods according to the invention employ an acceleration sensor to characterize the synchrony or dyssynchrony of the left ventricle. Patterns of acceleration related to myocardial contraction can be used to assess synchrony or dyssynchrony. Time-frequency transforms and coherence are derived from the acceleration. Information and numerical indices determined from the acceleration time frequency transforms and coherence can be used to find the optimal pacing location for cardiac resynchronization therapy. Similarly, the information can be used to optimize timing intervals including V to V and A to V timing. | 1. A device for measuring cardiac dyssynchrony, comprising: a. a catheter having a tubular polymeric outer lumen configured for accessing the coronary sinus, the lumen having a proximal end and a distal end, such that when installed in a patient the distal end resides in the coronary sinus; b. a second tubular polymeric lumen for receiving a guide wire; c. an acceleration sensor disposed at the distal end of the outer lumen; and d. at least one decoupling capacitor adjacent to said acceleration sensor. 2. A device of claim 1, further comprising a guide wire, wherein said guide wire has an electrically conductive tip. 3. A device of claim 1 wherein said configuration includes a curve of 90 degrees or greater. 4. A device of claim 1 wherein said sensor is surface mounted in the distal catheter region to a circuit board. 5. A device of claim 1 wherein said decoupling capacitor is surface mounted in the distal catheter region to a circuit board. 6. A device of claim 1 wherein said sensor measures 3 different axes of acceleration. 7. A device of claim 1, wherein said sensor is a capacitive type sensor. 8. A device of claim 1, further comprising a microprocessor. 9. A device of claim 1, wherein said microprocessor is programmed to compute dyssynchrony indices from acceleration signals. 10. A device of claim 1 wherein said device measures global dyssynchrony of the left ventricle. 11. A system for measuring dyssynchrony, comprising: a. a catheter with an acceleration sensor mounted in the distal region of the catheter; b. a pacing device; c. a microprocessor, said microprocessor programmed to convert acceleration patterns into one or more dyssynchrony indices; and d. a display for showing acceleration patterns or dyssynchrony indices. 12. A system of claim 11, wherein said catheter is configured such that the catheter can access the coronary sinus. 13. A system of claim 11, wherein said acceleration sensor measures acceleration in 3 axes. 14. A system of claim 11, wherein said catheter further comprises a lumen for receiving a guide wire. 15. A system as described in claim 11, wherein said pacing device is a pacing guide wire. 16. A system as described in claim 11, wherein the microprocessor is programmed to produce a phase average of acceleration and ECG signals. 17. A system as described in claim 11, wherein the microprocessor is programmed to identify the peak acceleration and a QRS component of the ECG of the phased averaged signals. 18. A system as described in claim 11, wherein the microprocessor is programmed to perform Fourier transformation of acceleration signals. 19. A system of claim 11 wherein said dyssynchrony indices include one or more of the following: Time delay from onset of ventricular electrical activity to onset of LV motion during systole; Time delay from onset of ventricular electrical activity to peak LV motion during systole; Time delay from onset of ventricular electrical activity to onse... | - | A61B005/024
US20080058636 | A1 | 2008-03-06 | METHODS OF MYOCARDIAL IMAGING | 2006-12-29 | Diagnostic compositions and methods for imaging collagen and/or assessing myocardial perfusion are described. The diagnostic compositions can include collagen binding peptides. | 1. A method of magnetic resonance (MR) imaging for evaluating myocardial perfusion in an animal comprising: a) inducing hyperemia in an animal; b) administering to the animal an effective amount of an MR-based diagnostic composition, the diagnostic composition comprising an Extracellular Matrix Targeting Group (EMTG) and a physiologically compatible metal chelating group (C), wherein the EMTG exhibits an affinity for a component of an extracellular matrix of the myocardial tissue; c) acquiring an MR image of the animal's myocardial tissue after the induction of peak hyperemia in the animal, the acquisition of the MR image beginning at a time frame at least 2 times greater than that required for a first pass distribution of the diagnostic composition; d) acquiring a second MR image of the animal's myocardial tissue after the induction of peak hyperemia in the animal, the acquisition of the MR image beginning at a time frame at least 4 times greater than that required for a first pass distribution of the diagnostic composition; and e) evaluating said images of the animal's myocardial tissue to evaluate myocardial perfusion. 2. The method according to claim 1, further comprising acquiring an MR image of the myocardial tissue of the animal in a pre-hyperemic state, the MR image in the pre-hyperemic state acquired either before the induction of peak hyperemia in the animal or after a sufficient period of time after the induction of peak hyperemia in the animal to allow the animal to return to a pre-hyperemic state. 3. The method according to claim 2, wherein said evaluating comprises comparing the MR images of the myocardial tissue after the induction of peak hyperemia with the MR image of the myocardial tissue in the pre-hyperemic state. 4. The method according to claim 1, wherein ischemic regions appear hypointense on a T1-weighted image relative to normal, well-perfused myocardial tissue in the image of step c). 5. The method according to claim 1, wherein non-viable, infarcted tissues appear hyperintense on a T1-weighted image relative to normal, well-perfused myocardial tissue in the image of step d). 6. A method of magnetic (MR) imaging for evaluating myocardial perfusion in an animal comprising: a) inducing peak hyperemia in an animal; b) administering to the animal an effective amount of a first MR-based diagnostic composition, the diagnostic composition comprising an Extracellular Matrix Targeting Group (EMTG) and a physiologically compatible metal chelating group (C), wherein the EMTG exhibits an affinity for a component of an extracellular matrix of the myocardial tissue, and administering to the animal an effective amount of a second MR-based diagnostic composition; c) acquiring an MR image of the animal's myocardial tissue after the induction of peak hyperemia in the animal, the acquisition of the MR image beginning at a time frame at least 2 times greater than that required for a first pass distribution of the diagnostic compo... | Epix Pharmaceuticals, Inc. | A61B005/055 A61K038/16
US20080065418 | A1 | 2008-03-13 | Systems and Methods to Manage Drug Accountability Processes in Clinical Trials | 2006-09-08 | Systems and methods for managing drug accountability activities wherein various stakeholders such as Sponsors, monitors, site investigator personnel, and depot personnel are provided with access to data related to a clinical trial for the management of accountability, returns, reconciliation, and destruction processes. The systems and methods includes reporting, query, data compilation and parsing, commenting, tracking, and other features to help manage drug accountability processes for clinical trials. | 1. A system for managing drug accountability, the system comprising: A main database of information concerning drug accountability data for a clinical trial;A main processor controlling access to said main database;At least one user processor in communication with said main processor to negotiate access to said main database, said user processor and main processor running a software that provides data concerning drug accountability for a clinical trial to one or more users,At least one user terminal comprising a user interface that is in communication with said main database, wherein one or more users may enter and view drug accountability data via the at least one user terminal. 2. The system of claim 1, wherein more than one user terminal is in communication with the main database. 3. The system of claim 1, wherein the system is configured to receive, transmit, and store drug accountability data from a destruction facility, depot, site personnel, manufacturing site, Sponsor and monitor. 4. The system of claim 2, wherein each user is assigned user privileges. 5. The system of claim 4, wherein each user privileges may include modification privileges, viewing privileges, access privileges, notification privileges, charting privileges, compilation privileges, extraction privileges, or displaying privileges. 6. The system of claim 1, wherein the user terminal comprises a mobile computing platform. 7. The system of claim 1, wherein a user may enter drug accountability data into the user terminal when the user terminal is offline. 8. The system of claim 7, wherein the system synchronizes the offline drug accountability data entered into the user terminal by the user with the main database when the user terminal is in communication with the main database. 9. The system of claim 3, wherein the system is configured to provide one or more users with data consolidation and reporting functions for submission of data to a regulatory authority. 10. The system of claim 1, wherein said database stores data concerning clinical trial drug accountability data. 11. The system of claim 10, wherein said data is selected from the group consisting of one or more of the following categories: drug dispensation, return process from patient to site, reconciliation process, returns process from site to depot, depot reconciliation, and destruction. 12. The system of claim 1, wherein the system is capable of integrating data from an existing electronic data capture system, clinical trial management system, drug supply management system, or other electronic clinical management system. 13. The system of claim 1, wherein the system is capable of integrating data from an existing trial supply management system. 14. The system under claim 1, wherein the system is capable of operating without integration with other external databases and wherein supply dispatch and ordering data are input into the system. 15. A method comprising: Enabling an administrator to define a ... | - | G06F019/00 A61B005/00
US20080077441 | A1 | 2008-03-27 | Management of healthcare information in a quilted helthcare network | 2007-09-20 | A system and method for generating healthcare identification and reconciliation information and are provided. In an illustrative implementation, a computer-implemented healthcare information and reconciliation platform (HIRP) maintains a HIR engine which is operable on various data including but not limited to patient data, network data, plan data, insurance carrier/payor data, and healthcare provider data. In an illustrative operation, the HIR engine can provide data representative of a selected quilted healthcare network. The HIR engine can process inputted data from participating users to allow access to one or more portions of the selected quilted healthcare network by generating generate and/or store an electronic healthcare card/document representative of the most up-to-date contractual obligations between the cooperating parties (e.g., healthcare provider, benefit plan administrator, healthcare network, insurance carrier, and the covered person/patient) and healthcare related information. | 1. A system for generating healthcare information and reconciliation comprising: a data store comprising patient data, healthcare provider data, and insurance carrier data, healthcare network data, healthcare related data, and a quilted healthcare benefit plan data;a healthcare identification and reconciliation engine operable on the data store to generate in real-time one or more electronic healthcare cards/documents having healthcare identification and management information thereon that is representative of one or more items comprising current contractual obligations existing between cooperating parties of a healthcare system and healthcare related data; anda means for presenting data from the electronic healthcare cards/documents. 2. The system as recited in claim 1 wherein the cooperating parties of a healthcare system comprise any of a patient, a healthcare provider, an insurance carrier, and employer, a claims adjustor, a case manager, a quilted healthcare network, a quilted healthcare network operator/aggregator, and a payor. 3. The system as recited in claim 1 wherein the quilted healthcare network system comprises one or more participating healthcare networks. 4. The systems as recited in claim 1 wherein the electronic healthcare card information comprises managed network healthcare information specific to a selected healthcare provider. 5. The system as recited in claim 4 wherein the healthcare card information comprises one or more selected logos to satisfy one or more contractual obligations existing between a healthcare provider and an insurance carrier/payor. 6. The system as recited in claim 5 further comprising a computing environment. 7. The system as recited in claim 6 further comprising a networked computing environment. 8. The system as recited in claim 7 further wherein the healthcare information and reconciliation engine comprises a computing application operating on the computing environment. 9. The system as recited in claim 8 further comprising a graphical user interface operable to receive input data for communication to the healthcare information and reconciliation engine. 10. The system as recited in claim 9 wherein the inputted data comprises any of user benefit plan data, healthcare provider data, employer data, claims adjustor data, case manager data, healthcare network data, and insurance carrier/payor data. 11. The system as recited in claim 10 wherein the graphical user interface is operable on the computing environment to display the generated electronic healthcare card/document. 12. The system as recited in claim 1 wherein the healthcare related data comprises data representative of deductible amount information. 13. The system as recited in claim 1 wherein the healthcare related data comprises data representative of healthcare spending accounts. 14. The system as recited in claim 1 wherein the healthcare related data comprises data representative of indemnity plans. 15. The system as recited in ... | - | G06Q010/00 A61B005/00
US20080039737 | A1 | 2008-02-14 | Method and apparatus for measuring indices of brain activity during motivational and emotional function | 2007-05-29 | A method and apparatus for evaluating motivational and emotional circuitry in the brain during paradigms focused on specific motivational functions, to directly determine which components and how much the motivational and emotional brain circuitry responds. This circuitry response answers questions focused on normal and abnormal behavior, along with questions regarding the normal and abnormal function of the circuitry. The results of interrogating the motivational and emotional circuitry can be used for objectively measuring, in individual humans or animals, their preferences or responses to motivationally salient stimuli including but not limited to stimuli which are internal or external, conscious or non-conscious, pharmacological or non-pharmacological therapies, diseased based processes or not, financial or non-financial, etc. This method and apparatus for measuring brain activity during motivational and emotional functions can further be used to predict individual choices, preferences and planned behaviors, plus interpret internal experiences without recourse to the subjects participation or their voluntary description of these choices, preferences, planned behaviors, or internal experiences. | 1-26. (canceled) 27. A method for diagnosing and/or treating a subject with a brain functional disorder, the method comprising: (a) exposing a subject to an experiment intended to elicit from the subject at least one of a motivational and an emotional state; (b) exposing the subject to an impulse function; (c) in response to the subject being exposed to the experiment, identifying clusters in brain regions of a subject in which a response is measured; (d) analyzing a time course of signal change in each of the clusters in each of the brain regions of interest; and (e) identifying deviations from normal patterns of motivational circuitry function to diagnose a brain functional illness. 28. The method of claim 27, wherein identifying clusters in step (c) is based on the presence of overall hemodynamic changes in brain regions linked to prospect and outcome phases of an experiment, averaged over both trial types and subjects. 29-34. (canceled) 35. A method of providing a non-invasive marker for a brain functional illness, comprising: (a) non-invasively obtaining signals of activity from anatomic and functional brain regions that mediate emotion or motivation or both during central nervous system function; (b) mapping the signals to each of the anatomic and functional brain regions to generate a pattern of activity; and (c) correlating the pattern to the brain functional illness to produce the non-invasive marker of the brain functional illness, wherein the brain functional illness is selected from the group consisting of schizophrenia, psychosis, hedonic deficit syndromes, anxiety disorders, and attention deficit disorder. 36. The method of claim 35, wherein the anatomic and functional brain regions are selected from the group consisting of the orbital gyrus (GOb), ventral tegmentum/periaqueductal gray (VT/PAG), nucleus accumbens (NAc), sublenticular extended amygdale (SLEA), cingulate gyrus, primary somatosensory cortex (S1), secondary somatosensory cortex (S2), thalamus, insula, cerebellum, prefrontal cortex, amygdala, hypothalamus, parahippocampal gyrus, hippocampus, entorrhinal cortex, ventral pallidum, dorsal striatum, primary motor cortices (M1), secondary motor cortices, supplementary motor cortex (SMA), frontal eye field (FEF), rostral ventromedial medulla (RVM), and brainstem subnuclei. 37. A method of diagnosing a brain functional illness in a subject, comprising: (a) providing a first pattern of central nervous system (CNS) activity associated with normal function; (b) measuring a second pattern of CNS activity in the subject, wherein said measuring comprises: (i) non-invasively obtaining signals of activity from at least two different regions of the central nervous system; and (ii) quantifying and localizing signals to their specific regions of origin to generate the second pattern of activity; and (c) comparing the first and second patterns to diagnose the brain functional illness. 38. The method of claim 37, wherein t... | The General Hospital Corporation, a Massachusetts corporation | A61B005/0484
US20080064965 | A1 | 2008-03-13 | Devices and methods for measuring pulsus paradoxus | 2007-09-06 | The invention relates to methods and devices for measuring pulsus paradoxus. The methods herein employ a combination of one or more forms of waveform analysis for the purpose of measuring pulsus paradoxus and diagnosing respiratory distress. The methods also combine measurements of pulsus paradoxus and physician assessments to diagnose respiratory distress. The methods also combine measurements of pulsus paradoxus and percentage oxygenated hemoglobin to diagnose respiratory distress. The devices of this invention employ pulse oximeters, arterial tonometers, finometers, or processors for the purpose of implementing the methods of the invention. | 1. A method for measuring pulsus paradoxus in a subject comprising: (i) collecting pulsatile cardiorespiratory data from said subject;(ii) performing period amplitude analysis on said data;(iii) performing power spectrum analysis on said data; and(iv) combining the analyses of steps (ii) and (iii) to determine a measurement for pulsus paradoxus. 2. The method of claim 1, further comprising comparing the measurement for pulsus paradoxus in said subject to that obtained in a healthy subject, wherein a determination that the measurement for said subject exceeds the measurement for said healthy subject by at least 10% indicates said subject is experiencing respiratory distress. 3. The method of claim 2, wherein said comparing yields a difference in blood pressure measured in mmHg. 4. The method of claim 1, wherein said data are presented as a plethysmographic waveform. 5. The method of claim 1, wherein said data is collected from said subject over the course of a time interval of at least 30 seconds. 6. The method of claim 5, wherein said time interval is at least 60 seconds. 7. The method of claim 6, wherein said time interval is at least 2 minutes. 8. The method of claim 4, wherein said waveform is obtained by a pulse oximeter. 9. The method of claim 4, wherein said waveform is obtained by an arterial tonometer. 10. The method of claim 4, wherein said waveform is obtained by a finometer. 11. The method of claim 1, wherein said data are filtered using a bandpass filter. 12. The method of claim 11, wherein said bandpass filter substantially excludes pulse frequencies less than 3 times the frequency of respiration of said subject or pulse frequencies greater than 7 times the frequency of respiration of said subject. 13. The method of claim 1, wherein said period amplitude analysis comprises a determination of the maximum difference in height of any two peaks, the maximum difference in area under any two peaks, the maximum difference in slope of any two peaks, or the maximum difference in curve length of any two peaks present in said data. 14. The method of claim 1, wherein said period amplitude analysis comprises a determination of the average maximum difference in height of any two peaks, the average maximum difference in area under any two peaks, the average maximum difference in slope of any two peaks, or the average maximum difference in curve length of any two peaks present in said data. 15. The method of claim 1, further comprising converting said period amplitude analysis into a change in blood pressure associated with pulsus paradoxus. 16. The method of claim 15, wherein said change is at least 10 mmHg indicating respiratory distress and motivating medical admission of a subject. 17. The method of claim 16, wherein said change is at least 11 mmHg. 18. The method of claim 17, wherein said change is at least 12 mmHg. 19. The method of claim 15, wherein said converting is performed using a transfer function determined from data ... | - | A61B005/0205 A61B005/08
US07314610 | B2 | 2008-01-01 | Dental compositions having anti-stokes up converters and methods of use | 2005-02-25 | A dental composition can include at least one polymerizable resin and at least one anti-stokes up converter. Alternatively, a two-part composition can include at least one dental composition configured for placement onto a person's tooth, and at least one anti-stokes up converter to be combined with the at least one dental composition. The dental composition can be formulated to blend with a person's tooth, and also be capable of changing color to be distinguishable from the tooth when exposed to long wavelength light. The dental composition can be used in a method for performing a dental procedure by applying the dental composition to a tooth, and exposing the dental composition to long wavelength light. Accordingly, the dental composition can aid a dental professional in distinguishing between the location of the dental composition and the tooth. | 1. A method of performing a dental procedure, the method comprising: applying a dental composition to a tooth, the dental composition being comprised of at least one polymerizable resin and at least one anti-stokes up converter, the anti-stokes up converter being adapted so as to convert long wavelength JR-light into shorter wavelength visible light,the anti-stokes up converter being comprised of at least one up converter host and at least one of an activator or activator couple,the dental composition blending with the tooth in the absence of being irradiated with IR-light; andwherein the at least one up converter host is selected from the group consisting of sodium yttrium fluorides, lanthanum fluorides, lanthanum oxysulfides, yttrium oxysulfides, yttrium fluorides, yttrium gallates, yttrium aluminum garnets, gadolinium fluorides, barium yttrium fluorides, and gadolinium oxysulfides, and the at least one activator is selected from the group consisting of ytterbium, erbium, holmium, terbium, and thulium, and the at least one activator couple is selected from the group consisting of ytterbium:erbium, ytterbium:thulium, ytterbium:terbium, and ytterbium:holmium,exposing the dental composition to JR-light to effect a reversible change in the color of the dental composition in order for the dental composition to temporarily visually contrast with the tooth. 2. A method in accordance with claim 1, further comprising visualizing the dental composition change from blending with the tooth to a contrasting color. 3. A method in accordance with claim 1, further comprising removing a superfluous portion from the dental composition. 4. A method in accordance with claim 1, further comprising affixing one of a dental prosthesis and an orthodontic bracket to the tooth. 5. A method in accordance with claim 1, further comprising shaping the dental composition into a dental restoration. 6. A method in accordance with claim 1, further comprising removing the dental composition from the tooth. 7. A method in accordance with claim 1, wherein the dental composition further comprises a color changing material that does not convert long wavelength IR-light into shorter wavelength visible light, the second color changing material selected from the group consisting of a fluorescent material, phosphorescent material, photochromic material, and thermochromic material, and the method further comprises exposing the dental composition to a second color changing stimulus which is not IR-light so that the second color changing material changes the color of the dental composition. | Ultradent Products, Inc. | A61B005/00 A61C005/08
US07347822 | B2 | 2008-03-25 | Pressure measurement device | 2005-12-14 | A device measures pressures in animals and humans and includes a pressure transmission catheter (PTC) filled with a pressure transmitting medium and implantable in an area in having a physiological pressure. A transducer communicates with the pressure transmitting medium to provide a pressure signal representing variations in the physiologic pressure on electrical wires. A connecting catheter carries the electrical wires to signal processing and telemetry circuitry, which transmits a telemetry signal representing the pressure signal to a receiver external to the animal or human. A housing holds the signal processing and telemetry circuitry, but the transducer is remote from the housing. The device is particularly useful in measuring venous pressure, pulmonary pressure, bladder pressure, or intracranial pressure without significant head pressure artifact and with a sufficient dynamic response. One embodiment of the PTC includes a multi-durometer stem. | 1. An apparatus for measuring physiological pressure comprising: a pressure transmission catheter having a lumen filled with a pressure transmitting medium and implantable in an area having a physiological pressure;a transducer in communication with the pressure transmitting medium and coupled to an electrical wire for providing a signal representing variations in the physiologic pressure on the electrical wire;a connecting catheter carrying the electrical wire to a location remote from the transducer;the pressure transmitting catheter comprising an inner layer defining the lumen and an outer layer disposed about the inner layer, wherein:the inner layer comprises a first material, andthe outer layer comprises a second material that is softer than the first material, wherein the pressure transmission catheter has a length short enough to avoid significant head pressure artifact and provide sufficient dynamic response. 2. An apparatus for measuring physiological pressure comprising: a pressure transmission catheter having a lumen filled with a pressure transmitting medium and implantable in an area having a physiological pressure;a transducer in communication with the pressure transmitting medium and coupled to an electrical wire for providing a signal representing variations in the physiologic pressure on the electrical wire;a connecting catheter carrying the electrical wire to a location remote from the transducer;the pressure transmitting catheter comprising an inner layer defining the lumen and an outer layer disposed about the inner layer, wherein:the inner layer comprises a first material, andthe outer layer comprises a second material that is softer than the first material, wherein the pressure transmitting medium comprises a slidable plug and a low-viscosity liquid. 3. An apparatus for measuring physiological pressure comprising: a pressure transmission catheter having a lumen filled entirely with a pressure transmitting gel and implantable in an area having a physiological pressure; anda transducer in communication with the pressure transmitting gel and coupled to an electrical wire to provide a signal on the electrical wire which represents variations in the physiologic pressure;the pressure transmitting catheter compromising an inner layer defining the lumen and an outer layer disposed about the inner layer, wherein:the inner layer comprises a first material having a first hardness,the outer layer comprises a second material having a second hardness, and the first hardness is greater than the second hardness, wherein the electrical wire is carried within a connecting catheter carrying the electrical wire to a location remote from the transducer wherein the pressure transmission catheter has a length short enough to avoid significant head pressure artifact and provide sufficient dynamic response. 4. An apparatus for measuring physiological pressure comprising: a pressure transmission catheter having a lumen filled entirely with a press... | Transoma Medical, Inc. | A61B005/00
US07682308 | B2 | 2010-03-23 | Method and system for assessing fall risk | 2007-09-06 | A method and system for determining the fall risk of a patient is provided. The method includes the evaluation of a patient to determine whether the patient exhibits one or more intrinsic fall risk factors selected from a group consisting of confusion, depression, altered elimination, dizziness, male gender, antiepileptic/anticonvulsant prescriptions and benzodiazepine prescriptions. A specific point value is assigned to each of the intrinsic risk factors found to be exhibited by the patient. A mobility test is also performed on the patient to evaluate the patient's ability to rise from a seated position, and a specific mobility test point value is assigned to the patient based upon the patient's performance of the mobility test. Each intrinsic risk factor's specific point value is then summed together with the specific mobility test point value to achieve a total risk score, and the patient's fall risk is determined based on the total risk score. An intervention process may be developed for the patient based on the patient's fall risk. | 1. A system for determining a fall risk of a patient for use by a caregiver, the system comprising: a first computer readable storage medium for recording fall risk data of a patient, the fall risk data including the fall risk factors exhibited of confusion, depression, altered elimination, dizziness, male gender, antiepileptic/anticonvulsant prescriptions and benzodiazepine prescriptions;a second computer readable storage medium for recording mobility data of the patient, the mobility data including information about the patient's ability to rise from a seated position;an input device for enabling a caregiver to enter the fall risk data and the mobility data into the first and second computer readable storage media, wherein the caregiver enters a weighted point value from a predefined point value range for each of the intrinsic fall risk factors exhibited by the patient and a weighted point value from a predefined point value range based upon the patient's ability to rise from a seated position;wherein the point values for confusion and the ability to rise from a seated position are the highest weighted point values;the point values for altered elimination, dizziness, male gender and benzodiazepine prescriptions are the lowest weighted point values; andthe remaining intrinsic fall risk factors are each assigned a weighted point value between the highest and lowest weighted point values;a processor for summing the weighted point values for the intrinsic fall risk factors and the weighted point value based on the patient's ability to rise from a seated position to achieve a total fall risk score and for determining the patient's fall risk based upon the total fall risk score; anda display for communicating the total fall risk score of the patient to the caregiver. 2. The system of claim 1, further comprising a computing station having a user interface for entering the data into at least one of the first and second computer readable storage media. 3. The system of claim 2, further comprising a network for transmitting the data from the computing station to at least one of the first and second computer readable storage media. 4. The system of claim 3, wherein the network is selected from a group including an Internet and an Intranet. 5. The system of claim 1, wherein the input device is selected from at least one of a mouse, a keyboard, an electronic display screen, an electronic stylus and a voice recognition program. 6. The system of claim 1, further comprising a computerized device encoded with computer programming logic that when executed compares a patient's total fall risk score with other total fall risk scores contained within an electronic database to determine fall risk trends. 7. The system of claim 1, further comprising a computerized device encoded with computer programming logic that when executed generates a message to a remote computing station when a patient's total fall risk score is greater than or equal to five. 8. The sys... | AHI of Indiana, Inc. | A61B005/00
US07757543 | B2 | 2010-07-20 | Radio frequency identification monitoring of stents | 2006-07-13 | A method and system of monitoring environmental exposure of stents using radiofrequency identification is disclosed. | 1. A method of monitoring a stent during sterilization comprising: exposing a stent to radiation, the exposure causing the temperature of the stent to increase;obtaining temperature readings from a sensor positioned adjacent to the stent during exposure and/or after exposure;transmitting the readings from an RFID tag to a transceiver, wherein a maximum temperature tolerance for the stent is stored on the RFID tag; andcomparing the temperature readings to the maximum temperature tolerance. 2. The method of claim 1, wherein the radiation is selected from the group consisting of e-beam, gamma ray, ultraviolet, infra-red, ion beam, x-ray, and laser. 3. The method of claim 1, further comprising cooling the stent to a temperature below ambient temperature. 4. The method of claim 3, further comprising obtaining temperature readings from a sensor positioned adjacent to the stent after cooling and prior to exposure to radiation. 5. The method of claim 1, wherein if the maximum temperature tolerance is exceeded, transmitting a signal that the maximum temperature tolerance has been exceeded and that the stent is defective. 6. The method of claim 5, wherein the signal is stored on the RFID tag. 7. The method of claim 5, wherein the signal is transmitted to the transceiver. 8. The method of claim 1, wherein if the maximum temperature tolerance is exceeded, store a flag on the RFID indicating that the maximum temperature has been exceeded and that the stent is defective. | Advanced Cardiovascular Systems, Inc. | G01N025/00
US07574245 | B2 | 2009-08-11 | Flexible medical sensor enclosure | 2006-09-27 | A sensor is provided that includes a flexible wrap enclosure which is folded about the sensor. The flexible wrap includes primary flaps and at least one reinforcement flap. The reinforcement flap may be used to enclose areas of the sensor not enclosed by the primary wrap and/or may be used to provide reinforcement of the enclosure to prevent tearing of the flexible wrap enclosure. The sensor may be placed on a patient's finger, toe, ear, and so forth to obtain pulse oximetry or other physiological measurements. | 1. A sensor enclosure assembly, comprising: a substrate, comprising: a plurality of fastening flaps; anda reinforcing flap, wherein the fastening flaps are folded about primary fold lines, wherein the primary fold lines, or their projections, intersect to form a corner, and wherein the reinforcing flap spans a region near the corner not covered by the folded fastening flaps when the reinforcing flap is folded, wherein the reinforcing flap is created by at least one primary cut in the substrate, wherein the span between two of the ends of the primary cut forms a reinforcing fold line that is not substantially parallel to the primary fold lines, and wherein the reinforcing flap is folded about the reinforcing fold line. 2. The sensor enclosure assembly of claim 1, comprising a relief cut, wherein the relief cut extends from an end of the primary cut nearest the corner. 3. The sensor enclosure assembly of claim 2, wherein the relief cut extends in a direction substantially parallel to at least one of the primary fold lines. 4. The sensor enclosure assembly of claim 2, wherein the relief cut facilitates folding the reinforcing flap at multiple angles. 5. The sensor enclosure assembly of claim 1, wherein the reinforcing flap covers the complete region not covered by the fastening flaps when folded. 6. A sensor assembly, comprising: a sensor; anda sensor enclosure assembly, comprising; a substrate, comprising:a plurality of fastening flaps; anda reinforcing flap, wherein the fastening flaps are folded about primary fold lines, wherein the primary fold lines, or their projections, intersect to form a corner, and wherein the reinforcing flap spans a region near the corner not covered by the folded fastening flaps when the reinforcing flap is folded, wherein the reinforcing flap is created by at least one primary cut in the substrate, wherein the span between two of the ends of the primary cut, forms a reinforcing fold line that is not substantially parallel to the primary fold lines, and wherein the reinforcing flap is folded about the reinforcing fold line. 7. The sensor assembly of claim 6, comprising at least one relief cut, wherein the relief cut extends from the end of a primary cut nearest the corner. 8. The sensor assembly of claim 7, wherein the relief cut extends in a direction substantially parallel to at least one of the primary fold lines. 9. The sensor assembly of claim 7, wherein the relief cut facilitates folding the reinforcing flap in multiple directions. 10. The sensor assembly of claim 6, wherein the reinforcing flap covers the complete region not covered by the fastening flaps when folded. 11. The sensor assembly of claim 6, wherein the reinforcing flap covers exposed portions of the sensor when folded. 12. The sensor assembly of claim 6, further comprising a material affixed to the sensor enclosure, wherein the material provides for attachment of the sensor assembly to a surface. 13. A method of manufacturing a sensor ass... | Nellcor Puritan Bennett LLC | A61B005/1455
US07787963 | B2 | 2010-08-31 | Device for insertion of electrode lines or other medical instruments into a body | 2007-05-24 | An insertion device (10), by which a medical instrument or an electrode line or a guide wire or a medical therapeutic agent may be inserted into a body cavity, comprises a lumen section (11) manufactured from a flexible plastic material, having a longitudinal axis, a proximal end and a distal end, and a distal end area enclosing the distal end, at least one electrically conductive means (20) in the distal end area to sense physiological signals or stimulate the surrounding body tissue suitably, as well as at least one conductor, which extends from the proximal end to the distal end and is capable of conducting physiological signals to the proximal end and/or stimulation pulses to the distal end. The at least one electrically conductive means is produced from a flexible, not exclusively metallic, electrically conductive substrate. | 1. An insertion device by which a medical instrument or an electrode line or a guide wire or a medical therapeutic agent may be inserted into a body cavity of a human or animal body, comprising: a. a lumen section formed of a flexible plastic material, having a longitudinal axis, a proximal end and a distal end, and a distal end area adjacent the distal end;b. at least one electrically conductive terminal in the distal end area to sense physiological signals or to stimulate the surrounding body tissue, the terminal: (1) being formed from a flexible, not exclusively metallic electrically conductive substrate,(2) being exposed both: i. at the distal end, andii. along only a portion of an outer circumference of the distal end area; andc. at least one electrically conductive conductor extending from the proximal end to the distal end along a helical path, the conductor being capable of conducting physiological signals to the proximal end and/or simulation pulses to the distal end. 2. The insertion device of claim 1 wherein there are two or more electrically conductive terminals spaced from each other, each extending in a circumferential direction at least partially around the lumen section. 3. The insertion device of claim 1 wherein the electrically conductive terminal and/or the at least one electrically conductive conductor comprises electrically conductive plastic. 4. The insertion device of claim 3 wherein the electrically conductive plastic is a polymer filled with metal or carbon particles. 5. The insertion device of claim 1 wherein each conductor: a. extends to a respective electrically conductive terminal, andb. is spaced from any conductor leading to any other electrically conductive terminal. 6. The insertion device of claim 1 wherein each terminal is defined by a portion of an annular ring. 7. An insertion device for insertion of matter into a body cavity, the device including: a. an elongated flexible lumen section having: (1) a proximal end and a distal end,(2) an outer surface extending from the distal end, wherein at least a substantial portion of the outer surface is not electrically conductive;(3) an internal channel extending along the length of the lumen section and opening onto the distal end;b. at least one electrically conductive terminal at or adjacent to the distal end, the terminal being exposed along the outer surface of the lumen section;c. electrically conductive conductors extending from the proximal end to the terminal, the conductors: (1) being helically wound about the longitudinal axis of the lumen section,(2) defining a braid extending to the terminal, wherein the braid is exposed along the outer circumference of the lumen for a length prior to the terminal. 8. The insertion device of claim 7 wherein the terminal defines at least a portion of an annular ring. 9. The insertion device of claim 7 wherein the terminal is formed of at least one of: a. carbon particles, andb. metallic particles,embedded in a polyme... | BIOTRONIK CRM Patent AG | A61N001/05
US07344500 | B2 | 2008-03-18 | Sensing system with auxiliary display | 2004-07-27 | A system is provided for sensing blood glucose data of a patient. The system includes a sensor, user interface, and an optional auxiliary device. If the connection between the sensor and user interface is by a wire, the sensor remains powered when the wire is disconnected. The communication between the sensor and the user interface may be wireless. The auxiliary device can be a patient monitor or other display or signal device, which displays information about the blood glucose data collected by the sensor. The sensor is connected to sensor electronics, which include a sensor power supply, a voltage regulator, and optionally a memory and processor. | 1. A system for sensing blood glucose concentration of a person, the system comprising: a real-time sensor to sense blood glucose data in real-time;a user interface;a wire having a first end coupled to the sensor and a second end coupled to the user interface so as to couple the sensor to the user interface through the wire, wherein the user interface is adapted to communicate with the sensor over the wire and the wire is detachable from at least one of the sensor or the user interface so as to decouple the sensor from the user interface;sensor electronics in electrical communication with the sensor, wherein the sensor includes a connector and the sensor electronics are coupled to the sensor using the connector, and wherein the sensor electronics include a power source which supplies power to the sensor and is activated when the sensor is coupled to the sensor electronics. 2. The system of claim 1, further comprising a patient monitor adapted to communicate with the user interface. 3. The system of claim 2, wherein the user interface and the patient monitor are integrated into a single unit. 4. The system of claim 2, wherein the user interface and the patient monitor each include a wireless transceiver for wireless communication between the patient monitor and the user interface. 5. The system of claim 4, wherein the user interface includes at least one rechargeable battery for providing power to the sensor, and wherein the patient monitor includes a power source for providing power to the user interface for recharging the at least one rechargeable battery. 6. The system of claim 5, wherein the sensor remains powered and operable when the user interface is decoupled from the sensor. 7. The system of claim 1, further comprising a patient monitor adapted to communicate with the sensor, the patient monitor residing in a different housing than the user interface. 8. The system of claim 7, wherein the sensor includes a wireless transmitter and the patient monitor includes a wireless receiver for wireless communication between the sensor and the patient monitor. 9. The system of claim 1, wherein the user interface includes a power supply for supplying power to the sensor. 10. The system of claim 9, wherein the power supply of the user interface includes a transformer. 11. The system of claim 1, wherein the power source of the sensor electronics includes at least one rechargeable battery, and wherein the user interface includes a power supply for providing power to the sensor electronics for recharging the battery of the sensor electronics when the sensor electronics are coupled to the user interface. 12. The system of claim 1, wherein the sensor electronics include a reference memory for storing reference values for the sensor. 13. The system of claim 12, wherein the reference values for the sensor are factory supplied reference values. 14. The system of claim 12, wherein the reference memory is nonvolatile. 15. The system of claim 14, wh... | Medtronic Minimed, Inc. | A61B005/00
US07336984 | B2 | 2008-02-26 | Membrane and electrode structure for implantable sensor | 2003-11-20 | The invention is the design of a biological measuring device for the determination of the concentration of biomolecules (e.g. glucose) in an environment which is designed for implantation into an individual or for use in the context of an external apparatus. The device contains a composite membrane that is essentially entirely permeable to oxygen and permeable to larger biomolecules only in discrete hydrophilic regions. The membrane diffusionally limits the access of biomolecules to an enzyme, present in the hydrophilic region that catalyzes the oxidation of the biomolecule to produce hydrogen peroxide. A sensor in communication with the hydrophilic region is used to determine the amount of product produced or the amount of excess oxygen present allowing for the concentration of the biomolecule to be determined. | 1. A measuring device for determining concentration of a first material in an environment in contact with the device, which first material reacts within said device in presence of a catalyst with a second material to form a third material; and which device comprises: a membrane comprising a body, a surface in contact with said environment, and at least one discrete hydrophilic region in communication with said body, wherein said hydrophilic region is permeable to said first and second materials, and said body is otherwise permeable to said second material and essentially impermeable to said first material, wherein both said first and second materials diffuse into said device from said environment through said surface;a catalyst within said hydrophilic region wherein reaction of said first and second materials occurs; at least one critical zone within said hydrophilic region containing said catalyst;at least one sensor, having a surface communicating with at least one said hydrophilic region and sensitive to either said second material or said third material and producing a signal indicative of the concentration of said second or third material in said region; anda control responsive to said signal for comparing said signal to a reference to determine the concentration of said first material in said environment;wherein further an average vector direction of diffusion of said first material in said critical zone is substantially parallel to an average vector direction of diffusion of said first material in said hydrophilic region. 2. A measuring device for determining concentration of a first material in an environment in contact with the device, which first material reacts within said device in presence of a catalyst with a second material to form a third material; and which device comprises: a membrane comprising a body, a surface in contact with said environment, and at least one discrete hydrophilic region in communication with said body, wherein said hydrophilic region is permeable to said first and second materials, and said body is otherwise permeable to said second material and essentially impermeable to said first material, wherein both said first and second materials diffuse into said device from said environment through said surface;a catalyst within said hydrophilic region wherein reaction of said first and second materials occurs; at least one critical zone within said hydrophilic region containing said catalyst, wherein the critical zone has a length and an average equivalent radius less than said length of said critical zone, wherein further said equivalent radius is obtained by dividing the cross-sectional area of said critical zone by pi and then taking a square root of the resulting quantity;at least one sensor, having a surface communicating with at least one said hydrophilic region and sensitive to either said second material or said third material and producing a signal indicative of the concentration of said second or third m... | The Regents of the University of California | A61B005/05 A61B005/00
US07333845 | B2 | 2008-02-19 | Non-invasive imaging for determination of global tissue characteristics | 2005-02-04 | Evaluating tissue characteristics including identification of injured tissue or alteration of the ratios of native tissue components such as shifting the amounts of normal myocytes and fibrotic tissue in the heart, identifying increases in the amount of extracellular components or fluid (like edema or extracellular matrix proteins), or detecting infiltration of tumor cells or mediators of inflammation into the tissue of interest in a patient, such as a human being, is provided by obtaining a first image of tissue including a region of interest from a first acquisition, for example, after administration of a contrast agent to the patient, and obtaining a second image of the tissue including the region of interest during a second, subsequent acquisition, for example, after administration of a contrast agent to the patient. The subsequent acquisition may be obtained after a period of time to determine if injury has occurred during that period of time. The region of interest may include heart, blood, muscle, brain, nerve, skeletal, skeletal muscle, liver, kidney, lung, pancreas, endocrine, gastrointestinal and/or genitourinary tissue. A global characteristic of the region of interest of the first image and of the second image is determined to allow a comparison of the global characteristic of the first image and the second image to determine a potential for a change in global tissue characteristics. Such a comparison may include comparison of mean, average characteristics, histogram shape, such as skew and kurtosis, or distribution of intensities within the histogram. | 1. A method of evaluating tissue characteristics in a patient, comprising: obtaining a first image of tissue including a region of interest during a first acquisition;obtaining a second image of the tissue including the region of interest during a second, subsequent acquisition;determining a global intensity characteristic of the region of interest of the first image and of the second image so as to allow a comparison of the global intensity characteristic of the first image and the second image to determine a potential for a global injury of the tissue of the region of interest, wherein the determining the global intensity characteristic comprises evaluating at least one of skew, kurtosis, or standard deviation of at least one property of voxels of the region of interest and/or at least one of a shape or distribution of at least one voxel intensity histogram associated with the region of interest; andproviding visual output to a user based on the determined potential for global injury of the tissue of the region of interest. 2. The method of claim 1, wherein the global intensity characteristic comprises a characteristic of pixels/voxels of the region of interest derived from a plurality of MRI slices that is based on substantially all of the pixels/voxels in the region of interest. 3. The method of claim 1, wherein the determining the global intensity characteristic of the region of interest includes evaluating the shape or distribution of at least one voxel histogram and/or the skew of voxels of the region of interest associated with multiple MRI slices of the first and second images. 4. The method of claim 1, wherein the tissue in the region of interest includes at least one of heart, blood, muscle, brain, nerve, skeletal, skeletal muscle, liver, kidney, lung, pancreas, endocrine, gastrointestinal and/or genitourinary tissue. 5. The method of claim 1, wherein the first image and the second image comprise at least one of Magnetic Resonance Imaging (MRI) images, X-ray computed tomography (CT) images, ultrasound images, single photon emission computed tomography (SPECT) images and/or positron emission tomography (PET) images. 6. A method of detecting global cardiac injury in a patient, comprising: obtaining a first cardiac image after administration of a contrast agent to the patient;obtaining a second cardiac image after administration of a contrast agent to the patient;comparing at least one of a standard deviation, skew or kurtosis of properties of voxels in a region of interest and/or at least one of a shape or distribution of at least one voxel intensity histogram using image data from the first cardiac image and the second cardiac image to determine a potential for a global cardiac injury; andtransmitting and/or displaying the determined potential for global cardiac injury to a user. 7. The method of claim 6, wherein the first cardiac image and the second cardiac image are Magnetic Resonance Imaging (MRI) images. 8. The method of cla... | Wake Forest University Health Sciences | A61B005/05
US07336998 | B2 | 2008-02-26 | External discrimination between pace pulses at different heart locations | 2003-06-24 | This document discusses, among other things, an external device capable of independently distinguishing between pace pulses delivered by an implantable cardiac rhythm management device to different locations of a subject's heart. In one example, polarity of the pace pulses is detected along two different electrocardiograph (ECG) vectors defined by three external skin electrodes. In a further example, the detection of a ventricular depolarization is also used to assign location information to pace pulses. In another example, characterizing information (e.g., polarity, amplitude, pulsewidth, time difference between a pace pulse and a corresponding heart depolarization) is used to classify pace pulses into distinct classes to which location information can be assigned. An ECG display/recorder of the external device is capable of annotating pace pulses or markers using the location information. | 1. A system comprising: first, second, and third input terminals to receive heart signals from respective external first, second, and third electrodes attached to a subject;at least one pace pulse detector circuit, coupled to the first, second, and third input terminals, to detect from the heart signals first and second pace pulses delivered to differentelectro locations of the heart as electrostimulations for evoking responsive contractions at the different locations of the heart, the pace pulse detector circuit comprising an amplifier circuit to provide polarity information about the first and second pace pulses; anda logic circuit, coupled to the pace pulse detector circuit, configured to assign a first location assignment to the first and a second location assignment to the second pace pulse using at least in part the polarity information about the first and second pace pulses, wherein the first and second location assignments represent the different locations of the heart at which the first and second pace pulses were respectively delivered, and wherein the first and second location assignments discriminate at least between atrial and ventricular locations using the polarity information about the first and second pace pulses. 2. The system of claim 1, further comprising the external first, second, and third electrodes to couple to the first, second, and third input terminals, respectively. 3. The system of claim 2, in which the first second and third electrodes define a first vector between the first and second electrodes, a second vector between the first and third electrodes, and a third vector between the second and third electrodes, such that the first electrode is negative with respect to the second and third electrodes, and the second electrode is positive with respect to the first electrode and negative with respect to the third electrode, and the third electrode is positive with respect to the first and second electrodes. 4. The system of claim 3, in which the logic circuit is configured such that, if a polarity of the first pace pulse is detected as positive for both the second and third vectors, then the first pace pulse is assigned to an atrial location and the second pace pulse is assigned to a ventricular location. 5. The system of claim 3, in which the logic circuit is configured such that, if a polarity of the first pace pulse is detected as negative for both the second and third vectors, then the first pace pulse is assigned to a ventricular location and the second pace pulse is assigned to an atrial location. 6. The system of claim 3, in which the logic circuit is configured such that: if a polarity of the first pace pulse is detected as positive for both the second and third vectors, and the polarity of the second pace pulse is detected as negative for both the second and third vectors, then the first pace pulse is assigned to an atrial location and the second pace pulse is assigned to a ventricular location; andif a p... | Cardiac Pacemakers, Inc. | A61N001/08 A61B005/04
US07822460 | B2 | 2010-10-26 | MRI-guided therapy methods and related systems | 2007-10-26 | A system and method for using magnetic resonance imaging to increase the accuracy of electrophysiologic procedures is disclosed. The system in its preferred embodiment provides an invasive combined electrophysiology and imaging antenna catheter which includes an RF antenna for receiving magnetic resonance signals and diagnostic electrodes for receiving electrical potentials. The combined electrophysiology and imaging antenna catheter is used in combination with a magnetic resonance imaging scanner to guide and provide visualization during electrophysiologic diagnostic or therapeutic procedures. The invention further provides a system for eliminating the pickup of RF energy in which intracardiac wires are detuned by filtering so that they become very inefficient antennas. An RF filtering system is provided for suppressing the MR imaging signal while not attenuating the RF ablative current. Steering means may be provided for steering the invasive catheter under MR guidance. | 1. A method for performing an MRI-guided medical procedure, comprising the steps of: placing a subject in a main magnetic field of an MR Scanner;introducing a single MR-compatible electrode catheter with an MR receive antenna inside the subject while the subject is in the main magnetic field, the MR-compatible electrode catheter comprising at least one electrode and at least one wire coupled to the at least one electrode and extending along the catheter;generating a plurality of RF pulses using the MR scanner;attenuating signals induced by the RF pulses in the at least one electrode and the at least one wire coupled to the at least one electrode;acquiring magnetic resonance signals in response to the RF pulses using the MR receive antenna during and/or after the introducing step;generating MRI images using the signals acquired by the MR receive antenna;using the generated MRI images to determine the location of the electrode catheter; andacquiring electrical signals indicative of an electrophysiological state of target tissue using the at least one electrode while the subject is in the main magnetic field. 2. A method according to claim 1, wherein the generating MRI images step provides the MRI images in substantially real time. 3. A method according to claim 1, wherein the acquiring electrical signals step comprises measuring an electrical potential using the at least one electrode on the electrode catheter. 4. A method according to claim 1, further comprising guiding a mapping procedure with at least one of the generated MRI images. 5. A method according to claim 1, further comprising applying an RF ablative current to the subject from the at least one electrode on the electrode catheter. 6. A method according to claim 1, further comprising attenuating gradient-field-induced noise using at least one active filter. 7. A method according to claim 1, wherein the electrode catheter is sized and configured as a cardiac interventional catheter. 8. A method according to claim 1, wherein the electrode catheter is sized and configured as an intra-brain catheter. 9. A method for performing a medical procedure, comprising the steps of: placing a subject in a main magnetic field of an MR Scanner:introducing a single MR-compatible electrode catheter with an MR receive antenna, the MR-compatible electrode catheter comprising at least one electrode and at least one wire coupled to the at least one electrode and extending along the catheter;generating a plurality of RF pulses using the MR scanner;attenuating signals induced by the RF pulses in the at least one electrode and the at least one wire coupled to the at least one electrode;acquiring a magnetic resonance signal in response to the RF pulses using the MR receive antenna;using magnetic resonance imaging that includes the signal from the MRI receive antenna to determine the location of said MR-compatible electrode catheter;using said MR-compatible electrode catheter to acquire electrical signals i... | Surgi-Vision, Inc. | A61B005/05 G01V003/00
US07509154 | B2 | 2009-03-24 | Signal processing apparatus | 2007-08-20 | The present disclosure describes a method and an apparatus for analyzing measured signals using various processing techniques. In certain embodiments, the measured signals are physiological signals. In certain embodiments, the measurements relate to blood constituent measurements including blood oxygen saturation. | 1. A method of measuring oxygen saturation, the method comprising: obtaining first and second signals that are representative of light of first and second wavelengths detected by a light sensitive detector over a period of time, the detected light of first and second wavelengths being attenuated by body tissue carrying pulsing blood;transforming the first and second signals into the frequency domain;calculating a plurality of possible oxygen saturation values using a plurality of values of each of the transformed first and second signals that correspond to non-zero frequencies;selecting one of the plurality of possible oxygen saturation values as an oxygen saturation measurement based upon an analysis to determine which of the plurality of possible oxygen saturation values corresponds to the oxygen saturation of the pulsing blood; andoutputting the oxygen saturation measurement to a user. 2. The method of claim 1, wherein transforming the first and second signals into the frequency domain comprises using a Fourier transform. 3. The method of claim 1, further comprising determining a pulse rate of the pulsing blood from the transformed first and second signals. 4. The method of claim 1, wherein calculating the plurality of possible oxygen saturation values comprises calculating a plurality of ratios of values of the transformed first signal to corresponding values of the transformed second signal. 5. The method of claim 1, further comprising selecting the plurality of values of each of the transformed first and second signals that are used to calculate the plurality of possible oxygen saturation values on the basis that they share one or more common characteristics. 6. The method of claim 1, wherein the plurality of values of the transformed first and second signals that are used to calculate the plurality of possible oxygen saturation values correspond to a range of frequencies that includes at least one harmonic of a pulse rate of the pulsing blood. 7. The method of claim 1, further comprising calculating a histogram of the plurality of possible oxygen saturation values. 8. The method of claim 7, further comprising: identifying one or more peaks in the histogram; andselecting the highest possible oxygen saturation value with a corresponding histogram peak as the oxygen saturation measurement. 9. A pulse oximeter comprising: an input for receiving from a detector information about light of first and second wavelengths attenuated by body tissue carrying pulsing blood over a period of time;a processor configured to perform a method comprising: transforming first and second signals into the frequency domain, wherein the first and second signals are representative of the light of first and second wavelengths attenuated by body tissue carrying pulsing blood;calculating a plurality of possible oxygen saturation values using a plurality of values of each of the transformed first and second signals that correspond to non-zero frequencies; andsele... | Masimo Corporation | A61B005/1455
US08128574 | B2 | 2012-03-06 | Carbon dioxide-sensing airway products and technique for using the same | 2006-09-25 | An airway device is provided that may track the flow of respiratory gases through the device with sensing elements at a plurality of locations along the gas flow path of the device. Such a device may be useful for assessing a variety of clinical states, for adjusting patient ventilator settings, or for determining whether or not an airway device has been properly inserted into a patient airway. | 1. A non-transitory computer readable medium with instructions embodied thereon for determining a change in a non-gas-exchanging physiologic volume in a ventilated patient comprising: code for receiving signals from a first carbon dioxide sensor disposed at a first location on a patient breathing circuit and a second carbon dioxide sensor disposed at a second location on the patient breathing circuit;code for determining a concentration of carbon dioxide gas over time at the first location;code for determining a concentration of carbon dioxide gas over time at the second location;code for determining a velocity of the carbon dioxide gas between the first location and the second location; andcode for determining a change in physiological dead space, wherein the change in physiological dead space is determined based on a volume of the breathing circuit between the first location and the second location, the concentration of carbon dioxide gas at the first location and the second location, and the velocity of the carbon dioxide gas between the first location and the second location. 2. The computer readable medium of claim 1, comprising code for determining from the change in the non-gas-exchanging physiologic volume that the patient has experienced a respiratory event. 3. The computer readable medium of claim 1, comprising code for determining from the change in the non-gas-exchanging physiologic volume that the patient has experienced a pulmonary embolism. 4. The computer readable medium of claim 1, comprising code for triggering an indicator if the change in the non-gas-exchanging physiologic volume is beyond a critical threshold. 5. The computer readable medium of claim 4, wherein the indicator comprises an alarm. 6. The computer readable medium of claim 4, wherein the indicator comprises instructions related to a treatment protocol. 7. The computer readable medium of claim 4, wherein the first location and the second location are on a tracheal tube. 8. A medical system adapted to determine a change in a non-gas-exchanging physiologic volume in a ventilated patient comprising: a tracheal tube comprising a first carbon dioxide sensor disposed at a first location on the tracheal tube and a second carbon dioxide sensor disposed at a second location on the tracheal tube; anda processor adapted to: receive signals from the first carbon dioxide sensor and the second carbon dioxide sensor;determine a concentration of carbon dioxide gas over time at the first location;determine a concentration of carbon dioxide gas over time at the second location;determine a velocity of the carbon dioxide gas between the first location and the second location; anddetermine a change in physiological dead space, wherein the change in physiological dead space is determined based on a volume of the breathing circuit between the first location and the second location, the concentration of carbon dioxide gas at the first location and the second location, and the veloc... | Nellcor Puritan Bennett LLC | A61B005/08
US09237865 | B2 | 2016-01-19 | Analyte sensors and methods for making and using them | 2006-07-25 | Embodiments of the invention provide analyte sensors having elements designed to modulate their chemical reactions as well as methods for making and using such sensors. In certain embodiments of the invention, the sensor includes a hydrophilic comb-copolymer having a central chain and a plurality of side chains coupled to the central chain, wherein at least one side chain comprises a silicone moiety. | 1. An analyte sensor apparatus for implantation within a mammal, the analyte sensor apparatus comprising: a base layer;a conductive layer disposed upon the base layer wherein the conductive layer includes a working electrode;an analyte sensing layer disposed on the conductive layer, wherein the analyte sensing layer detectably alters the electrical current at the working electrode in the conductive layer in the presence of an analyte; andan analyte modulating layer disposed on the analyte sensing layer,wherein:the analyte modulating layer modulates the diffusion of the analyte therethrough;the analyte modulating layer comprising a hydrophilic comb-copolymer having a central chain and a plurality of side chains coupled to the central chain;the hydrophilic comb-copolymer comprises a polydimethyl siloxane monomethacrylate, methyl methacrylate; and methoxy poly(ethylene oxide)monomethacrylate comb-copolymer;the analyte modulating layer exhibits a glucose diffusion coefficient of between 2.3×10−9 cm2/s and 140×10−9 cm2/s; andthe analyte modulating layer comprises:30-50 wt % polydimethyl siloxane monomethacrylate;30-55 wt % methyl methacrylate; and15-25 wt % methoxy poly(ethylene oxide)monomethacrylate,such that the comb-copolymer exhibits a molecular weight from 139 kg/mol to 196 kg/mol. 2. The analyte sensor apparatus of claim 1, wherein analyte modulating layer exhibits a water uptake between 20% and 40%. 3. The analyte sensor apparatus of claim 2, wherein the analyte modulating layer has a oxygen diffusion coefficient (Doxygen) to glucose diffusion coefficient (Dglucose) ratio (Doxygen/Dglucose) of from 5 to 2000. 4. An analyte sensor apparatus for implantation within a mammal, the analyte sensor apparatus comprising: a base layer;a conductive layer disposed upon the base layer wherein the conductive layer includes a working electrode;an analyte sensing layer disposed on the conductive layer,wherein the analyte sensing layer detectably alters the electrical current at the working electrode in the conductive layer in the presence of an analyte; andan analyte modulating layer disposed on the analyte sensing layer,wherein:the analyte modulating layer modulates the diffusion of the analyte therethrough; the analyte modulating layer comprising a hydrophilic comb-copolymer having a central chain and a plurality of side chains coupled to the central chain; andthe analyte modulating layer exhibits:(a) a glucose diffusion coefficient of between 2.3×10−9 cm2/s and 140×10−9 cm2/s;(b) a oxygen diffusion coefficient (Doxygen) to glucose diffusion coefficient (Dglucose) ratio (Doxygen/Dglucose) of from 5 to 2000; and a water uptake between 20% and 40%; and(c) the analyte modulating layer comprises:30-50 wt % polydimethyl siloxane monomethacrylate;30-55 wt % methyl methacrylate; and15-25 wt % methoxy poly(ethylene oxide)monomethacrylate,such that the comb-copolymer exhibits a molecular weight from 139 kg/mol to 196 kg/mol. 5. The analyte sensor apparatus of c... | Medtronic MiniMed, Inc. | G01N033/48 A61B005/05 A61B005/1486 A61B005/145 C12Q001/00
US20080051667 | A1 | 2008-02-28 | Method And Device For Measuring Physiological Parameters At The Hand | 2004-05-16 | A wrist-mounted device (100) for measuring at least one physiological parameter of the user. The present invention enables such a measurement to preferably be transformed into clinically useful information about the user. Such information may then optionally be sent to medical personnel, for example at a contact and/or monitoring center. The measuring parameters may include blood pressure, ECG, location. The present invention can perform a Holter process over more than one physiological parameter. | 1. A device for measuring at least one physiological parameter of a subject in addition to blood pressure, comprising: (a) a band for being fastened to a hand of the user; (b) a blood pressure cuff for being associated with said band; (c) at least one additional sensor for measuring at least one additional physiological parameter of the user; and (d) a monitor and control unit (MACU) for controlling said blood pressure measurement and said measurement of said at least one additional physiological parameter of the user and for receiving a signal from said sensor and a signal from said blood pressure cuff and for converting said signals to form medical information. 2. The device of claim 1, wherein said physiological parameter includes breathing rate. 3. The device of claim 2, comprising a movement sensor for measuring the breathing rate. 4. The device of claim 1, wherein the at least one additional sensor includes an electro cardiogram (ECG) sensor and wherein the ECG sensor includes at least one electrode associated with said band. 5. The device of claim 4, wherein said band features at least a rigid portion and said at least one electrode is associated with said rigid portion. 6. The device of claim 4, wherein the at least one electrode is organized into a set of two or more electrodes, such that only one electrode is required to be in contact with said wrist at any particular time. 7. The device of claim 1, wherein said MACU further comprises a sensor port for communicating with an external monitoring device for monitoring a physiological parameter. 8. The device of claim 1, wherein said physiological parameter is oxygen saturation in the blood (SpO2). 9. The device of claim 8, wherein said at least one sensor comprises an SpO2 sensor. 10. The device of claim 1, wherein said physiological parameter includes body temperature. 11. The device of claim 10, wherein said at least one sensor comprises a temperature sensor. 12. The device of claim 1, further comprising: a display mounted on said device. 13. The device of claim 12, wherein said display shows at least one of a measurement from said sensor or from said blood pressure cuff (or a combination), or a medical diary management information, or a user interface. 14. The device of claim 1, further comprising: a non-volatile memory for storing at least one physiological measurement result. 15. The device of claim 1, further comprising: a communication unit for at least transmitting data. 16. The device of claim 15, wherein said communication unit also transmits a device identifier for uniquely identifying the device. 17. The device of claim 15, wherein said communication unit also receives data. 18. The device of claim 17, wherein said data includes information for synchronizing a medical diary management function. 19. The device of any of claims 1-18, further comprising a locator unit for locating the device. 20. The device of claim 19, wherein said locato... | - | A61B005/02
US20080033278 | A1 | 2008-02-07 | SYSTEM AND METHOD FOR TRACKING MEDICAL DEVICE USING MAGNETIC RESONANCE DETECTION | 2007-02-15 | A system and method for using magnetic resonance to track a medical device which attenuates interfering MR signals. The system comprises an MR tracking device comprising one or more radiofrequency (RF) tracking coils adapted to receive a magnetic resonance MR response signal from nuclei excited by an RF pulse. Ideally, the RF tracking coil only receives an MR response signal from nuclei in matter in the close vicinity of the tracking device. The tracking device is attached to medical device. The interfering signal tends to emanate from large objects or large volumes that are outside the close vicinity of the tracking device but which are still weakly coupled to the tracking device. A dephasing gradient is applied perpendicular to the readout gradient before the RF response signal is received thereby dephasing the interfering signal emanating from remote nuclei, which strongly attenuates the interfering signal while the MR response signal is substantially unaffected. The system can also detect errors in tracking location by checking the amplitude of the signal from each coil and the detected distance between each coil, and correcting for such errors by ignoring data from coils having low amplitude or location deviating from known location relative to the other coils. | 1. A system for tracking the location of a medical device within an MRI machine, comprising: an MRI machine;a medical device for treating or diagnosing a patient;a tracking device attached to said medical device, said tracking device adapted to receive an MR response signal, having a readout gradient, generated by material in a close vicinity of said tracking device when said material is excited by said MR machine;wherein said MRI machine is adapted to apply a dephasing gradient substantially perpendicular to said readout gradient before said MR response signal is received by the tracking device. 2. The system of claim 1, wherein said MRI machine comprises a magnetic gradient generator for generating a magnetic field of varying amplitude in a selected number of dimensions, and said magnetic gradient generator applies said dephasing gradient. 3. The system of claim 1, wherein said tracking device comprises at least one RF tracking coil. 4. The system of claim 1, wherein said tracking device comprises three or more RF coils. 5. The system of claim 1, further comprising an image processing system operably coupled to at least one of said MRI machine and said tracking device. 6. The system of claim 5 wherein said image processing system is operably coupled to a display, and said image processing system is adapted to display an image of a region of interest of the patient and superimpose an illustration of the medical device representing the location of said medical device onto said image of a region of interest of the patient. 8. The system of claim 1, wherein interfering material outside the close vicinity of said tracking device produces an interfering MR response signal which is attenuated by said dephasing gradient, said interfering material having a largest dimension substantially along the axis of the dephasing gradient. 9. A system for tracking the location of a medical device within an MRI machine, comprising: an MRI machine comprising; a magnet for applying a substantially uniform magnetic field throughout an imaging region within said MRI machine;a magnetic gradient generator for generating a magnetic field of varying amplitude in a selected number of dimensions within said imaging region;an RF transmitter for transmitting RF energy of a selected pulse sequence within said imaging region;an RF receiver for receiving a magnetic resonance response signal emitted from resonating nuclei;an image processing system operably coupled to said RF receiver, said image processing system adapted to process said magnetic resonance response signal into spatial location an image data; anda display operably coupled to said image processing system for displaying the image represented by said image data;a medical device for treating or diagnosing a patient;a tracking device attached to said medical device, said tracking device adapted to receive an MR response signal, having a readout gradient, generated by material in a close vicinity of said tracking ... | INSIGHTEC LTD. | A61B005/055
US20080076974 | A1 | 2008-03-27 | Biological information detection sensor device | 2007-04-23 | It is an object of the present invention to provide a biological information detection sensor system which can be easily replaced. The present invention relates to a biological information detection sensor system having an adhesive tape including an adhesive surface which is provided with an adhesive material and a surface which is not provided with the adhesive material; a biological information detection sensor having an ID tag in which personal information is stored and a sensor, which is attached to an adhesive surface side of the adhesive tape; and an antenna which is connected to the biological information detection sensor and is pulled from the adhesive surface of the adhesive tape to the surface thereof through a groove provided in the adhesive tape. Accordingly, even if the biological information detection sensor gets dirty, it can be replaced to a new one soon, thereby being sanitary. | 1. A biological information detection sensor device comprising: an adhesive tape having a first surface which is provided with an adhesive material and a second surface which is not provided with the adhesive material; a sensor attached on the first surface of the adhesive tape; and an antenna connected to the sensor, wherein the sensor comprises a biological information detection portion and a memory portion, wherein the antenna is pulled from the first surface to the second surface through a groove provided in the adhesive tape, and wherein the memory portion is capable of storing biological information. 2. The biological information detection sensor device according to claim 1, wherein the antenna is fixed by an adhesive material provided on a bottom surface of the groove. 3. The biological information detection sensor device according to claim 1, wherein the antenna is fixed by a protrusion provided on side surfaces of the groove. 4. The biological information detection sensor device according to claim 1, wherein the sensor further comprises an arithmetic processing circuit portion and a communication circuit portion. 5. The biological information detection sensor device according to claim 1, wherein the biological information detection portion comprises a piezoelectric element or a thermoelectric element. 6. A biological information detection sensor device comprising: an adhesive tape having a first surface which is provided with an adhesive material and a second surface which is not provided with the adhesive material; a sensor attached on the first surface of the adhesive tape; and an antenna connected to the sensor, wherein the sensor comprises a biological information detection portion and a memory portion each of which is formed of a thin film transistor over an insulating surface, wherein the antenna is pulled from the first surface to the second surface through a groove provided in the adhesive tape, and wherein the memory portion is capable of storing biological information. 7. The biological information detection sensor device according to claim 6, wherein the antenna is fixed by an adhesive material provided on a bottom surface of the groove. 8. The biological information detection sensor device according to claim 6, wherein the antenna is fixed by a protrusion provided on side surfaces of the groove. 9. The biological information detection sensor device according to claim 6, wherein the sensor further comprises an arithmetic processing circuit portion and a communication circuit portion. 10. The biological information detection sensor device according to claim 6, wherein the biological information detection portion comprises a piezoelectric element or a thermoelectric element. 11. A biological information detection sensor device comprising: an adhesive tape having a first surface which is provided with an adhesive material and a second surface which is not provided with the adhesive material; a sensor attach... | Semiconductor Energy Laboratory Co., Ltd. | A61B005/00 A61B005/04
US20080077016 | A1 | 2008-03-27 | MONITORING SYSTEM HAVING IMPLANTABLE INDUCTIVE SENSOR | 2007-09-24 | A system for monitoring physical properties of structures within animate and inanimate objects, including internal organs and bones of humans. The system includes sensing and readout devices. The sensing device is adapted to be implanted in a body and attached to a structure within the body, and includes an electrical circuit containing a first inductor coil formed at least in part by a conductor with portions thereof separated by gaps. The first inductor coil is adapted to be physically coupled to the structure so that changes in shape and size of the structure cause changes in shape and/or size of the first inductor coil and/or changes in the gaps, which alter the inductance of the first inductor coil when current flows through the electrical circuit. The readout device is not adapted to be implanted in the patient, and includes an inductor coil capable of electromagnetic telecommunication and/or electromagnetic powering of the sensing device. | 1. A monitoring system comprising: at least one sensing device adapted to be implanted in a body and attached to a structure within the body, the sensing device comprising an electrical circuit containing at least a first inductor coil that comprises a conductor with portions thereof separated by gaps, the first inductor coil being adapted to be physically coupled to the structure so that changes in shape and size of the structure cause changes in shape and/or size of the first inductor coil and/or changes in the gaps so as to alter the inductance of the first inductor coil when current flows through the electrical circuit; and a readout device that is not adapted to be implanted in the patient, the readout device comprising at least one inductor coil and telemetric means for at least one of electromagnetic telecommunication and electromagnetic powering of the sensing device with the inductor coil thereof. 2. The monitoring system according to claim 1, wherein the sensing device further comprises a fixed capacitor. 3. The monitoring system according to claim 2, wherein the fixed capacitor is in series with the first inductor coil in the electrical circuit, and the electrical circuit has a resonant frequency that is dependent on the inductance of the first inductor coil. 4. The monitoring system according to claim 3, wherein the electrical circuit of the sensing device further comprises a variable resistor n series with the fixed capacitor and the first inductor coil so as to form an LCR circuit therewith. 5. The monitoring system according to claim 4, wherein the variable resistor is a strain gage arranged within the sensing device to be responsive to stresses and strains within the structure. 6. The monitoring system according to claim 3, wherein the inductor coil of the readout device electromagnetically telecommunicates with and electromagnetically powers the sensing device through the first inductor coil of the sensing device. 7. The monitoring system according to claim 1, wherein the electrical circuit of the sensing device further comprises a strain gage in series with the first inductor coil and arranged within the sensing device to be responsive to stresses and strains within the structure. 8. The monitoring system according to claim 1, wherein the electrical circuit of the sensing device further comprises a second inductor coil electrically coupled to the first inductor coil for being electromagnetically powered by the readout device. 9. The monitoring system according to claim 1, wherein the sensing device further comprises signal processing circuitry electrically coupled to the first inductor coil and adapted to convert the inductance of the first inductor coil to an output signal that can be transmitted to the inductor coil of the readout device. 10. The monitoring system according to claim 9, wherein the sensing device is electromagnetically powered by the inductor coil of the readout device through the first induc... | INTEGRATED SENSING SYSTEMS, INC. | A61B005/103
US07314453 | B2 | 2008-01-01 | Handheld diagnostic device with renewable biosensor | 2001-05-14 | A handheld diagnostic device having a test head and a handle is equipped with an open test channel having sensors and liquid reagent dispensing opening for the diagnostic testing of body fluids. The test channel can draw in fluid sample by capillary force and be closed by a channel cover for mixing the fluid sample with liquid reagent for electrochemical reactions for providing measurement signals for diagnostic analysis by a microprocessor included in the handle. A vibration means is added for stimulating the production of the body fluid sample and for assisting mixing of the sample solution. A renewable biosensor having a reusable electrode system and a dispensing means for providing a new dose of liquid reagent is included in the test head for repeated uses of the test channel and the biosensor. A dual-dispensers system having two reagent cartridges and two dispensing lines is included for simultaneous or selective dispensing of reagents for multiple diagnostic testing. The handheld device can be used for the self-diagnostic testing of saliva, body fluid, blood and vagina fluid for home healthcare and for monitoring predetermined components in a pourable fluid. For vagina fluid applications, a handheld diagnostic device may include cream or foam dispenser for dispensing vagina medication material, lubricant, or spermicide. | 1. A body fluid diagnostic device comprising:a. a handle;b. a test head attached to the handle, said test head having a test channel which is positioned in a recess in a surface of the test head and said test channel being comprising of a base and opposing upper and lower channel walls which extend from the base and are spaced apart from each other for forming a test channel opening and said test channel being capable of retaining a test sample of body fluid by capillary force;c. sensing means in communication with the test channel for providing an output sensing signal representative of the tested properties of body fluid collected in said test channel;d. signal processing means for converting the output sensing signal to readable or storable information, said signal processing means having an input means for receiving the output sensing signal and an output means for producing a signal for information display or storage;e. a power source attached to said handle for energizing the sensing means and the microprocessor;f. two cartridges storing functional fluids; andg. a dispensing means including two elastic buttons and an a disk actuater, said disk actuater contacting the elastic buttons selectively for dispensing at least one functional fluid. 2. The body fluid diagnostic device of claim 1 wherein said dispensing means includes an elastic membrane valve, said elastic membrane valve having flexible valve segments separated by cross-cut slits with slit clearance sufficiently small for liquid-proof sealing of the dispensing opening when said elastic membrane valve being in the closed position. 3. The body fluid diagnostic device of claim 1 wherein:a. the sensing means is comprised of a renewable biosensor system which includes at least one reusable electrode system having a plurality of electrodes and counter electrodes, said electrode system being positioned on at least one wall of the test channel; andb. the test channel has an opening in one wall of said test channel for the inlet flow of a controlled quantity of reagent into the test channel for forming a mixture with body fluid, said mixture being removable from the electrode system and from the test channel by a treatment liquid. 4. The body fluid diagnostic device of claim 1 including a driving means for imparting a vibrating motion to the test head. 5. The body fluid diagnostic device of claim 1 including a channel cover for the test channel opening and said channel cover being slidable to its closed and open positions. 6. The body fluid diagnostic device of claim 5 wherein the movement of the channel cover is in response to the dispensing action of a reagent from a cartridge into the test channel. 7. The body fluid diagnostic device of claim 5 wherein the channel cover comprises:a. a saddle-shaped base with an opening which coincides with the channel opening when the channel cover is in an open position; andb. guide ribs on the underside of the saddle-shaped base for engaging with s... | - | A61B005/00 B65D081/00
US07317941 | B2 | 2008-01-08 | Time syncrhonization of data | 2003-11-13 | A device external to an implantable medical device (IMD) is provided with an accurate reference clock. The programmer receives time data from the IMD and compares that data to time data from the reference clock. Based on this comparison, the programmer determines how much a clock within the IMD is drifting per unit of time. A correction factor is generated so that data received from the IMD can then be correlated to the correct reference time. | 1. A method comprising: measuring drift of a clock within an implantable medical device; andgenerating a correction factor to correct for the drift;detecting a first time output from the clock of the implantable medical device at a first time;detecting a first time output from a reference clock at the first time;detecting a second time output from the clock of the implantable medical device at a second time;detecting a second time output from the reference clock; andcalculating the drift based on the difference between the second time output from the clock of the implantable medical device and the second time output from the reference clock, wherein calculating the drift includes determining a slope of a divergence between a first timeline defined between the first time and the second time for the clock of the implantable medical device and a second time line defined between the first time and the second time for the reference clock. 2. The method of claim 1, further comprising: correlating time data from the clock to a reference time frame by correcting for the drift. 3. The method of claim 2, wherein the time data is received at a programmer and then correlated. 4. The method of claim 1, further comprising: programming the implantable medical device with the correction factor. 5. The method of claim 1, further comprising: identifying lost time; andcorrecting the lost time. 6. The method of claim 5, wherein identifying lost time includes identifying periods of therapy delivery. 7. The method of claim 5, wherein correcting includes modifying data from the IMD so that the lost time is added back to the data temporally proximate where the time was lost. 8. An apparatus for correlating time data from an implantable medical device comprising: communication means for communicating with and receiving time data from an implantable medical device;measuring means for determining an amount of drift in the time data relative to a reference time;correction means for correcting the data by removing the drift so that the corrected data correlates to the reference time;means for determining differences between the time data and the reference time due to time zone variations; andmeans for modifying the time data to eliminate the differences due to time zone variations. 9. The apparatus of claim 8, further comprising: means for determining lost time; andmeans for correcting for the lost time. 10. The apparatus of claim 8, further comprising: measuring means for measuring a frequency of an oscillator within a clock circuit of the implantable medical device; andprogramming means for generating a correction factor to correlate the frequency to a standard time format. 11. The apparatus of claim 8, further comprising means for simultaneously synchronizing time data from multiple implantable medical devices to the reference time. 12. A computer readable medium containing instructions that when executed on an electronic device cause the electronic device to p... | Medtronic, Inc. | A61B005/04
US20080027343 | A1 | 2008-01-31 | Methods and Devices for Lung Treatment | 2007-04-04 | A method of diagnosing collateral ventilation between regions of a lung includes the step of measuring at least one parameter associated with a target lung region while a catheter is positioned in the target lung region. A level of collateral fluid flow into the target lung region is detected based on the at least one parameter. | 1. A method of diagnosing collateral ventilation between regions of a lung, comprising: positioning a catheter transtracheally into a bronchial passageway that provides direct fluid flow into a target region of the lung; and detecting the presence of collateral fluid flow into or out of the target region of the lung based on the presence of the catheter in the bronchial passageway. 2. A method as in claim 1, further comprising measuring a level of collateral fluid flow into or out of the target region. 3. A method as in claim 2, further comprising determining a treatment plan for the lung based on the level or direction of collateral fluid flow. 4. A method as in claim 3, further comprising treating the lung based on the treatment plan. 5. A method as in claim 1, wherein the catheter is a balloon catheter having an inflatable balloon, and further comprising: inflating the balloon on the balloon catheter to seal the catheter in the bronchial passageway; detecting the presence of collateral fluid flow by measuring at least one lung parameter affected by the presence of the balloon catheter in the lung. 6. A method as in claim 1, wherein the catheter is a delivery catheter, and further comprising: deploying a flow control element in the bronchial passageway, wherein the flow control element at least partially occludes the bronchial passageway. 7. A method of diagnosing collateral ventilation between regions of a lung, comprising: modifying direct fluid flow into a target lung region; and detecting the presence of collateral fluid flow into the target lung region. 8. A method as in claim 7, wherein direct fluid flow is modified by inserting a catheter into a bronchial passageway that provides direct fluid flow to the target lung region. 9. A method as in claim 7, wherein direct fluid flow is modified by at least partially occluding a bronchial passageway that provides direct fluid flow to the target lung region. 10. A method as in claim 7, further comprising measuring a level of collateral fluid flow into or out of the target region. 11. A method as in claim 10, further comprising determining a treatment plan for the lung based on the level of collateral fluid flow. 12. A method as in claim 7, further comprising treating the lung to reduce the collateral fluid flow into or out of the targeted lung region. 13. A method of diagnosing collateral ventilation between regions of a lung, comprising: measuring at least one parameter associated with a target lung region while a catheter is positioned in the target lung region; and calculating a level of collateral fluid flow into the target lung region based on the at least one parameter. 14. A method as in claim 13, further comprising treating the patient based on the calculated level of collateral fluid flow. 15. A method as in claim 14, wherein treating the patient comprises causing the target lung region to at least partially reduce in volume. 16. A method as in claim 15... | EMPHASYS MEDICAL, INC. | A61B005/08
US20080027295 | A1 | 2008-01-31 | Vital information measuring device, managing device, and vital information communication system | 2007-07-27 | A vital information measuring device measures vital information of a measurement target person. The vital information measuring device includes (i) a data frame creating section for generating, by using a symbolic code assigned to an item regarding measurement processing of the vital information, a request data frame for use in requesting a vital information managing device for necessary information, and (ii) a response data frame analyzing section for analyzing a response data frame, which is received from the vital information managing device. This makes it possible to provide a vital information measuring device that does not have a storage device having a particularly large storage space but can obtain precise vital information. | 1. A vital information measuring device, which measures vital information of a living body and communicates with a managing device that manages measurement processing information necessary for measurement processing of the vital information, an identification code being assigned to an item regarding the measurement processing of the vital information, so as to specify the item,said vital information measuring device, comprising:a request data generating section for generating, by using the identification code, request data for use in requesting the managing device for response data including the measurement processing data; andan analyzing section for analyzing the response data, which is received from the managing device in reply to the request data and is described by using the identification code. 2. The vital information measuring device as set forth in claim 1, further comprising: an external device correlation information storage device for storing external device correlation information indicating a correlation between the item regarding the measurement processing and an identification code, each of which is defined in an external vital information measuring device,wherein:in cases where the response data includes information indicated by the identification code defined by the external vital information measuring device, the analyzing section analyzes the response data with reference to the external device correlation information stored in the external device correlation information storage device. 3. The vital information measuring device as set forth in claim 2, wherein: in cases where the response data includes device information indicating the external vital information measuring device, which has provided the measurement processing information that is being managed by the managing device, the analyzing section checks the device information of the response data and records, onto the external device correlation information storage device, existence information indicating whether or not there exists the measurement processing information having been provided by the external information measuring device. 4. The vital information measuring device as set forth in claim 1, further comprising: a calculating section for calculating, in accordance with a result of the measurement of the vital information of the living body, vital information,wherein:in cases where the response data includes, as the measurement processing information, a measurement value required in calculating the vital information and measured by an external vital information measuring device, the calculating section calculates the vital information in accordance with (i) the result of the measurement and (ii) the measurement value included in the response data and measured by the external information measuring device. 5. The vital information measuring device as set forth in claim 1, wherein: each of the request data and the response data includes (i) a header describing ... | Sharp Kabushiki Kaisha | A61B005/00
US20080027288 | A1 | 2008-01-31 | RFID enabled apparatus for monitoring a medical status and a method thereof | 2006-07-31 | The invention provides a system and method for monitoring a medical status of a user. The system and method includes a radio frequency identification transmitter for transmitting the medical status of the user, a radio frequency identification receiver for receiving the medical status of the user and comparing the medical status of the user to a first threshold value and a second threshold value, and a network for communicating the received medical status of the user to a second user. | 1. A system for monitoring a medical status of a user comprising: a radio frequency identification transmitter for transmitting the medical status of the user;a radio frequency identification receiver for receiving the medical status of the user and comparing the medical status of the user to a first threshold value and a second threshold value; anda network for communicating the received medical status of the user to a second user. 2. The system according to claim 1, wherein the medical status comprises a temperature. 3. The system according to claim 1, wherein the medical status comprises a blood pressure. 4. The system according to claim 1, wherein the medical status comprises a respiratory rate. 5. The system according to claim 1, wherein the network comprises a wireless network. 6. The system according to claim 1, wherein the network comprises a public switched telephone network. 7. The system according to claim 1, wherein the network comprises a private network. 8. The system according to claim 7, wherein the private network comprises a packet network. 9. The system according to claim 1, further comprising: providing the medical status to at least one of a mobile phone, a personal digital assistant, a computer and a pager. 10. The system according to claim 1, further comprising: continuously transmitting the medical status between the transmitter and receiver. 11. The system according to claim 1, further comprising: selectively transmitting the medical status between the transmitter and receiver. 12. A method for monitoring a medical status of a user comprising: transmitting the medical status of the user;receiving the medical status of the user and comparing the medical status of the user to a first threshold value and a second threshold value; andcommunicating the received medical status of the user to a second user. 13. The method according to claim 12, further comprising: selectively transmitting the medical status. 14. The method according to claim 12, further comprising: providing the medical status to at least one of a mobile phone, a personal digital assistant, a computer and a pager. 15. The method according to claim 12, wherein the step of transmitting comprises: providing a temperature of the user. 16. The method according to claim 12, wherein the step of transmitting comprises: providing a heart rate of the user. 17. The method according to claim 12, wherein the step of transmitting comprises: providing a blood pressure of the user. 18. The method according to claim 12, wherein the step of transmitting comprises: providing a respiratory rate of the user. 19. A system for monitoring a medical status of a user, the system comprising: a radio frequency identification transmitter for transmitting the medical status of the user;a radio frequency identification receiver for receiving the medical status of the user andselecting a contact person based on at least one of a comparison of the medical status of the user to... | - | A61B005/00
US20080076973 | A1 | 2008-03-27 | REMOTE HEALTH CARE SYSTEM WITH TREATMENT VERIFICATION | 2007-06-01 | Disclosed are methods for remote health care treatment verification. The methods include determining a medical plan including at least a medical procedure that is self administered. The methods further include establishing a communications link, supporting the transmission of video information from the patient to a medical professional, between the medical professional and a patent remote to the medical professional. Furthermore, the methods include instructing the patient to initiate a self administered medical procedure in accordance with the medical plan and receiving video information from the patient indicative of compliance with the instruction. | 1. A method comprising: determining a medical plan comprising at least a medical procedure that is self administered; establishing a communications link between a medical professional and a patent remote to the medical professional, the communications link supporting the transmission of video information from the patient to the medical professional; instructing the patient to initiate a self administered medical procedure in accordance with the medical plan; receiving video information from the patient indicative of compliance with the instruction. 2. A method according to claim 1 comprising: prior to establishing the communications link, determining that the patient is likely to be other than compliant with an instruction to initiate a self administered medical procedure in accordance with the medical plan; upon receiving video information from the patient, requesting additional video information indicative of compliance with the instruction. 3. A method according to claim 1 comprising: prior to receiving video information from the patient, storing the video information in a memory buffer. 4. A method according to claim 1 wherein establishing a communications link comprises: the transmission of audio information from the medical professional to the patient. | Igeacare Systems Inc. | A61B005/00
US20080045862 | A1 | 2008-02-21 | SYSTEMS, METHODS, AND DEVICES FOR SAMPLING BODILY FLUID | 2007-06-20 | A fluid sampling system is disclosed comprising a fluid drawing device and a fluid sampling device. In one embodiment, the fluid drawing device comprises a venous arterial blood management protection apparatus having a housing with a fill chamber in fluid communication with a patient injection site, a piston positionable within the fill chamber to sealingly engage the fill chamber, wherein the piston has a first position and a second position, wherein movement of the piston from the first position to the second position generates a negative pressure in the fill chamber effective to draw fluid from the patient injection site into the fill chamber, biasing means for biasing the piston to the second position relative to the first position, and securing means for selectively securing the piston in the second position. In one embodiment, the fluid sampling device comprises a base portion having a canula, a handle, and a ridge extending around at least a portion of an outer surface; and a top portion having a flange adapted to engage said the ridge to couple the top portion to the base portion. | 1. A fluid sampling device comprising: a first portion having a blunt canula, a platform in fluid communication with said blunt canula, and a ridge operatively associated with said platform; and a second portion having a flange adapted to engage said ridge to couple said second portion to said first portion. 2. The medical device of claim 1, wherein said first portion and said second portion are adapted to be coupled together with a test strip therebetween. 3. The medical device of claim 1, wherein said second portion is adapted to couple to said first portion in a first position and in a second position relative to said first portion, said second portion adapted to be biased toward said second position. 4. The medical device of claim 3, wherein said second portion is in said first position when a test strip is placed between said second portion and said first portion. 5. The medical device of claim 4, further comprising a housing that is adapted to protect said first and second portions from damage and prevent contamination of said blunt canula, said housing comprising: a substrate that lies adjacent said second portion; a railing extending from said substrate; and a cover coupled to said railing and which extends around at least of portion of said first portion. 6. The medical device of claim 5, wherein said second portion moves from said first position to said second position when said test strip is removed from between said first portion and said second portion. 7. The medical device of claim 6, wherein said second portion and said first portion are adapted to remove and retain excess fluid from said test strip when said test strip is removed from between said first portion and said second portion. 8. A medical device comprising: a blunt canula adapted to be inserted into a sample port of an intravenous tube, said blunt canula comprising a lumen; a base portion in fluid communication with said blunt canula, said base portion having an aperture in fluid communication with said lumen of said blunt canula; and a top portion adapted to be coupled to said base portion, said top portion having an aperture therein that is in fluid communication with said aperture of said base portion and said lumen of said blunt canula. 9. The medical device of claim 8, wherein said top portion and said base portion are adapted to receive a test strip therebetween. 10. The medical device of claim 9, wherein said aperture of said top portion is adapted to allow a user to see a portion of said test strip through said aperture of said top portion to determine when a predetermined amount of fluid has been absorbed by said test strip. 11. The medical device of claim 10, wherein said top portion has a recess in a bottom surface thereof and a top surface of said base portion has at least one groove therein, said recess in said top portion and said at least one groove in said base portion are adapted to remove and retain excess fluid from said test st... | - | A61B005/157
US20080058611 | A1 | 2008-03-06 | MEDICAL IMAGE PROCESSING APPARATUS | 2007-08-29 | Reference information such as medical-knowledge database 111 and statistical-information database 112 are stored in an information storage part 11 of a medical image processing apparatus 1. When a communication part 16 has accepted image data of a medical image and incidental information thereof from a modality 2000, an information changing part 12 compares this incidental information with the reference information stored in the information storage part 11, and changes medical information included in this incidental information. An information updating part 13 updates the statistical-information database 112 and so on based on a result of change of the incidental information. With this configuration, it becomes possible to automatically correct the incidental information. | 1. A medical image processing apparatus comprising: an accepting part configured to accept image data of a medical image and incidental information thereof;a determining part configured to compare predetermined reference information that includes associated information associating a plurality of medical information based on a degree of accuracy, with medical information included in the incidental information, and determine whether the medical information conforms to the predetermined reference information; anda changing part configured to change the medial information included in the incidental information based on the predetermined reference information when it is determined the medical information does not conform. 2. A medical image processing apparatus according to claim 1, wherein: the associated information is information that associates high-accuracy information with low-accuracy information among the plurality of medical information; andthe changing part changes the low-accuracy information. 3. A medical image processing apparatus according to claim 2, wherein: the accepting part accepts a plurality of image data of medical images and a plurality of incidental information thereof;the associated information is information that associates imaging-type information indicating an imaging type of the medical image as the low-accuracy information, with statistical information indicating a number of imaged sheets of the medical image as the high-accuracy information;the determining part determines, for each of the plurality of incidental information, whether association between the imaging-type information and the imaged-sheet-number information conforms to the associated information; andwhen two or more of the incidental information are determined not to conform, respectively, the changing part executes a process of interchanging the imaging-type information of the two or more incidental information so as to conform to the associated information, as a process of changing the low-accuracy information. 4. A medical image processing apparatus according to claim 2, wherein: the accepting part accepts a plurality of image data of medial images and a plurality of incidental information thereof;the associated information is information that associates imaged-site information indicating an imaged site of the medical image as the low-accuracy information, with statistical information indicating a number of imaged sheets of the medical image as the high-accuracy information;the determining part determines, for each of the plurality of incidental information, whether association between the imaged-site information and the imaged-sheet-number information conforms to the associated information; andwhen two or more of the incidental information are determined not to conform, respectively, the changing part executes a process of interchanging the imaged-site information of the two or more incidental information so as to conform to the associated information... | KABUSHIKI KAISHA TOSHIBA TOSHIBA MEDICAL SYSTEMS CORPORATION | A61B005/00
US20080071195 | A1 | 2008-03-20 | Non-invasive tracking device and method | 2006-09-18 | A device for use with a surgical navigation system includes a body with an inner and outer wall that is shaped to envelope an extremity of a patient, a tracking device associated with the body in a fixed relation to the outer wall of the body, and a filler that fixably conforms to the space between the inner wall of the body and the extremity. The device can be used in orthopedic surgery. | 1. A medical device for use with a surgical navigation system comprising: a body shaped to envelope an extremity of a patient, the body having an inner wall and an outer wall;a tracking device associated with the body in a fixed relation to the outer wall of the body; anda filler that fixably conforms to the space between the inner wall of the body and the extremity. 2. The medical device of claim 1 wherein the body is rigid. 3. The medical device of claim 1 wherein the filler is an inner liner of the body that conforms to the extremity. 4. The medical device of claim 1 that includes an opening in the body to enable the determination of an anatomical landmark. 5. The medical device of claim 1 wherein the extremity is the leg and the body is in the shape of a boot. 6. The medical device of claim 1 wherein the filler is a bladder that can be filled with a fluid. 7. The medical device of claim 1 wherein the tracking device is an inertial sensor. 8. The medical device of claim 1 wherein the tracking device is an optical sensor tracked by an optical tracking system. 9. The medical device of claim 1 wherein the tracking device is an electromagnetic sensor tracked by an electromagnetic tracking system. 10. The medical device of claim 1 wherein the tracking device is integral to the outer wall. 11. The medical device of claim 1 wherein the tracking device is mounted on the outer wall. 12. The medical device of claim 11 wherein the tracking device is mounted using a rigid connector attached to the outer wall. 13. The medical device of claim 1 that includes a clamp for an extra-medullary tibia rod. 14. A method of attaching a tracking device to a patient in a non-invasive manner, the method comprising the steps of: placing a body around an extremity of the patient;non-invasively securing the body to the extremity so that the body is fixed relative to the extremity; andassociating a tracking device to the body so that the tracking device is fixed relative to the body. 15. The method of claim 14 wherein the non-invasive securing is done by using an inner layer that conforms to the extremity. 16. The method of claim 14 wherein the non-invasive securing is done by using a bladder that can be filled with fluid. 17. The method of claim 14 wherein the tracking device is used during a knee replacement procedure to determined the necessary anatomical landmarks. 18. The method of claim 14 wherein the tracking device is used during a hip replacement procedure to determined the necessary anatomical landmarks. 19. The method of claim 14 wherein the associating of the tracking device is performed by attaching the tracking device to a connector that is affixed to the body. 20. A method for establishing a coordinate system of an anatomical structure with reference to neighboring structures and for establishing spatial relationships between the anatomical structure and the neighboring structures or surgical devices in a non invasive manner, the method co... | - | A61B019/00 A61B005/11 G01C025/00 G12B013/00
US07343305 | B2 | 2008-03-11 | Method and system for recording carious lesions | 2002-05-02 | A method and system is provided for charting tooth decay to assist in caries management. Specifically, the invention provides a computer system, a Graphical User Interface(GUI), a method, and associated computer code for presenting an interactive tooth chart comprising selectable, anatomically correct tooth icons corresponding to a dental patient's teeth. The invention allows a user to select regions of each individual tooth icon to record the condition of the selected region. According to the invention, a dental patient is selected from a patient data base, the patent's teeth are examined, and the condition of each tooth region is recorded using selectable icons. The invention further provides automatic characterization of dental conditions based on standard values and previously recorded conditions to indicate progression of disease. In an alternative embodiment, the invention provides a recommended course of clinical management based on the information recorded. In another embodiment the invention automatically classifies patients into risk categories and provides suggested x-ray exam intervals. Thus, particular advantages of the current invention include ease of recording dental conditions, more accurate dental charting, and automatic analysis of recorded dental data, advantageously resulting in better patient care and more efficient use of a dental care provider's time. | 1. An interactive system for recording carious lesion information comprising: a) a computing device comprising a display, a central processing unit (CPU), operating system software, memory for storing data, a user interface, and input/output capability for reading and writing data;b) a patient database comprising patient dental records;c) a graphical user interface (GUI) having at least one linked, interactive screen display, said display comprising: 1) a first display area comprising an anatomically correct diagram of a set of teeth, wherein said teeth represent a patient's teeth according to the corresponding data stored for the patient in said patient information database, said teeth including indicia to indicate condition of a patient's teeth, wherein said teeth are interactive icons, and each of said teeth can be selected to link to a representative diagram of a selected patient's tooth;2) a second display area, operatively linked to said first display area, comprising a representative diagram of the coronal morphology of a tooth selected from said teeth, wherein said tooth is an interactive tooth icon divided into selectable regions corresponding to the coronal morphology of said selected tooth, wherein said selectable regions are interactive region icons, each of said region icons having a region identifier to uniquely identify said selectable region;3) a third display area having operable diagnostic icons, indicative of diagnostic information, wherein said diagnostic icons allow a user to input and record diagnostic information for each said region of said tooth selected and displayed in said second display area; and4) a fourth display area, associated with said tooth icon displayed in said second display area, comprising a scrollable window to display diagnostic information recorded for the selected patient's tooth, wherein said displayed diagnostic information corresponds to said diagnostic information input using said diagnostic icons in said third display area; andd) computer program code for: 1) providing the capability to allow navigating among elements of said linked, interactive screen display;2) providing interactive icons to allow entering and editing of said carious lesion information;3) allowing selection of a patient from said patient database;4) recording the condition of a selected patient's teeth by: i) receiving one of said tooth icons selections from said diagram of a set of teeth;ii) displaying said tooth icon;iii) receiving one of said region icons selections of said selected tooth icon;iv) receiving at least one of said diagnostic icons selections to record the condition of a patient's tooth corresponding to said selected tooth region;v) displaying said recorded condition;vi) providing the capability to allow verifying and editing of said recorded condition; andvii) repeating steps i)-vi) until the condition of each region of each of the selected patient's teeth has been received and recorded;wherein said computing de... | University of Florida Research Foundation, Inc. | A61B005/00 G06F019/00
US07699785 | B2 | 2010-04-20 | Method for determining sleep stages | 2005-02-23 | The present invention provides a method for determining sleep stages of an examinee, including detecting signals of the examinee with a biosignal detector, calculating a signal strength deviation value that indicates deviation of a signal strength of the detected signals, and determining a sleep stage by using the signal strength deviation value or a value of a plurality of values based on the signal strength deviation value as an indicator value. | 1. A method for determining sleep stages of an examinee, the method comprising: detecting signals of the examinee with a biosignal detector that is non-restraint, non-contact and non-invasive to the examinee;calculating a signal strength with a signal strength calculator obtained as a reciprocal of a coefficient obtained by gain-controlling the detected signals, the gain being set so that an amplitude of the output signals decreases when a peak value of the detected signals exceeds an upper limit threshold and the amplitude of the output signals increases when the peak value of the detected signals is below a lower limit threshold;calculating a signal strength variance value that indicates variation of the calculated signal strength; anddetermining a sleep stage by using the signal strength variance value or a value derived from the signal strength variance value as an indicator value. 2. The method for determining sleep stages of an examinee according to claim 1, wherein the indicator value is the signal strength variance value detected in a predetermined time period. 3. The method for determining sleep stages of an examinee according to claim 1, wherein the indicator value is a signal of a difference between the signal strength variance value detected in a predetermined time period and a moving average of the variance value. 4. The method for determining sleep stages of an examinee according to claim 1, wherein the indicator value is a moving average calculated from the signal strength variance value detected in a predetermined time period. 5. The method for determining sleep stages of an examinee according to claim 1, wherein the signal strength variance value obtained by removing abnormal values from the signal strength variance value or a value derived from the signal strength variance value is used as the indicator value. 6. The method for determining sleep stages of an examinee according to claim 1, wherein the biosignal detector comprises: a pressure detection tubea pressure detection sensor; anda biosignal extractor, wherein the biosignal extractor extracts biosignals from a pressure variation detected by the pressure detection sensor. 7. The method for determining sleep stages of an examinee according to claim 1, wherein the biosignal detector is a heartbeat signal detector, such as at least one of an electrocardiograph and a pulse rate meter. | Sleep System Laboratory Inc. | A61B005/02 A61B005/00 A61B005/04
US07813537 | B2 | 2010-10-12 | Motion-guided segmentation for cine DENSE images | 2007-05-14 | Myocardial tissue tracking techniques are used to project or guide a single manually-defined set of myocardial contours through time. Displacement encoding with stimulated echoes (DENSE), harmonic phase (HARP) and speckle tracking is used to encode tissue displacement into the phase of complex MRI images, providing a time series of these images, and facilitating the non-invasive study of myocardial kinematics. Epicardial and endocardial contours need to be defined at each frame on cine DENSE images for the quantification of regional displacement and strain as a function of time. The disclosed method presents a novel and effective two dimensional semi-automated segmentation technique that uses the encoded motion to project a manually defined region of interest through time. Contours can then easily be extracted for each cardiac phase. | 1. A method for modeling tissue motion, comprising: providing a plurality of digitized images of a portion of patient tissue, said plurality of digitized images comprising successive frames representing motion of said tissue;performing spatiotemporal phase unwrapping of the frames;calculating displacement vectors for all pixels of all frames;defining a portion of the tissue at any one frame;using a modulus deformation mask to remove all displacement vectors with deformation above a predetermined amount;for the displacement vectors at each frame having deformation below said predetermined amount, finding a predetermined number of closest vector tails of said displacement vectors to each identified tissue position at time=0;calculating how much each displacement vector differs from a mean magnitude and angle of the predetermined number of closest vector tails;ignoring displacement vectors with an angle deviation greater than a predetermined number of radians and a predetermined magnitude deviation from the mean magnitude;selecting the three closest vector tails of the remaining vector tails and using the three closest vector tails for a 2D interpolation;representing trajectory position at each frame by a 2D Gaussian function with an area of unity and a standard deviation, and then obtaining a binary mask for each frame by thresholding the associated frame image at 0.5;obtaining isocontours based on the binary images resulting from the binary mask;designating the longest isocontour as an outer tissue portion and the second longest isocontour as an inner tissue portion; andsmoothing the contours by fitting periodic functions as a function of arc length. 2. The method of claim 1, wherein the tissue comprises myocardium, the outer tissue portion comprises the epicardium, the inner tissue portion comprises the endocardium, and the step of calculating displacement vectors comprises using at least one of: (a) displacement coding with simulated echoes (DENSE), (b) speckle tracking, and (c) harmonic phase (HARP) tissue tracking techniques. 3. The method of claim 1, wherein the predetermined amount is greater than about 70% and the predetermined number of closest vector tails is 9. 4. The method of claim 1, wherein the predetermined number of radians is π/6 radians. 5. The method of claim 1, wherein the predetermined magnitude deviation is 0/7. 6. The method of claim 1, wherein the standard deviation is about 1.25 pixels. 7. The method of claim 1, further comprising applying active contour models to the binary images. 8. A machine readable storage device tangibly embodying a series of instructions executable by the machine to perform a series of steps, the steps comprising: providing a plurality of digitized images of patient tissue, said plurality of digitized images comprising successive frames representing motion of said tissue;performing spatiotemporal phase unwrapping of the frames;calculating displacement vectors for all pixels of all frames;def... | Siemens Medical Solutions USA, Inc. University of Virginia Patent Foundation University of Cape Town | G06K009/00
US07317320 | B2 | 2008-01-08 | Method and apparatus for measuring body fat by using bioelectrical impedance | 2005-10-05 | A method and apparatus for measuring body fat using bioelectrical impedance, that reduces measurement errors and improves repeatability by compensating for variation of a contact voltage caused by variation of an electrode contact area. The method includes: detecting a voltage across the voltage electrodes under a first conditional pressure and a second conditional pressure to obtain a first conditional voltage and a second conditional voltage; determining the conditional pressures, a difference between the conditional pressures, the conditional voltages, and a difference between the conditional voltages to store them in a memory; detecting a measurement voltage under an arbitrary pressure; performing interpolation by using the conditional pressures, the difference between the conditional pressures, the conditional voltages, the difference between the conditional voltages, and the arbitrary pressure to obtain a contact voltage; and compensating the measurement voltage for the contact voltage to calculate a body fat value corresponding to the compensated measurement voltage. | 1. A method of measuring body fat by using current electrodes for applying a constant current in a human body and voltage electrodes for detecting a voltage drop caused by bioelectrical impedance of the human body, the method comprising: detecting a voltage across the voltage electrodes under a first conditional pressure and a second conditional pressure to obtain a first conditional voltage and a second conditional voltage;determining the conditional pressures, a difference between the conditional pressures, the conditional voltages, a difference between the conditional voltages, and storing the conditional pressures, the difference between the conditional pressures, the conditional voltages, and the difference between the conditional voltages in a memory;detecting a measurement voltage under an arbitrary pressure;performing interpolation by using the conditional pressures, the difference between the conditional pressures, the conditional voltages, the difference between the conditional voltages, and the arbitrary pressure to obtain a contact voltage; andcompensating the measurement voltage for the contact voltage to calculate a body fat value corresponding to the compensated measurement voltage. 2. An apparatus for measuring body fat by using current electrodes for applying a constant current in a human body and voltage electrodes for detecting a voltage drop caused by bioelectrical impedance of the human body, the apparatus comprising: a contact pressure detector detecting a contact pressure applied to the voltage electrode;a voltage meter measuring a voltage drop between the voltage electrodes; anda microprocessor receiving conditional contact pressures, a difference between the conditional contact pressures, conditional voltages, and a difference between the conditional voltages through the contact pressure detector and the voltage meter to store the conditional contact pressures, the difference between the conditional contact pressures, the conditional voltages, and the difference between the conditional voltages in a memory, obtaining a measurement voltage under an arbitrary contact pressure, performing interpolation by using the conditional contact pressures, the difference between the conditional contact pressures, the conditional voltages, the difference between the conditional voltages, and the arbitrary contact pressure to compensate the measurement voltage, and calculating a body fat value corresponding to the compensated measurement voltage. 3. The apparatus according to claim 2, wherein the contact pressure detector includes: a plate elastically supported by a hinge and functioning as a portion of the voltage electrode;a first sensor mounted on the plate; anda second sensor mounted on a frame for detecting a distance from the first sensor. | Samsung Electronics Co., Ltd. | G01R027/08 A61B005/05
US07343691 | B2 | 2008-03-18 | Girth measurement device | 2006-05-16 | A girth measuring device for a shoe is disclosed. The portions of the device are configured to be placed inside the shoe and a measurement ribbon is moved from a retracted position to an expanded position. As the measurement ribbon expands, it eventually contacts the shoe. This contact can be sensed and information related to the girth of the shoe is available. | 1. A measuring device for a shoe comprising: a measuring module configured to be disposed inside the shoe;the measuring module including a measurement ribbon having a retracted position and a measuring position; andwherein the retracted position is at a first radial position and the measuring position is at a second radial position that is different than the first radial position. 2. The measuring device according to claim 1, wherein the measurement ribbon is moved from the retracted position to the measuring position by a rotary motor. 3. The measuring device according to claim 2, wherein the rotary motor is a motor that can provide angular position information. 4. The measuring device according to claim 3, wherein the angular position information is used to determine a girth measurement for the shoe. 5. The measuring device according to claim 1, wherein the measurement ribbon is wound around an output shaft of a rotary motor. 6. The measuring device according to claim 5, wherein rotation of the output shaft causes the measurement ribbon to unwind and a portion of the measurement ribbon to pass through a stationary slot. 7. The measuring device according to claim 5, wherein one end of the measurement ribbon is received in a slot associated with the output shaft of the rotary motor. 8. A measuring device for a shoe comprising: a measurement module configured to be placed inside a shoe;the measurement module including a housing;a measurement ribbon having a first position where a first portion of the measurement ribbon is disposed inside the housing and a second portion of the measurement ribbon being disposed outside of the housing; andwherein the length of the second portion of the measurement ribbon can be varied. 9. The measuring device according to claim 8, wherein a first end of the measurement ribbon is attached to the housing. 10. The measuring device according to claim 8, wherein the length of the second portion is varied by the rotation of an actuator. 11. The measuring device according to claim 10, wherein the actuator is rotated by an electric motor. 12. The measuring device according to claim 8, wherein the length of the second portion of the measurement ribbon is increased until the second portion contacts the shoe. 13. The measuring device according to claim 12, wherein the measuring device determines contact with the shoe by sensing a resistance of an electric motor configured to move the measurement ribbon. 14. The measuring device according to claim 13, wherein a girth measurement of the shoe can be determined by retrieving information associated with the electric motor. 15. The measuring device according to claim 14, wherein angular position information is retrieved from the electric motor. 16. A method for measuring the girth of a shoe comprising the steps of: placing a measuring module generally inside the shoe;moving a measurement ribbon associated with the measuring module from a retracted position to an expan... | Nike, Inc. | A61B005/103 A61B005/117
US07753846 | B2 | 2010-07-13 | Apparatus for measuring skin moisture content and it's operation method | 2007-08-22 | An apparatus for measuring skin moisture content, the apparatus including: an electrode unit comprising a reference (R) electrode, a current (C) electrode, and a measuring (M) electrode; an operational amplifier including an inverting input terminal that is supplied to a first voltage and connects with the R electrode, and an output terminal that connects with the C electrode; a switch controlling a connection between the output terminal and the C electrode; and a comparison control unit comparing the first voltage with a voltage at the output terminal, and controlling the switch to connect the output terminal and the C electrode when the voltage at the output terminal is less than or equal to a value that is acquired by multiplying the first voltage and a predetermined constant. | 1. An apparatus of measuring skin moisture content, the apparatus comprising: an electrode unit comprising a reference (R) electrode, a current (C) electrode, and a measuring (M) electrode;an operational amplifier comprising an inverting input terminal that is supplied with a first voltage and connects with the R electrode, and an output terminal that connects with the C electrode;a switch to control a connection between the output terminal and the C electrode; anda comparison control unit to compare the first voltage and a voltage at the output terminal, and controlling the switch to connect the output terminal and the C electrode when the voltage at the output terminal is less than or equal to a value that is acquired by multiplying the first voltage and a predetermined constant,wherein the comparison control unit controls the switch to release the connection between the output terminal and the C electrode when the voltage at the output terminal is greater than the value that is acquired by multiplying the first voltage and the predetermined constant. 2. The apparatus of claim 1, wherein the comparison control unit compares the first voltage that is supplied to a non-inverting input terminal of the operational amplifier, with the voltage at the output terminal, when the first voltage is supplied to the inverting input terminal of the operational amplifier. 3. The apparatus of claim 1, wherein the M electrode detects a current signal generated by an impedance in a user's skin stratum corneum when the output terminal and the C electrode are connected with each other. 4. The apparatus of claim 3, further comprising: a measurement control module to measure the user's skin moisture content using the current signal detected by the M electrode and a predetermined phase signal. 5. The apparatus of claim 4, wherein the measurement control unit comprises: a signal supplier;a lock-in amplifier to measure susceptance of the current signal; andsignal converter the current signal to a voltage signal,wherein the signal supplier to supply an out-phase signal to the lock-in amplifier. 6. The apparatus of claim 5, wherein the out-phase signal is a cosign wave having a phase difference of 90 to the voltage signal. 7. The apparatus of claim 5, wherein the lock-in amplifier synchronizes the out-put phase signal and the voltage signal. 8. The apparatus of claim 1, wherein the comparison control unit controls the switch to release the connection between the output terminal and the C electrode after a predetermined time, the predetermined time corresponding to a time when the measurement control module measures the skin moisture content. 9. The apparatus of claim 1, wherein the predetermined constant corresponds to a gain value of the operational amplifier. 10. A method of measuring skin moisture content using a skin moisture content measurement apparatus comprising an R electrode, a C electrode, an M electrode, an operational amplifier, and a control unit, t... | Samsung Electronics Co., Ltd. | A61B005/00 A61B005/05
US07772503 | B2 | 2010-08-10 | Movable electromagnetic shielding device for nuclear magnetic resonance apparati and method for making the same | 2007-09-03 | An electromagnetic shielding device for an MRI apparatus having a fastener for fastening the shielding device to a shielding element in the apparatus so as to surround said opening of a cavity and which shielding device is electrically connected to ground, wherein the fastener electrically connects the shielding device to the shielding element at the cavity opening; wherein the shielding device is flexible and is cylindrical and/or in a truncated cone shape, and has at least a passage opening for the body part; the shielding device is adapted to be fastened or compressed at said opening to the body part with a predetermined force in such a way as to close said opening and generate a low-impedance electrical contact between the body part and said shielding device to prevent or reduce the infiltration of electromagnetic noise from outside to inside said detection cavity; the shielding device is made of a first inner conductive material layer and an outer insulating fabric layer; and further includes at least one additional electrically conductive material layer overlapping and electrically connected to the first inner electrically conductive material layer. | 1. An MRI apparatus comprising a removable electromagnetic shielding device, said MRI apparatus having a magnetic structure defining a detection cavity with at least one opening for introducing at least a part of a body under examination, said magnetic structure being for generating a static magnetic field, said cavity being surrounded by an electromagnetic shielding element having an opening coinciding with said at least one opening of the cavity, said electromagnetic shielding element being provided with a fastener for removably attaching and electrically connecting said electromagnetic shielding element to said removable electromagnetic shielding device, said fastener surrounding said opening of the cavity;said electromagnetic shielding element being electrically connected to ground;said removable electromagnetic shielding device being provided at said at least one opening of the cavity and being at least electrically connected to said electromagnetic shielding element at the opening of said shielding element;said removable electromagnetic shielding device being a flexible tubular sleeve having a cylindrical and/or in a truncated cone shape, and having at least one passage opening for the body part;said removable electromagnetic shielding device comprising means for fastening or compressing said at least one passage opening to the body part with a predetermined force against the body part in such a way as to close said at least one opening of the cavity and to generate a low-impedance electrical contact between the body part and said removable electromagnetic shielding device in order to prevent or reduce the infiltration of electromagnetic noise from outside to inside said cavity;said removable electromagnetic shielding device being made of a first inner conductive material layer and an outer insulating fabric layer; andsaid removable eletromagnetic shielding device further comprising at least one additional inner electrically conductive material layer overlapping and electrically connected to the first inner electrically conductive material layer;wherein said means for fastening or compressing comprise a fastening belt adapted to fasten an innermost conductive material layer of the removable electromagnetic shielding device against skin of the body part, thereby generating a large contacting surface between the body part and said innermost conductive material layer. 2. The MRI apparatus according to claim 1, wherein the electrically conductive material layers are made of fabric of metal and/or metallized wires. 3. The MRI apparatus according to claim 1, wherein the two or more electrically conductive material layers are in electrical and/or mechanical contact one with the other along mechanical connection lines extending at least along perimetral edges. 4. The MRI apparatus according to claim 3, wherein said mechanical/electrical connection lines are provided also at intermediate areas or they pass through intermediate areas between the p... | Esaote S.p.A. | H05K009/00
US07324845 | B2 | 2008-01-29 | Assessment of sleep quality and sleep disordered breathing based on cardiopulmonary coupling | 2004-05-17 | An assessment of sleep quality and sleep disordered breathing is determined from the cardiopulmonary coupling between two physiological data series. In an embodiment, an R-R interval series is derived from an electrocardiogram (ECG) signal. The normal beats from the R-R interval series are extracted to produce a normal-to-normal (NN) interval series. The amplitude variations in the QRS complex are used to extract to a surrogate respiration signal (i.e., ECG-derived respiration (EDR)) that is associated with the NN interval series. The two series are corrected to remove outliers, and resampled. The cross-spectral power and coherence of the two resampled signals are calculated over a plurality of coherence windows. For each coherence window, the product of the coherence and cross-spectral power is used to calculate coherent cross power. Using the appropriate thresholds for the coherent cross power, the proportion of sleep spent in CAP, non-CAP, and wake and/or REM are determined. | 1. A method of assessing sleep quality, comprising: accessing a first series of physiological data representing respiration dynamics of the subject;accessing a second series of physiological data representing heart rate dynamics of the subject, said second series being temporally aligned with said first series; anddetecting cardiopulmonary coupling between said first series and said second series by determining a cross-spectra power and a coherence for a plurality of temporally aligned subsets of data from said first series and said second series, and computing a coherent cross power for each temporally aligned subset, said coherent cross power being computed from the product of said cross-spectra power and said coherence of each temporally aligned subset. 2. The method according to claim 1, further comprising: comparing said cardiopulmonary coupling with a detection threshold for determining cyclic alternating pattern (CAP) activity. 3. The method according to claim 1, further comprising: comparing said cardiopulmonary coupling with a detection threshold for determining non-CAP activity. 4. The method according to claim 1, further comprising: comparing said cardiopulmonary coupling with a detection threshold for determining wake or REM activity. 5. The method according to claim 1, further comprising: comparing said cardiopulmonary coupling with a detection threshold for determining a sleep breathing disorder. 6. The method according to claim 1, further comprising: accessing a single set of physiological data, said single set of physiological data being the source for said accessing of said first series and said accessing of said second series. 7. The method according to claim 6, further comprising: accessing electrocardiogram data as said single set of physiological data. 8. The method according to claim 7, wherein said accessing a second series comprises: extracting a series of normal-to-normal heart beats from said electrocardiogram data to access said second series. 9. The method according to claim 7, wherein said accessing a first series comprises: extracting a series of QRS amplitude data from said electrocardiogram data to access said first series. 10. The method according to claim 1, wherein said detecting further comprises: evaluating said coherent cross power for each temporally aligned subset to detect said cardiopulmonary coupling between said first series and said second series. 11. A computer program product comprising a computer useable medium having computer readable program code functions embedded in said medium for causing a computer to assess sleep quality, comprising: a first computer readable program code function that causes the computer to access a first series of physiological data representing respiration dynamics of the subject;a second computer readable program code function that causes the computer to access a second series of physiological data representing heart rate dynamics of the subject, said second ser... | Beth Israel Deaconess Medical Center | A61B005/04
US07725174 | B2 | 2010-05-25 | Distinguishing different drug effects from the electroencephalogram | 2007-06-28 | This disclosure provides a method of indicating a subject's reaction to different agents administered to induce anesthesia. In particular, the subject's reaction can be assessed by receiving electrical signals from first and second electrodes spatially distributed on different regions of a subject's head, and by processing the electrical signals from the electrodes to provide a first indicator of the subject's reaction to a first of the agents and a second indicator of the subject's reaction to a second agent. | 1. A method of indicating a subject's reaction to different agents administered to induce anesthesia, comprising: receiving first electrical signals from a first set of electrodes and second electrical signals from a second set of electrodes, wherein the first set of electrodes is located on a first region of a head of a subject and the second set of electrodes is located on a second region of the head of the subject;processing, with a processing circuit of an electroencephalogram monitor, the first electrical signals and the second electrical signals to identify a first reaction of the subject to a first agent;processing the first electrical signals and the second electrical signals to identify a second reaction of the subject to a second agent; anddetermining an anesthetic state of the subject based on the identified first reaction and the identified second reaction. 2. The method of claim 1, wherein the first region comprises a frontal region of the head of the subject and the second region comprises a parieto-temporal region of the head of the subject. 3. The method of claim 2, wherein the first agent is a sedative and the second agent is an analgesic. 4. The method of claim 1, wherein the processing comprises applying a non-linear analysis method to at least the first electrical signals from the first set of electrodes. 5. The method of claim 4, wherein the non-linear analysis method comprises an approximate entropy method. 6. The method of claim 5, wherein the approximate entropy method comprises: defining a neighborhood of data points; andreducing data points to be processed by excluding data points beyond the neighborhood of data points from the processing. 7. The method of claim 1, wherein the processing comprises applying a gaussianity indicator to at least the first electrical signals to detect bursts in the first electrical signals. 8. The method of claim 1, wherein the processing comprises empirical mode decomposition. 9. The method of claim 1, wherein the processing comprises processing in the time domain only. 10. The method of claim 1, wherein the first reaction and the second reaction are identified independent of previous reactions of the subject to the first agent and the second agent. | The University of Utah Research Foundation | A61B005/04
US07331929 | B2 | 2008-02-19 | Method and apparatus for surgical operating room information display gaze detection and user prioritization for control | 2004-10-01 | Certain embodiments of the present invention provide a method and system for using gaze detection to improve information display in a healthcare environment. Certain embodiments of a system include an eyewear headset for detecting a location of a user's gaze and a display for displaying information. Information on the display, such as images and/or data, is customized for the user based on the user's gaze. In an embodiment, the eyewear headset viewer projects information into the user's oculars for an individual information display. The system may also include a conflict resolution module for determining priority and control of the display among a plurality of users. In an embodiment, a function at the display may be triggered using a voice command, a gesture, and/or a gaze, for example. | 1. A method for displaying medical information based on gaze detection, the method comprising: determining a direction of a user's gaze in relation to a reference position in a healthcare environment;identifying a user looking toward a display based on the direction of the user's gaze in relation to the reference point in the healthcare environment to establish a user identity; andupdating medical information displayed on the display for the user based on the identity of the user, wherein the identified user is allowed to control display of information on the display. 2. The method of claim 1, where the updating step further comprises updating information on the display based on at least one of preferences and input from the user. 3. The method of claim 1, further comprising arbitrating between a plurality of users to determine control of the display in a session. 4. The method of claim 1, further comprising allowing multiple users to control information on the display in a session. 5. The method of claim 1, further comprising triggering a function at the display using at least one of a voice command, a gesture, and a gaze. 6. The method of claim 1, further comprising projecting an image into a user's oculars. 7. The method of claim 1, wherein said updating step further comprises defining at least one perspective personalizing information relevant to the user to configure the display based on the user identity. 8. The method of claim 1, further comprising filtering information available on the display based on at least one rule. 9. The method of claim 3, wherein said arbitrating step further comprises arbitrating between a plurality of users based on a set of rules to determine control of the display. 10. The method of claim 3, wherein said arbitrating step further comprises arbitrating between a plurality of users based on user priority to determine control of the display. 11. The method of claim 4, wherein said allowing step further comprises allowing multiple users to control information on the display by sharing display real estate. | General Electric Company | A61B013/00 A61B005/103 A61B005/117 A61B005/04 A61B003/14 A61B003/10 G03B017/00 H04N005/222 G06K009/00 A63F009/24 A63F013/00 G06F017/00 G06F019/00
US07347818 | B2 | 2008-03-25 | Standardized medical cognitive assessment tool | 2003-02-24 | A testing system and method for evaluation of neurological function are provided. Specifically, the system and method can be used to differentiate between normal and pathological function for motor skills, logic, reasoning, coordination, verbal function, memory, and various other skills. In addition, it is designed to provide a package to a clinician, including a recommended battery of tests and a results report. The system and method described herein is designed to reduce bias due to the human nature of the tester, while still maintaining versatility, individualized attention and depth of analysis in testing. | 1. A method for identifying a cognitive condition, the method comprising: providing a battery of tests, said battery of tests comprising at least two tests for measuring at least one of: motor skills, visual/spatial perception, memory, information processing, verbal function and executive function;collecting first test data from a first test from said battery of tests;collecting second test data from a second test from said battery of tests, wherein said first test is a different test than said second test, and wherein said providing step, said collecting first test data step, and said collecting second test data step, are performed during a testing session;norming said first test data to a reference population;converting said first test data to a standard scale;norming said second test data to said reference population;converting said second test data to said standard scale; andcombining said converted and normalized first and second test data into a combined score, wherein said combined score is also on said standard scale. 2. The method of claim 1, wherein said collecting first test data and said collecting second test data comprise collecting an outcome measure, said outcome measure at least one of: response time, level, accuracy, number of errors, sensitivity, and specificity. 3. The method of claim 1, wherein said converting said first data and and said converting said second test data comprise converting into an IQ scale. 4. The method of claim 1, wherein said providing a battery of tests comprises providing a battery of tests for MCI. 5. The method of claim 1, wherein said providing a battery of tests comprises providing a battery of tests for measuring memory and wherein said at least two tests are a verbal memory test and a non-verbal memory test. 6. The method of claim 1, further comprising dynamically adjusting levels of said at least two tests. 7. The method of claim 1, further comprising displaying said converted and normalized first and second test data and said combined score, and presenting said display to a clinician. | NeuroTrax Corporation | A61B005/00
US07506544 | B2 | 2009-03-24 | Functional diagram for muscle and muscle strength reflex test and examination method using the same | 2007-07-10 | A functional diagram for a muscle and muscle strength reflex test is provided to enable a chiropractic practitioner or the like to easily diagnose an unknown disease and the cause of the disease. The functional diagram comprises an image portion identifying a prescribed examination item and a scale portion arranged adjacent to the image portion and having a scale representing a degree of the examination item. Furthermore, an examination method for examining a patient with the use of a functional diagram for a muscle and muscle strength reflex test is provided. The examination method comprises the steps of having a patient touch a portion of the functional diagram representing a portion or symptom of his body with one of his fingers of one of his hands and having a patient undergo the muscle and muscle strength reflex test to examine the portion or symptom of his body represented by the portion of the functional diagram touched by the patient. | 1. A functional diagram for a muscle and muscle strength reflex test comprising: an image portion identifying a prescribed examination item; and a scale portion arranged adjacent to the image portion and having a scale representing a degree of the examination item, whereina patient touches a portion of the scale to undergo a first muscle and muscle strength reflex test, and then, the patient touches a different portion of the scale depending on a result of the first muscle and muscle strength reflex test to undergo a second muscle and muscle strength reflex test. 2. An examination method for examining a patient with the use of a functional diagram for a muscle and muscle strength reflex test, to examination method comprising the steps of: having a patient touch a portion of the functional diagram representing a portion or symptom of his body with one of his fingers of one of his hands; andhaving a patient undergo the muscle and muscle strength reflex test to examine the portion or symptom of his body represented by the portion of the functional diagram touched by the patient. 3. The examination method according to claim 2, wherein the functional diagram comprises: an image portion representing the portion or symptom of his body; anda scale portion arranged adjacent to the image portion and having a scale representing a degree of a damage of the portion or symptom. 4. The examination method according to claim 2, wherein the muscle and muscle strength reflex test comprises the steps of: having the patient form an O-Ring shape with the other of his hands by placing the fingertips of his thumb and one of his remaining fingers together; andattempting to pull apart the O-Ring shape to measure a muscle strength of the fingers. 5. The examination method according to claim 2, wherein the patient touches a plurality of portions of the functional diagram, one by one, and the muscle and muscle strength reflex test is performed to determine a muscle strength at each of the plurality of the portions, so that the muscle strength at each of the plurality of the portions can be compared with each other. | - | A61B005/22
US08131345 | B2 | 2012-03-06 | Combining first and second image data of an object | 2007-09-20 | A system and method are provided for displaying images of first and second image data in which geometry data is transferred from an ultrasound imaging detector to an image combination device in addition to first image data to reduce the need for calibration and registration. | 1. A method for displaying in an image combination device images of an object, comprising: storing, in said image combination device, second image data of an object from which said image combination device can generate second images of said object, said second image data obtained from a second imaging system;repeatedly transferring, from an ultrasound imaging detector of an ultrasound image detector system to said image combination device, first image data of said object;a user changing a zoom factor of said ultrasound imaging detector within an adjustable range for zoom factor of said ultrasound imaging detector from an old zoom factor to a new zoom factor;said ultrasound imaging detector responding to said user changing said zoom factor from said old zoom factor to said new zoom factor by transferring from said ultrasound imaging detector to said image combination device spatial dimension data defining spatial dimension of an image unit of said first image data corresponding to said new zoom factor; anddetermining, using said image combination device, spatial dimension data of said image unit for said first data corresponding to said old zoom factor and said new zoom factor, a new scale for display of said second images; anddisplaying, in said image combination device, a second image of said second image data displayed at said new scale. 2. The method of claim 1 wherein said image unit is a pixel and said spatial dimension of an image unit of said first image data is a spatial dimension associated with said pixel. 3. The method of claim 1 further comprising: maintaining constant at least scale, between concurrently displayed images of said object displayed from said first image data and images of said object displayed from said second image data. 4. The method of claim 1 further comprising transferring from said ultrasound image detector system to said image combination device data indicating position of said ultrasound imaging detector relative to a position sensor. 5. The method of claim 1 further comprising: determining, in said ultrasound image detector system, a width of an image recording area; andtransmitting said width to said image combination unit. 6. The method of claim 1 wherein said ultrasound image detector system transfers to said image combination device spatial dimension data indicating spatial dimension of an image unit of said first image data each time said ultrasound image detector system transfers first image data to said image combination device. 7. The method of claim 1 wherein said ultrasound imaging detector provides a continuously adjustable pixel size. 8. The method of claim 1, wherein subsequently to said user changing said zoom factor from said old zoom factor to said new zoom factor, first image data of said object corresponding to said new zoom factor are transferred from said ultrasound imaging detector to said image combination device. 9. A method for displaying in an image combination device images of ... | Esaote S.p.A. Medcom Gesellschaft fur Medizinische Bildverarbeitung MBH | A61B005/00
US08257247 | B2 | 2012-09-04 | Endoscope insertion shape detecting device | 2007-06-06 | An endoscope insertion shape detecting device of the present invention comprises an insertion shape detection portion for detecting an insertion shape of an endoscope insertion portion, an insertion shape image generation portion for generating an insertion shape figure of the endoscope insertion portion according to the insertion shape, a marking processing portion for carrying out a control to add a mark to the insertion shape figure for output as a control for the insertion shape image generation portion in a first observation for the subject, a memory portion for storing subject information, the insertion shape figure, and information on a position to which the mark is added in the insertion shape figure, and a position detection information output portion for outputting position detection information when a distal end portion of the insertion shape figure overlaps the mark position information in second observation made for the same subject. | 1. An endoscope insertion shape detecting device comprising: an insertion shape detection portion for detecting an insertion shape of an endoscope insertion portion provided with an image pickup portion at the distal end, which can pick up an image of a photographic subject existing inside a subject;an insertion shape image generation portion for generating an insertion shape figure of the endoscope insertion portion according to the insertion shape;a marking processing portion for carrying out a control to add a mark to a portion corresponding to the distal end of the insertion shape figure for output as a control for the insertion shape image generation portion when an instruction to obtain a still image according to the image of the photographic subject is detected in a first observation for the subject, wherein during the first observation, the insertion shape detection portion detects the shape of the endoscope insertion portion in a body cavity portion;a memory portion for storing information associated with subject information, which is information relating to the subject, the insertion shape figure, mark position information, which is information of a position to which the mark is added in the insertion shape figure in the first observation; anda position detection information output portion, the position detection information output portion comparing the position of the endoscope insertion portion in a second observation with the same subject with the position of the endoscope insertion portion in the first observation, and outputting position detection information indicating that the distal end portion in the second observation is reaching the location where the instruction is made in the first observation when the position detection information output portion detects during the second observation that information of the body cavity portion where time was required because of a difficulty for insertion of the endoscope insertion portion during the first observation stored in the memory portion, the position detection information output portion outputs position detection information indicating that the distal end portion is reaching the body cavity portion. 2. The endoscope insertion shape detecting device according to claim 1, further comprising a magnetic field detection portion for detecting a magnetic field emitted by a plurality of magnetic-field generation elements arranged at the endoscope insertion portion and outputting a magnetic field signal corresponding to the intensity of the magnetic field, whereinthe insertion shape detection portion estimates a position of each magnetic-field generation element on a basis of the magnetic field signal outputted from the magnetic field detection portion and detects the insertion shape of the endoscope insertion portion on a basis of the estimation result. 3. The endoscope insertion shape detecting device according to claim 1, wherein the position detection information output portion store... | Olympus Medical Systems Corp. | A61B001/00 A61B001/04 A61B005/05
US08273021 | B2 | 2012-09-25 | Apparatus, method and medium measuring skin moisture content | 2007-08-09 | An apparatus for measuring skin moisture content in a user's skin is provided. The apparatus may include a signal supplier to generate an out-of-phase signal from a voltage signal obtained from the user's skin and an in-phase signal from the voltage signal, a susceptance measurement unit to measure the susceptance of the voltage signal by synchronizing the voltage signal and the out-of-phase signal received from the signal supplier, a conductance measurement unit to measure the conductance of the voltage signal by synchronizing the voltage signal and the in-phase signal, and an output unit to output sweat gland activity information of the user based on the measured conductance and skin moisture content information of the user based on the measured susceptance. | 1. An apparatus measuring skin moisture content, the apparatus comprising: an electrode module to supply a predetermined voltage to a skin of a user and detecting a current signal in the skin of the user; anda measurement control module to measure the skin moisture content and a sweat gland activity of the user using the current signal and a predetermined phase signal generated with respect to the current signal, wherein the measurement control module comprises:a susceptance measurement unit to measure susceptance of a voltage signal by synchronizing the voltage signal and an out-of-phase signal generated from the voltage signal;a conductance measurement unit to measure conductance of the voltage signal by synchronizing the voltage signal and an in-phase signal generated from the voltage signal, wherein the conductance measurement unit measures the conductance simultaneously with the susceptance measurement unit's measurement of the susceptance; andan output unit to simultaneously output sweat gland activity information of the user based on the measured conductance and skin moisture content information of the user based on the measured susceptance, thereby providing skin moisture content information that takes sweat gland activity into account. 2. The apparatus of claim 1, wherein the electrode module comprises: at least one electrode unit comprising a reference (R) electrode, a current (C) electrode, and a measuring (M) electrode; anda voltage supplier to supply two power voltages to the electrode unit. 3. The apparatus of claim 2, wherein the electrode unit supplies the voltage to the skin of the user via the R electrode and the C electrode, and detects the current signal via the M electrode, and the current signal is generated by the voltage and an impedance of a stratum corneum of the skin of the user. 4. An apparatus measuring skin moisture content, the apparatus comprising: an electrode module to supply a predetermined voltage to a user's skin, and detecting a current signal in the user's skin;a measurement control module to measure the skin moisture content and a sweat gland activity of the user using a direct current (DC) signal and an alternating current (AC) signal of the current signal; andan output unit to simultaneously output the sweat gland activity information and the skin moisture content information of the user thereby providing skin moisture content information that takes sweat gland activity into account. 5. The apparatus of claim 4, wherein the electrode module comprises: at least one electrode unit comprising an R electrode, a C electrode, and an M electrode; anda voltage supplier to supply a single power voltage to the electrode unit. 6. The apparatus of claim 5, wherein the electrode unit supplies the voltage to the user's skin via the R electrode and the C electrode, and detects the current signal via the M electrode, and the current signal is generated by the voltage and an impedance of a stratum corneum of the user... | Samsung Electronics Co., Ltd. | A61B005/00 A61B005/05
US08160666 | B2 | 2012-04-17 | System for determining the concentration of an analyte | 2007-10-12 | A system for determining the concentration of an analyte in at least one body fluid in body tissue comprises an infrared light source, a body tissue interface, a detector, and a central processing unit. The body tissue interface is adapted to contact body tissue and to deliver light from the infrared light source to the contacted body tissue. The detector is adapted to receive spectral information corresponding to infrared light transmitted through the portion of body tissue being analyzed and to convert the received spectral information into an electrical signal indicative of the received spectral information. The central processing unit is adapted to compare the electrical signal to an algorithm built upon correlation with the analyte in body fluid, the algorithm adapted to convert the received spectral information into the concentration of the analyte in at least one body fluid. | 1. A system for determining the concentration of an analyte in at least one body fluid in body tissue, the system comprising: an infrared light source;a body tissue interface to deliver light from the infrared light source to the body tissue;a load cell for measuring an amount of pressure applied to the body tissue;a detector adapted to receive spectral information corresponding to the infrared light reflected from the at least one body fluid and to convert the received spectral information into a signal indicative of the spectral information; anda central processing unit adapted to use the signal indicative of the spectral information and the measured pressure from the load cell in an algorithm built upon correlation with the analyte in body fluid, the algorithm adapted to convert the received spectral information into the concentration of the analyte in at least one body fluid. 2. The system of claim 1 further including an index matching medium disposed between the body tissue interface and the received body tissue, wherein the infrared light delivered to the body tissue and reflected by the body tissue passes through the index matching medium. 3. The system of claim 1 wherein the body tissue interface further includes a clamping device having two plates for contacting the body tissue, at least one of the two plates including a temperature control element for controlling the temperature of the body tissue contacted by the clamping device. 4. The system of claim 3 wherein the temperature control element is a thermal electric device. 5. The system of claim 3 wherein the temperature control element is adapted to control the temperature of the body tissue to a temperature ranging between about 50 ° F. and 105 ° F. 6. The system of claim 5 wherein the temperature control element is adapted to control the temperature of the body tissue to a temperature ranging between about 99 ° F. and 101 ° F. 7. The system of claim 1 wherein the wavelength ranges between approximately 1400 nanometers and 2500 nanometers. 8. The system of claim 1 further comprising an acoustic optical tunable filter for receiving the reflected infrared light and outputting predetermined wavelength bands of the reflected light to the detector. 9. A method for determining the concentration of an analyte in at least one body fluid in body tissue, the method comprising the acts of: contacting body tissue to be analyzed;compressing the contacted body tissue;measuring an amount of pressure applied to the body tissue being analyzed;controlling the temperature of the body tissue such that the body tissue is maintained at a substantially uniform temperature;directing infrared light into the body tissue;detecting infrared light reflected from the body tissue;analyzing the detected spectral information corresponding to the infrared light using an algorithm built upon correlation with the analyte in the at least one body fluid, the algorithm being adapted to use the detected spectral in... | Bayer Healthcare LLC | A61B005/1455
US08461166 | B2 | 2013-06-11 | Polyalkylene glycol derivatives of inhibitors of epidermal growth factor receptor tyrosine kinase | 2007-03-07 | Novel epidermal growth factor receptor tyrosine kinase (EGFR-TK) inhibitors, pharmaceutical compositions including same and their use in the treatment of EGFR-TK related diseases or disorders are disclosed. Novel radiolabeled EGFR-TK inhibitors as their use as biomarkers for medicinal radioimaging such as Positron Emission Tomography (PET) and Single Photon Emission Computed Tomography (SPECT) and as radiopharmaceuticals for radiotherapy are further disclosed. The disclosed EGFR-TK inhibitors comprise a polyalkylene glycol moiety and/or a hydroxy-containing moiety and are characterized by improved solubility, biostability and bioavailability. Processes of preparing the disclosed EGFR-TK inhibitors and of radiolabeling same, via, for example, one-step radiosyntheses, are also disclosed. | 1. A radiolabeled compound having the general Formula I*:and comprising a radiolabeled polyalkylene glycol or a non-radiolabeled polyalkylene glycol moiety being covalently attached at position 7 of the compound having said Formula I, wherein:Q1 is X—W(═Y)—Z and Q2 is absent,X is —NR1;W is selected from the group consisting of a non-radioactive carbon and a radioactive carbon;Y is selected from the group consisting of oxygen and sulfur;Z is selected from the group consisting of —R2C═CHR3and —CR4R5R6;Ra is selected from the group consisting of hydrogen or alkyl having 1-8 carbon atoms;A, B, C and D are each independently selected from the group consisting of hydrogen, a first non-radioactive derivatizing group and a first radioactive derivatizing group selected from a radioactive bromine, a radioactive iodine and a radioactive fluorine;R1 is selected from the group consisting of hydrogen, and substituted or nonsubstituted alkyl having 1-6 carbon atoms;R2 is selected from the group consisting of hydrogen, halogen and alkyl having 1-6 carbon atoms;R3 is selected from the group consisting of hydrogen, halogen, carboxy, alkenyl, alkoxy, carbonyl, substituted or non-substituted alkyl having 1-6 carbon atoms, substituted or non-substituted phenyl and substituted or non-substituted alkyl having 1-6 carbon atoms at least one being a radioactive carbon;R4 is a leaving group; andR5 and R6 are each independently selected from the group consisting of hydrogen and a second derivatizing group,and wherein said polyalkylene glycol moiety has a general Formula II*: —[U(CR′R″)m]nV Formula II*wherein: m is an integer from 1 to 6;n is an integer from 2 to 10;U is O, S or NR′″;V is selected from the group consisting of a radioactive third derivatizing group and a non-radioactive third derivatizing group selected from the group consisting of a radioactive atom, hydroxyl, thiol, amine, alkyl, cycloalkyl, halogen, haloalkyl, alkoxy, thioalkoxy, thiophenyl, alkenyl, alkynyl, amide, carboxylate, thiocarboxylate, sulfinyl, sulfonyl, carbamyl, thiocarbamyl, nitro and cyano; andR′, R″ and R′″ are each independently selected from the group consisting of hydrogen, alkyl, and cycloalkyl,the compound comprising at least one radioactive atom. 2. The radiolabeled compound of claim 1, wherein V is a non-radioactive derivatizing group selected from the group consisting of hydroxy and halogen. 3. The radiolabeled compound of claim 1, wherein said leaving group is selected from the group consisting of alkoxy and halogen. 4. The radiolabeled compound of claim 1, wherein Y is oxygen. 5. The radiolabeled compound of claim 1, wherein W is said radioactive carbon. 6. The radiolabeled compound of claim 1, wherein at least one of A, B, C and D is said first radioactive derivatizing group. 7. The radiolabeled compound of claim 1, wherein said at least one radioactive atom forms a part of said polyalkylene glycol moiety. 8. The radiolabeled compound of claim 7, wherein V in said Formul... | Hadasit Medical Research Services and Development Ltd. Yissum Research Development Company of the Hebrew University of Jerusalem Ltd. | A01N043/54 A61K031/517 C07D239/72
US08886284 | B2 | 2014-11-11 | Devices and methods for combined optical and magnetic resonance imaging | 2007-07-31 | Optical devices for use with a magnetic resonance imaging breast compression system include light wands and optical adapters that can releasably mate with grids. These devices, and their associated methods, may reduce or eliminate the need for biopsy by allowing for the differentiation of cancerous tumors, non-cancerous tumors, calcifications and cysts. | 1. A system for combined optical imaging and magnetic resonance imaging of breast tissue, comprising: a Magnetic Resonance Imaging (MRI) system;a plurality of protrusions, formed on a housing, the housing adapted to be releaseably secured to a grid such that each protrusion projects through a hole of the grid;each protrusion including an optical window covered by a material transparent to a preselected range of electromagnetic energy;the grid being a grid of a Magnetic Resonance Imaging (MRI) breast tissue compression system, wherein each protrusion is configured to releasably mates with a grid hole of the grid;a plurality of light sources coupled to at least some windows of the protrusions;a plurality of light detectors coupled to receive light from at least some windows of the protrusions;and a computer;wherein the computer is configured with firmware comprising machine readable instructions that, when executed, reconstructs a near-infrared (NIR) tomographic image of breast tissue from light received by the light detectors;wherein the firmware that reconstructs the NIR image is constrained by MRI breast image data acquired by the MRI imaging system; andwherein the magnetic resonance breast image data provides quantification data of one or more of lipid concentration, and water concentration, wherein the quantification data is used in reconstructing the NIR image, and wherein the NIR image further comprises quantification of deoxyhemoglobin. 2. The system of claim 1 where the MR and NIR data are acquired simultaneously. | The Trustees of Dartmouth College | A61B005/055 A61B005/00 G01R033/48 G01R033/28 G01R033/341 A61B006/00 A61B006/04
US09194928 | B2 | 2015-11-24 | Magnetic resonance imaging apparatus and magnetic resonance imaging method | 2007-09-06 | A magnetic resonance imaging apparatus includes an imaging condition setting unit, a data acquisition unit and an image data generating unit. The imaging condition setting unit sets respective imaging conditions corresponding to plural imaging regions. The respective imaging conditions include at least one non-contrast-enhanced imaging condition. The data acquisition unit acquires respective pieces of data corresponding to the plural imaging regions according to the respective imaging conditions. The image data generating unit generates image data based on the respective pieces of data corresponding to the plural imaging regions. | 1. A magnetic resonance imaging (MRI) apparatus comprising: MRI system components including static and gradient magnetic field generators, at least one radio frequency (RF) coil coupled to an imaging area within magnetic fields generated by the static and gradient magnetic field generators, an RF transmitter, an RF receiver, a display and a computer control system connected to control other MRI system components, said control computer system having at least one computer processor and memory being configured toconcurrently display (a) an identity of plural different imaging regions of a subject and (b) plural MR imaging conditions for each of plural identified different imaging regions, the plural MR imaging conditions including at least one operator-selectable type of an MR imaging pulse sequence for non-contrast-enhanced imaging, or at least one operator-selectable parameter of the MR imaging pulse sequence, and wherein the plural identified different imaging regions for identified different anatomical regions correspond to plural different positions of a table used to transport the subject from one imaging position to another;select, via operator input, plural different imaging regions from among displayed plural regions and select or set respective imaging conditions corresponding to each of selected plural different imaging regions;set, via the display and operator input, a temporal order of imaging order for each of the selected plural imaging regions;acquire plural MR data sets respectively corresponding to the selected plural different imaging regions using selected or set respective MR imaging conditions, wherein the plural MR data sets are acquired automatically and sequentially in accordance with the set temporal order of imaging for each of the selected plural imaging regions; andgenerate image data based on the plural MR data sets respectively corresponding to the selected plural different imaging regions. 2. A magnetic resonance imaging apparatus according to claim 1, wherein respective data sets are acquired sequentially from the selected plural imaging regions. 3. A magnetic resonance imaging apparatus according to claim 1, said control system being further configured to perform image processing to the image data, and wherein an acquisition sequence for respective data sets is set by an operation of an operator input device. 4. A magnetic resonance imaging apparatus according to claim 1, wherein at least one of the plural different imaging regions and an acquisition sequence order to acquire respective data sets from the plural different imaging regions is set using a correspondingly configured coil array. 5. A magnetic resonance imaging apparatus according to claim 1, wherein an imaging condition is set for non-contrast-enhanced MRA. 6. A magnetic resonance imaging apparatus according to claim 1, wherein a non-contrast-enhanced MRA sequence for acquiring an MRA image by subtracting between data sets generated based on respect... | KABUSHIKI KAISHA TOSHIBA TOSHIBA MEDICAL SYSTEMS CORPORATION | A61B005/05 G01R033/563 A61B005/026 A61B005/055 G01R033/3415 G01R033/54 G01R033/56 G01R033/567
US08412315 | B2 | 2013-04-02 | Analysis of heart rate variability data in animals for health conditions assessment | 2007-06-26 | Assessing health condition of an animal under study includes receiving heart rate information of the animal under study and performing heart rate variability (HRV) analysis on the received heart rate information for determining autonomic dynamics of the animal under study with respect to a species of which the animal under study is a member, wherein the HRV analysis relates to time domain HRV data and frequency domain HRV data of the received heart rate information that are evaluated with respect to physiological states and corresponding health condition for the time domain HRV data and frequency domain HRV data for the species of the animal under study. | 1. A method of operating a processor for assessing health condition of a non-human animal from a preselected animal species under study, the method comprising: receiving heart rate information at the processor from the non-human animal under study over a wireless communication link until sufficient data has been collected for reliable health condition assessment;performing heart rate variability (HRV) analysis by the processor on the received heart rate information for determining autonomic dynamics of the animal under study with respect to a species of which the animal under study is a member, wherein the HRV analysis relates to time domain HRV data and frequency domain HRV data of the received heart rate information that are evaluated with respect to physiological states and corresponding health condition for the time domain HRV data and frequency domain HRV data for the species of the animal under study;generating a health condition report by the processor for the animal under study based on a plurality of data values generated from the HRV analysis such that the data values are substantially within a range of numerical magnitude that corresponds to a predetermined health condition report characterization of the animal under study, wherein the characterization indicates whether the animal under study is fit for physical exertion;wherein the received heart rate information includes data that provides accurate information relating to heart rate and heart interbeat interval (IBI) of the animal species under study. 2. The method as defined in claim 1, further including: receiving the heart rate information from the animal under study when the animal is in a known healthy condition;storing the data at a data store for later comparison. 3. The method as defined in claim 1, further including: receiving heart rate information that comprises data sufficient to establish a baseline of heart rate variability data for one or more animals similar to the animal under study who are in a known healthy condition. 4. The method as defined in claim 1, wherein performing heart rate variability analysis comprises: determining standard deviation data for variation between heart beats of the received heart rate information;determining high frequency (HF) and low frequency (LF) components of the received heart rate information; anddetermining a plot of the HF and LF components and identifying quadrants of the plot that correspond to predetermined health condition states;determining a value for total power output of the animal under study. 5. The method as defined in claim 4, further including: indicating an unhealthy condition of the animal under study if at least one data point of the plot exceeds a predetermined value. 6. The method as defined in claim 4, wherein the health condition report includes a representation of a log-log plot of the HF and LF components. 7. The method as defined in claim 1, wherein generating a health condition report comprises: trans... | Christine Ross | A61B005/04
US20080027679 | A1 | 2008-01-31 | Wearable Device, System and Method for Measuring Physiological and/or Environmental Parameters | 2005-07-20 | Systems, devices and methods are provided for monitoring parameters. The system, according to some embodiments, may include a wireless mobile monitoring device with an array of sensors and a safety module to prevent simultaneous sensing selected parameters and charging of the device, and a medical center server enabled to remotely reconfigure the functioning of the monitoring device. | 1. A system for monitoring parameters, comprising: a wireless mobile monitoring device, said device including an array of sensors, said device including a safety module to prevent simultaneous sensing and charging of said device; and a medical center server enabled to remotely reconfigure the functioning of said monitoring device. 2. The system of claim 1, wherein the functioning of said array of sensors are remotely configured by said server. 3. The system of claim 1, wherein said array of sensors includes at least one physiological sensor and at least one environmental sensor. 4. The system of claim 1, wherein said array of sensors includes at least two physiological sensors. 5. The system of claim 1, wherein said monitoring device is adapted to perform one or more functions selected from the group consisting of measuring parameters, transmitting parameter data, processing parameter data, analyzing parameter data, initiating device actions, updating parameter settings, providing warnings, providing instructions, providing alerts, transmitting results, saving data, sending historical data, confirming alerts, and managing measurement data using Last In First Out. 6. The system of claim 1, wherein said monitoring device is adapted to function in one or more of keeper mode, extended mode, and emergency mode. 7. The system of claim 1, wherein said monitoring device is adapted to measure one or more selected parameters continuously and/or intermittently. 8. The system of claim 1, wherein said monitoring device is adapted to automatically send a warning message to said medical center server if parameters measured exceed a selected threshold. 9. The system of claim 1, wherein said monitoring device is adapted to automatically initiate one or more actions based on previous measurement(s). 10. The system of claim 1, wherein said remote configuration of said mobile monitoring device includes remotely implementing a customized software update. 11. The system of claim 1, comprising an update module. 12. A mobile device for monitoring physiological parameters, the device comprising: an array of sensors, each sensor having a sensor controller; a main controller to enable reconfiguration of said sensor controllers by commands received from a remote server; and a safety module to prevent simultaneous sensing and charging of said device. 13. The device of claim 12, wherein said array of sensors includes at least one sensor to measure physiological parameters and at least one sensor to measure environmental parameters at pre-defined time intervals and/or continuously. 14. The device of claim 12, wherein said array of sensors includes one or more sensors selected from the group consisting of an ECG sensor, Oxygen level sensor, pulse sensor, sweat sensor, skin temperature sensor, pH level sensor, blood pressure sensor, external temperature sensor, air humidity level sensor, and pollution level sensor. 15. The system of claim 12, wherei... | - | G06F011/30 A61B005/02
US20080064981 | A1 | 2008-03-13 | METHOD AND APPARATUS FOR DETERMINING ELECTRICAL PROPERTIES OF OBJECTS CONTAINING INHOMOGENEITIES | 2007-09-19 | An electrical parameter imaging apparatus and method includes the acquisition of a charge distribution pattern on an array of electrodes that surround an object being imaged. In addition the boundaries of regions having differing electrical characteristics within the object are measured by a secondary imaging method. The internal boundary location measurements are employed to provide a quicker method to compute electrical parameters of tissues inside the boundary using the acquired charge distribution pattern. | 1. A method for obtaining information indicative of an electrical characteristic of an object, the steps comprising: a) applying a voltage to the surface of the object with an array of sensor elements that make electrical connection with the surface; b) measuring the current at each sensor element that results from the applied voltage; c) obtaining an image of the object and its internal structures with a second imaging modality to locate boundaries therein between structures having different electrical characteristics; d) computing a predicted current located at a boundary; e) calculating from the measured current and the predicted current located at the boundary a contrast ratio; and f) calculating from the first contrast ratio and known electrical characteristics of the region to one side of the located boundary, the electrical characteristics of the region to the other side of the located boundary. 2. The method as recited in claim 1 wherein steps d), e), and f) are repeated for other located boundaries in the object. 3. The method as recited in claim 1 wherein the contrast ratio in step e) is calculated by solving a linear relationship between the measured current and the predicted current using a linear regression method. 4. The method as recited in claim 1 wherein the predicted current is calculated in step d) by transforming the voltage applied to the surface of the object. 5. The method as recited in claim 4 wherein the transformation is a sine transformation and is performed by: producing a weighting function for each point on the boundary; calculating a sine transformation coefficient using each weighting function; and summing the product of the sine transformation coefficients with a sine function. 6. The method as recited in claim 1 wherein steps a) and b) are repeated with different applied voltage frequencies and a set of electrical characteristics is calculated in steps d) through f) for each frequency. 7. The method as recited in claim 1 wherein step a) is repeated with the electrical field E produced by the applied voltage oriented in a different direction before measuring the current in step b). 8. The method as recited in claim 1 wherein the second imaging modality used in step c) is a computed tomography system. 9. The method as recited in claim 1 wherein the second imaging modality used in step c) is an x-ray imaging system. 10. An apparatus for acquiring electrical property data from an object which comprises: a container which defines a cavity for receiving the object; an array of metal electrodes supported by the container and disposed around the object; means for applying voltages to the array of metal electrodes; and means for measuring the resulting charge produced at each metal electrode. 11. The apparatus as recited in claim 10 in which a fluid having known electrical properties is contained in the container and makes contact with the surface of the object and the metal electrodes. 12. The ap... | - | A61B005/053
US07331227 | B2 | 2008-02-19 | Response measurement device | 2006-03-13 | A response measuring device that can be used in equipment for personal training or exercise routines. This device includes a cylinder block; a chamber formed in the cylinder block and having first and second ends; a piston mounted for movement and positioned in the chamber; a detecting device mounted adjacent the first end of the chamber; and a hose having first and second ends with the first end in fluid communication with the second end of the chamber. The hose can direct a fluid into the device, with the velocity of the fluid moving the piston at least partially out of the first end of the chamber and into position for detection by the detecting device. Also, the detecting device can measure piston movement to provide data representative of user response time and amount of force applied to the sensor by the user. | 1. A response measuring device comprising: a cylinder block;a chamber formed in the cylinder block and having first and second ends;a piston mounted for movement and positioned in the chamber;a detecting device mounted adjacent the first end of the chamber; anda hose having first and second ends with the first end in fluid communication with the second end of the chamber;wherein the hose directs a fluid into the device, the velocity of the fluid moves the piston at least partially out of the first end of the chamber and into position for detection by the detecting device, and the detecting device measures piston movement to provide data representative of user response time and amount of force applied by the user. 2. The response measuring device of claim 1, wherein the detecting device includes a photodiode for measuring initial movement of the piston to determine a response time. 3. The response measuring device of claim 1, wherein the detecting device includes at least two photodiodes wherein one photodiode measures initial movement of the piston to determine a response time, and a second photodiode measures travel of the piston to determine response force. 4. The response measuring device of claim 1, further comprising a control unit in operative communication with the detecting device, wherein the control unit receives and processes the data measured by the detecting device to send a signal to the control unit to generate response information. 5. The response measuring device of claim 4, further comprising an impact sensor containing a fluid therein and having an outlet aperture; wherein the second end of the hose is connected to the outlet aperture of the impact sensor so that when the impact sensor receives an impact force, the fluid is forced through the hose from the impact sensor to the device, the fluid moves the piston at least partially out of the first end of the chamber and into position for detection by the detecting device. 6. The response measuring device of claim 5, further comprising an impact receiving body, wherein the at least one impact sensor is associated with the impact receiving body and comprises a plunger housing in a cup-shaped form and formed from a resilient transparent or a semi-transparent material; and a mounting plate that includes the outlet aperture; wherein the mounting plate abuts the plunger housing. 7. The response measuring device of claim 6, wherein the control unit is programmed to utilize the signal sent by the detecting device to calculate the amount of force applied by the impact force. 8. The response measuring device of claim 6, further comprising an illuminable indicator associated with the impact sensor of the receiving body, wherein: the control unit is programmed to illuminate the illuminable indicator to indicate to a user when to apply the impact force; andthe control unit is programmed to utilize the signal sent by the detecting device to calculate the response time required for the ... | Brian Kang | A61B005/22
US07440797 | B2 | 2008-10-21 | Abdominal impedance based body composition meter | 2007-08-01 | An abdominal impedance based body composition meter is provided for estimating a body composition indicator with high accuracy. In one embodiment, the body composition meter measures pressing forces while load detection sections 3a-3d are pressed against the abdomen and abdominal impedances are measured by electrodes 2a-2d. Body composition indicators are estimated based on the measured pressing forces and the abdominal impedances. | 1. An abdominal impedance based body composition meter comprising: abdominal impedance measuring means;pressing force measuring means; andbody composition estimating means;wherein the abdominal impedance measuring means comprises a plurality of electrodes and a support which keeps the electrodes pressed against the abdomen and measures an abdominal impedance when the electrodes are in contact with the abdomen,wherein the pressing force measuring means measures a pressing force when the electrodes are pressed against the abdomen by the support,wherein the body composition estimating means estimates a body composition indicator based on the abdominal impedance measured by the abdominal impedance measuring means and the pressing force measured by the pressing force measuring means,wherein the electrodes comprise a pair of current-passing electrodes and a pair of measuring electrodes,wherein the pressing force measuring means comprises load detection sections which detect loads produced when the electrodes are pressed against the abdomen and determines a pressing force applied to the current-passing electrodes and a pressing force applied to the measuring electrodes based on the loads detected by the load detection sections,wherein the abdominal impedance measuring means determines an abdominal impedance based on a potential difference which is detected between the measuring electrodes when a low-frequency current is passed between the current-passing electrodes and determines an abdominal impedance based on a potential difference which is detected between the measuring electrodes when a high-frequency current is passed between the current-passing electrodes, and determines an additional abdominal impedance,wherein the body composition estimating means computes and estimates an abdominal total fat area as the body composition indicator by substituting the abdominal impedance determined by the abdominal impedance measuring means by passing the low-frequency current into Zlow, the additional abdominal impedance determined by the abdominal impedance measuring means by passing the high-frequency current into Zhigh, the pressing force applied to the current-passing electrodes which has been determined by the pressing force measuring means into SIavg, the pressing force applied to the measuring electrodes which has been determined by the pressing force measuring means into SVavg, and constants which provide a correlation with an abdominal total fat area determined by a standard technique into a, b, c and d, in an arithmetic expression represented by abdominal total fat area=a×Zlow+b×Zhigh+c×SIavg+d×SVavg. 2. An abdominal impedance based body composition meter comprising: abdominal impedance measuring means;pressing force measuring means; andbody composition estimating means;wherein the abdominal impedance measuring means comprises a plurality of electrodes and a support which keeps the electrodes pressed against the abdomen and measures an abdominal imped... | Tanita Corporation | A61B005/05
US20080033260 | A1 | 2008-02-07 | Cardiac Biosensor Devices and Methods | 2007-08-02 | Implantable medical devices for cardiac care are provided that include a housing having a power source and control electronics; at least one lead extending from the housing and having one or more discrete reservoirs therein, each reservoir having an opening to an outer surface of the lead; one or more sensors, which monitor or detects an analyte, biomarker, or physical parameter that is associated with cardiac health, located in the reservoirs and in operable communication with said control electronics; and at least one selectively disintegratable reservoir cap sealing each of the reservoir openings, wherein the reservoir cap is operably connected to the power source and control electronics to disintegrate the reservoir cap and expose the sensors in vivo. The sensor may detect an analyte or biomarker selected from potassium ion, sodium ion, lithium ion, magnesium ion, ammonium ion, ionized calcium, lactate, oxygen, carbon dioxide, and creatinine, urea, BUN, and bilirubin. | 1. An implantable medical device comprising: a housing which includes a power source and control electronics;at least one lead extending from the housing and having one or more discrete reservoirs therein, each reservoir having at least one opening to an outer surface of the lead;one or more sensors, which monitor or detects in vivo an analyte, biomarker, or physical parameter that is associated with cardiac health, located in the one or more reservoirs and in operable communication with said control electronics; andat least one selectively disintegratable reservoir cap sealing each of said at least one opening of said one or more reservoirs,wherein the at least one reservoir cap is operably connected to the power source and control electronics to selectively disintegrate the reservoir cap and expose the one or more sensors in vivo. 2. The device of claim 1, wherein the one or more sensors comprises a biosensor for the monitoring or detecting of an analyte or a biomarker selected from the group consisting of potassium ion, sodium ion, lithium ion, magnesium ion, ammonium ion, ionized calcium, lactate, oxygen, carbon dioxide, creatinine, urea, BUN, bilirabin, alkaline phosphatase, aspartate aminotransferase, alanine aminotransferase, lactic dehydrogenase, gamma glutamyl transpeptidase, heparin, warfarin, ischemia modified albumin (IMA), myeloperoxidase, matrix metalloproteinase (MMP), pH, and placental growth factor. 3. The device of claim 1, wherein the one or more sensors or sensing components measures an ECG, an EKG, or another intrinsic electrical signal. 4. The device of claim 1, wherein the one or more reservoirs are located on a tip portion of the at least one lead. 5. The device of claim 1, wherein the at least one lead further comprises a secondary sensor located on an external surface of the at least one lead and not in the one or more reservoirs. 6. The device of claim 1, wherein the at least one lead further comprises an electrode for cardiac pacing, defibrillation, or neurostimulation. 7. The device of claim 1, wherein the at least one lead further comprises one or more secondary reservoirs containing at least one drug for controlled release in vivo. 8. The device of claim 7, wherein release of the at least one drug from the one or more secondary reservoirs is passively controlled. 9. The device of claim 7, wherein release of the at least one drug from the one or more secondary reservoirs is actively controlled. 10. The device of claim 1, further comprising at least one secondary lead without a sensor. 11. The device of claim 10, wherein the at least one secondary lead further comprises an electrode for cardiac pacing, defibrillation, or neurostimulation. 12. The device of claim 10, wherein the at least one secondary lead further comprises a plurality of drug reservoirs for controlled release of drug in vivo. 13. The device of claim 1, further comprising a transmitter for communicating an electrical signal from the one or ... | MICROCHIPS, INC. | A61B005/02
US20080004509 | A1 | 2008-01-03 | Assessment of functional status | 2007-06-11 | This invention relates to methods of neurocognitive assessment and, in particular, to methods for assessing the ability of individuals, in particular, memory-impaired individuals, to perform daily activities (i.e. functional status). | 1. A method of assessing the functional status of an individual comprising: providing a visuospatial learning and memory score obtained from an assessment of a visuospatial learning and memory of said individual, and determining from said score a functional status of said individual. 2. The method according to claim 1, further comprising assessing the visuospatial learning and memory of said individual to produce the visuospatial learning and memory score. 3. The method according to claim 1, wherein the individual has a reduced or impaired memory. 4. The method according to claim 1, wherein the functional status of the individual is expressed as a functional status score. 5. The method according to claim 1, wherein the functional status score is determined by relating the visuospatial learning and memory score of the individual with at least one metric. 6. The method according to claim 1, wherein the at least one metric is one of: age, gender, IQ, ethnicity, level of education, genetic factors, medical history, current medication and current comorbid disorders. 7. The method according to claim 6, wherein the visuospatial learning and memory score of the individual is related to the at least one metric using an algorithm or model to produce a functional status score. 8. The method according to claim 2, wherein the visuospatial learning and memory is assessed using a paired associates learning test. 9. The method according to claim 8, wherein the paired associates learning test is an automated test configured to be conducted using a computer. 10. The method according to claim 9, wherein the paired associates learning test is a CANTAB-PAL test. 11. The method according to claim 2, further comprising administering a therapy to the individual. 12. The method according to claim 11, further comprising determining the functional status of said individual following said administration. 13. A method of identifying a compound useful for improving a functional status of an individual having a reduced or impaired memory, the method comprising: assessing a visuospatial learning and memory of an individual having a condition characterised by a reduced or impaired memory to produce a first visuospatial learning and memory score for the individual; determining from said first score the functional status of said individual before administration of a test compound; administering the test compound to the individual; assessing the visuospatial learning and memory of said individual to produce a second visuospatial learning and memory score; and determining from said second score the functional status of said individual following said administration. 14. A method of identifying a compound for improving a functional status of an individual having a reduced or impaired memory, the method comprising: providing a population of individuals having reduced or impaired memories; assessing a visuospatial learning and memory of each of the individua... | Cambridge University Technical Services Limited | A61B005/00
US20080021297 | A1 | 2008-01-24 | Method,a System for Generating a Spatial Roadmap for an Interventional Device and Quality Control System for Guarding the Spatial Accuracy Thereof | 2005-02-03 | The invention relates to a method, a system for generating a spatial roadmap for an interventional device and a quality control system for guarding the spatial accuracy thereof. In an embodiment of the system 100 for practicing the invention an X-ray imager 100a is used for acquiring suitable images Di-1, Di, . . . , DN, showing the volume under examination, comprising the catheters 182a, 182b. These X-ray images are then processed by means of per se known reconstruction method to yield a motion-corrected three-dimensional volume of examination. This volume is then presented by means of suitable user-interface 181 on a display unit 183 together with distal portions of the catheters 182a, 182b provided with detectable markers (for simplicity only one detectable marker per catheter is shown). The motion-corrected three-dimensional image of the target organ 184 is used to construct the motion-corrected target organ-oriented three-dimensional coordinate system which is then used for drawing the spatial roadmap 183 and which is also used to locate a spatial position of a displaceable catheter 185, provided with a further detectable marker 185′. These computations are carried out using computing means 160. The computing means 160 can be further arranged to carry out a further computation comprising a computation of a spatial discrepancy between the envisaged spatial roadmap 183 and the position of the displaceable catheter 185′. In case a substantial discrepancy is signalled and in case the catheters are positioned within the target organ by means of a controllable navigation system 190, the computing means calculates a control signal S to be applied to the navigation system 190 to correct for the mismatch between the spatial roadmap 183 and the position of the displaceable catheter 185. The control unit then applies a correction signal S to the navigation system 190 after which an interventional procedure carries on. | 1. A method for generating a spatial roadmap (12) representing an envisaged trajectory of an interventional device (13di) within a target organ (1), said method comprising the steps of: acquiring image data (Di-1, Di, Di+1) of detectable markers (5a-5d, 7a-7d) arranged within the target organ (1); constructing a motion-corrected target organ-oriented three-dimensional coordinate system (10) using said image data (Di-1Di, Di+1); deriving a respective spatial position information (5cx,5cy,5cz) of the detectable markers within the motion-corrected target organ-oriented three-dimensional coordinate system (10); constructing the spatial roadmap (12) within the target organ (1) by interrelating the respective spatial position information (5cx,5cy,5cz) of the detectable markers (5a-5d, 7a-7d). 2. A method according to claim 1, said method further comprising the steps of: acquiring a set of readings (31,33,35) at their respective measurement locations within the target organ using an interventional measurement catheter; presenting the set of readings on the spatial roadmap (40a). 3. A method according to claim 1, wherein the method further comprises the steps of: acquiring further image data (I1,I2) of a displaceable catheter (13di) in the target organ (1) for a dwell position of the displaceable catheter, said displaceable catheter comprising further detectable markers (13a), said further image data comprising images of detectable markers (5a-5d, 7a-7d) and further detectable markers (13a); deriving further respective spatial position information (13ax,13ay,13az) of the further detectable markers of the displaceable catheter within the motion-corrected target-organ oriented three-dimensional coordinate system (10). 4. A method according to claim 3, wherein the method further comprises the step of: matching further respective spatial position information to the spatial roadmap automatically (40a,40b). 5. A method according to claim 1, wherein for purpose of derivation of a motion-corrected target organ-oriented three-dimensional coordinate system (10) an image acquisition by means of a rotational scan (I) of an X-ray source around the target organ is carried out. 6. A method according to claim 1, wherein for purpose of derivation of a motion-corrected target organ oriented three-dimensional coordinate system (10) an image acquisition of the target organ by means of a magnetic resonance apparatus is carried out. 7. A system (100) for generating a spatial roadmap representing an envisaged trajectory of an interventional device within a target organ, said system comprising: a catheter (182a,182b, 185) arranged with detectable markers, said detectable markers being conceived to be positioned within the target organ; a data acquisition system (100a, 113) arranged to acquire image data (Di-1, Di, Di+1, I, I1, I2) comprising the detectable markers; computation means (160) arranged to: construct a motion-corrected target organ-oriented three-di... | KONINKLIJKE PHILIPS ELECTRONIC, N.V. | A61B005/04
US20080009681 | A1 | 2008-01-10 | Real time arrhythmia detector for mobile applications | 2005-10-05 | Ambulatory patient monitoring apparatus including a portable housing including at least one physiological data input device operative to gather physiological data of the patient, location determination circuitry operative to determine geographic location information of the patient, cellular telephone communications circuitry for communicating the physiological data and the geographic location information to a central health monitoring station, voice communications circuitry whereby the patient conducts voice communications with a clinician at the central health monitoring station, digital signal processing circuitry for processing signals associated with any of the physiological data input device, the location determination circuitry, the cellular telephone communications circuitry, and the voice communications circuitry, and control circuitry for controlling any of the digital signal processing circuitry, the physiological data input device, the location determination circuitry, the cellular telephone communications circuitry, and the voice communications circuitry. | 1. Ambulatory patient monitoring apparatus comprising: a portable housing comprising: at least one physiological data input device operative to gather physiological data of said patient; location determination circuitry operative to determine geographic location information of said patient; cellular telephone communications circuitry for communicating said physiological data and said geographic location information to a central health monitoring station; voice communications circuitry whereby said patient conducts voice communications with a clinician at said central health monitoring station; digital signal processing circuitry for processing signals associated with any of said physiological data input device, said location determination circuitry, said cellular telephone communications circuitry, and said voice communications circuitry; and control circuitry for controlling any of said digital signal processing circuitry, said physiological data input device, said location determination circuitry, said cellular telephone communications circuitry, and said voice communications circuitry. 2. Apparatus according to claim 1 wherein said at least one physiological data input device is assembled within said housing. 3. Apparatus according to claim 1 wherein said at least one physiological data input device is at least partially external to said housing. 4. Apparatus according to claim 3 wherein said external portion of said at least one physiological data input device is connected to said via housing via a connector. 5. Apparatus according to claim 1 wherein said location determination circuitry comprises GPS circuitry. 6. Apparatus according to claim 1 wherein said control circuitry operates said physiological data input device continuously. 7. Apparatus according to claim 1 wherein said control circuitry operates said physiological data input device upon initiation by said patient. 8. Apparatus according to claim 1 wherein said memory comprises preset parameters adapted for comparison with said physiological data. 9. Apparatus according to claim 8 wherein said control circuitry is operative to determine whether said physiological data are within preset parameters. 10. Apparatus according to claim 9 wherein said control circuitry is operative to initiative contact with said central health monitoring station when said physiological data are determined to be outside of said preset parameters. 11. Apparatus according to claim 1 wherein said memory comprises preprogrammed instructions for output to said patient via either of a display and a speaker. 12. A system for monitoring a patient, the system comprising: a central health monitoring station; and a portable housing for use by said patient, the portable housing comprising: at least one physiological data input device operative to gather physiological data of said patient; location determination circuitry operative to determine geographic location information of said patient; c... | - | A61B005/00
US20080027291 | A1 | 2008-01-31 | Electronic patient compliance device | 2007-07-11 | An apparatus for monitoring patient compliance in the administration of medication includes a recording device for recording data related to administration of said medication by a patient, a collecting device and an electronic transmitting device for transmitting, via an electronic link, data to the collecting device. The data is related to administration of the medication and includes time and date of administration. The data may consist of many types of data such as patient identification information, medication identification information, dose consumed, reported side effects, severity of reported side effects, delays in consumption of said medication, text notes by said patient, and text notes by any other individual. | 1. A method for monitoring patient compliance in administration of medication, the method comprising the steps of: administering the medication to a patient; recording data related to the administering of the medication; transmitting, via an electronic means the data to a collection device; and maintaining records of the recorded data. 2. The method of claim 1 wherein the data related to consumption of the medication includes time and date of administration. 3. The method of claim 2 wherein the data related to administering of the medication is chosen from a group consisting of: patient identification information, medication identification information, dose consumed, reported side effects, severity of reported side effects, delays in consumption of said medication, text notes by said patient, and text notes by any other individual. 4. The method of claim 1 wherein the medication is contained in a blister card. 5. The method of claim 4 wherein the recording data is accomplished by an electronic device and a data input means, the data input means being attached to the blister card. 6. The method of claim 5 wherein the device is removably attached to the blister card. 7. The method of claim 1 wherein the electronic means comprises a wire. 8. The method of claim 1 wherein the electronic means comprises an infrared transmitter. 9. The method of claim 1 wherein the electronic means comprises a RF transmitter. 10. The method of claim 1 wherein the electronic means comprises a wireless transmitter. 11. The method of claim 1 wherein the recording of data is accomplished by an autonomous intelligent device possessing a data input means. 12. The method of claim 1 wherein the step of recording data related to the administration of the medication further comprises the step of scanning a barcode from a medication container, wherein the barcode contains information related to the medication. 13. The method of claim 1 wherein the step of recording data related to consumption of the medication further comprises the step of scanning a RF identifier from a medication container, wherein the RF identifier contains information related to the medication. 14. The method of claim 1 wherein the collecting device is an electronic system capable of maintaining, storing, receiving and allowing access to data. 15. An apparatus for monitoring patient compliance in administration of medication, the apparatus comprising: recording device for recording data related to administration of said medication by a patient; collecting device; and an electronic transmitting device for transmitting via an electronic link said data to said collecting device. 16. The apparatus of claim 15 wherein said data related to administration of said medication includes: time and date of administration. 17. The apparatus of claim 16 wherein said data related to consumption of said medication is chosen from a group consisting of: patient identification information, medic... | - | A61B005/00
US20080076969 | A1 | 2008-03-27 | Methods for modifying control software of electronic medical devices | 2006-08-29 | The present invention provides methods for modifying, upgrading, or otherwise revising control software, instructions, or algorithms of an electronic medical device. A portable memory device, such as a Smart Card or the like is used to provide information for modifying the control software to the electronic medical device. | 1. A method for providing information for modifying control software of a peripheral medical device from a remote controller to the peripheral medical device, the method comprising the steps of: providing a peripheral medical device comprising control software;providing a remote controller capable of wirelessly communicating with the peripheral medical device at a communication frequency;providing a portable memory device comprising information for modifying the control software of the peripheral medical device;establishing communication between the portable memory device and the remote controller; andwirelessly transferring at least a portion of the information for modifying the control software of the peripheral medical device from the remote controller to the peripheral medical device. 2. The method of claim 1, comprising the step of using the information for modifying the control software of the peripheral medical device to change an operating parameter of the peripheral medical device. 3. The method of claim 2, wherein the operating parameter of the peripheral medical device comprises one or more of a language for a user interface and a communication frequency or protocol. 4. The method of claim 1, wherein the information for modifying the control software of the peripheral medical device comprises one or more of a software program or application, revised software code, instructions, and algorithms. 5. The method of claim 1, comprising using the information for modifying the control software of the peripheral medical device to change the communication frequency of the peripheral medical device from a first communication frequency to a second communication frequency. 6. The method of claim 5, wherein the first frequency ranges from about 868 MHz to about 869 MHz and the second frequency ranges from about 902 MHz to about 928 MHz. 7. The method of claim 5, wherein the first frequency ranges from about 902 MHz to about 928 MHz the second frequency ranges from about 868 MHz to about 869 MHz. 8. The method of claim 1, wherein the peripheral medical device comprises one of a continuous glucose monitor, an insulin pump, and an insulin pen. 9. The method of claim 1, wherein the remote controller is capable of measuring glucose episodically. 10. The method of claim 1, wherein the portable memory device comprises one or more of a flash memory card a flash memory chip, a Smart Media Memory device, a Single Inline Memory Module, an electrically erasable programmable memory card, and a Smart Card. 11. The method of claim 1, wherein the step of establishing communication between the portable memory device and the remote controller comprises physically connecting the portable memory device to the remote controller. 12. A method for providing information for modifying control software of a peripheral medical device from a remote controller to the peripheral medical device, the method comprising the steps of: providing a peripheral medical device ... | - | A61B005/00
US20080009773 | A1 | 2008-01-10 | Mathematical Modeling System for assisting practitioners in the detection of global subluxations, segment subluxations and their correlation - postural/spinal coupling | 2006-07-10 | The present invention is a method of modeling the biomechanics of the body using three mathematical models: (1) one model detects global subluxations (postural), (2) another model detects segment subluxations (spinal), and (3) the third mathematical model correlates the results of the global subluxations analysis and segment subluxations analysis—postural and spinal coupling. a) Based on a mathematical model used to identify global/postural subluxations from the adjustments to the positioning of a scalable digital model over the digital images of the lateral, posterior and anterior views of a patient.b) Based on a second mathematical model and specific views of spinal X-rays, used to identify segmental subluxations from the adjustments to the positioning of a scalable digital model over the patient's spine.c) Using a third mathematical model to assist in the correlation the global and segment subluxations.d) Using these models alone, or in combination, the individual is given suggested linked mirror-image exercises. | 1. A method of acquiring biomechanical segment data and vertebrae positioning data for use in the detection of global subluxations &amp; segment subluxations and a correlation between the two. Specifically the method uses the following steps alone or in combination: 2. Part 1: Modeling the biomechanics of the body using a mathematical model that is superimposed on the patient's body to assist in detecting global Subluxations (postural) by the analysis of head, rib cage, and pelvis postures in three-dimensions (3D) as rotations and translations along the three X, Y, and Z axes. 3. Taking front, side and back view digital images of a patient and automatically superimposing mathematical model which is scalable (based on the individual's height and body type) over the different views. 4. Manually adjusting the computer generated digital mathematical model, as required, by placing adhesive strips on some of the patient's body segments or CBP® eye gear and adjusting the resulting scalable lines to these strips or eye gear. 5. Assist in identifying the global subluxations (postural) and creating an impact assessment and suggest a personalized mirror-imaged exercise routine based on the results. 6. Part 2: Mathematically modeling the vertebrae of the spine by superimposing a scalable digital model over the individual's spine to assist in detecting segment Subluxations (spinal). 7. Superimposing the scalable mathematical vertebral model over the digital images of one or more Spinal X-rays. 8. Manually adjusting the computer generated digital mathematical model, as required, by moving the lines of the model. 9. Assist in identifying the segment Subluxations (spinal) and creating an impact assessment based on the results. 10. Part 3: Correlating the results of the positioning of global subluxations to the segment subluxations of the spine from the use of a third mathematical model (postural and spinal coupling). 11. Assist in validating the global subluxations (postural) and segment subluxations (spinal) coupling and providing the practitioner with discrepancies. 12. Aiding the practitioner in modifying the global subluxations assessment and refining the personalized mirror-imaged exercise routine, if required. 13. A method to assist in identifying global subluxations (postural) and their relative severity in a patient comprising the steps of: 14. Loading digital images of a patient from the anterior, posterior and lateral views. 15. Cropping these images vertically at the top of the patient's head and at the bottom of the feet. 16. Then automatically scaling the image to obtain specific distances based on the patient's height and the aforementioned cropping in claim 16. 17. Cropping these digital images horizontally, based on a ruler applied to the wall behind the individual, and automatically scaling the image. 18. Using the calculated vertical and horizontal distances to superimpose the scalable digital model in the lateral, posterior an... | - | A61B005/103
US20080065411 | A1 | 2008-03-13 | Method and system for developing a personalized medicine business plan | 2006-09-08 | A method of developing a personalised medicine business plan comprising the steps of: obtaining a plurality of variables associated with an intended personalised medicine business plan;generating a predicted revenue from the plurality of variables associated with the intended personalised medicine business plan;collating the plurality of variables associated with the intended personalised medicine business plan and the predicted revenue to generate a hypothetical business scenario;creating an archive of scenarios comprising data relating to personalised medicine, said data being acquired from real-world case studies;comparing each of the scenarios in the archive with the hypothetical business scenario to identify a first archived scenario that most closely matches at least some of the variables of the hypothetical business scenario; andextracting information from the first archived scenario, said information being used to justify the intended personalised medicine business plan and provide one or more guidance parameters on how to implement the intended personalised medicine business plan and thereby develop the intended personalised medicine business plan. | 1. A method of developing a personalised medicine business plan comprising the steps of: obtaining a plurality of variables associated with an intended personalised medicine business plan;generating a predicted revenue from the plurality of variables associated with the intended personalised medicine business plan;collating the plurality of variables associated with the intended personalised medicine business plan and the predicted revenue to generate a hypothetical business scenario;creating an archive of scenarios comprising data relating to personalised medicine, said data being acquired from real-world case studies;comparing each of the scenarios in the archive with the hypothetical business scenario to identify a first archived scenario that most closely matches at least some of the variables of the hypothetical business scenario; andextracting information from the first archived scenario, said information being used to justify the intended personalised medicine business plan and provide one or more guidance parameters on how to implement the intended personalised medicine business plan and thereby develop the intended personalised medicine business plan. 2. The method of claim 1, wherein the step of obtaining the plurality of variables associated with the intended personalised medicine business plan comprises a step of obtaining at least two of: a percentage of patients taking a therapy that are most likely to benefit therefrom;a percentage of patients taking a therapy that are likely to receive no benefit or be at risk of harm therefrom;a diagnostic efficiency of a diagnostic test;a price of the therapy;a competitive market share advantage of the therapy;a rate of patient adherence with the therapy;a speed at which the therapy achieves a maximum market share;and an effect of the diagnostic test on a launch date of the therapy. 3. The method of claim 1, wherein the step of obtaining the plurality of variables associated with the intended personalised medicine business plan comprises a step of obtaining an erosion of one or more sales of the therapy after a Patent therefor has expired. 4. The method of claim 1, wherein the step of obtaining the plurality of variables associated with the intended personalised medicine business plan comprises a step of obtaining an erosion of one or more sales of the diagnostic test after a Patent therefor has expired. 5. The method of claim 1, wherein the step of obtaining the plurality of variables associated with the intended personalised medicine business plan comprises a step of obtaining at least some of the plurality of variables associated with the intended personalised medicine business plan from a user. 6. The method of claim 5, wherein the method comprises an additional step of issuing an alarm in the event that a value of a one or more of the plurality of variables associated with the intended personalised medicine business plan exceeds a maximum value of one or more corresponding variables in... | Diaceutics | G06Q010/00 A61B005/00
US07314449 | B2 | 2008-01-01 | Apparatus for determining cardiovascular parameters | 2003-12-22 | An apparatus that continuously monitors the arterial pressure measured by a pressure sensor in an artery, which pressure is regarded as the reading Pao that approximately corresponds to the aortal pressure. In principle, the arterial pressure can be measured in the aorta, near the aorta, or in the arterial tree. To provide a second reading, the apparatus, via the input channel, continuously monitors the central venous pressure (CVP), which is regarded as the reading PIT that approximately corresponds to the intrathoracic pressure (ITP). The third reading is provided via the input channel as a reading Z which expresses the thoracic compliance. Via known algorithms of the pulse contour analysis, the apparatus calculates the stroke volume variation, using as the determining pressure the transmural pressure which is calculated according to the formula Ptransmural=Pao−f(C)*PIT The cardiac volume responsiveness indicator (CVRI) is calculated for mechanical positive respiration according to the formula CVRI=k*(SVV/ΔCVP) or for spontaneous breathing according to the formula CVRI=l−m*(ΔCVP/SVV). | 1. An apparatus for the continuous determination of a parameter characterizing a patient's left ventricular pumping action, comprising a first input channel for continuous recording of a variable physiological first reading directly dependent on the left ventricular pumping action, andan evaluation unit for calculating said parameter characterizing the left ventricular pumping action,wherein said apparatus also comprises a second input channel for continuous recording of a variable physiological second reading which at least approximately indicates the patient's intrathoracic pressure (ITP) or is dependent on same,wherein said evaluation unit is programmed for calculating the parameter characterizing the patient's left ventricular pumping action from said first reading, using a corrective function based on said second reading,wherein said corrective function takes into account periodic fluctuations of said second reading. 2. The apparatus according to claim 1, wherein said first input channel is configured for reading a pressure transducer signal, wherein said first reading at least approximately corresponds to the patient's aortic pressure, and wherein programming of the evaluation unit allows the calculation of said parameter characterizing the patient's left ventricular pumping action by means of a pulse contour analysis. 3. The apparatus according to claim 2, wherein said first reading which at least approximately corresponds to the aortic pressure is an arterial pressure. 4. The apparatus according to claim 3, wherein said arterial pressure is a pressure measured close to the aorta. 5. The apparatus according to claim 2, wherein said pulse contour analysis is based on a non-linear windkessel model. 6. The apparatus according to claim 2, wherein the corrective function has the form of Ptransmural=Pao−f(C)*PIT whereinPao is said first reading which at least approximately corresponds to the aortic pressure,PIT is said second reading which at least approximately expresses the intrathoracic pressure (ITP), andf(C) is a function which depends on the compliance (C) of the arterial system or the aorta and which increases monotonically as the compliance increases and may assume values between 0 and 1, and wherein the transmural pressure (Ptransmural) is the determining pressure in the pulse contour analysis. 7. The apparatus according to claim 6, wherein said function f(C) has the formula f(C)=1−exp(−a*C)wherein exp(−a*C) is an exponential function with argument −a*C, wherein (C) is compliance of the arterial system or the aorta, and (a) is an estimated or experimentally determined constant. 8. The apparatus according to claim 7, wherein a dependence of the compliance (C) on the transmural pressure (Ptransmural) is assumed and that both of these values are calculated by means of iteration. 9. The apparatus according to claim 1, wherein said second input channel is configured for reading a pressure transducer signal, and wherein said second re... | Pulsion Medical Systems AG | A61B005/02
US07344507 | B2 | 2008-03-18 | Method and apparatus for lancet actuation | 2002-09-05 | A lancet driver is provided wherein the driver exerts a driving force on a lancet during a lancing cycle and is used on a tissue site. The driver comprises of a drive force generator for advancing the lancet and a processor coupled to the drive force generator capable of changing the direction and magnitude of force exerted on the lancet during the lancing cycle. The driver further includes a human interface on the housing providing at least one output for communicating with the patient. | 1. A lancet driver configured to exert a driving force on a lancet during a lancing cycle and used on a tissue site, said device comprising: a housing;a drive force generator; anda processor coupled to the drive force generator capable of changing the direction and magnitude of force exerted on the lancet during the lancing cycle, the processor having a control algorithm that provides an input to the drive force generator of a real time measurement of a penetrating member depth of penetration in said tissue site using the real time measurement to drive the penetrating member to a numerical depth that has been set through a feedback control system; anda human interface on said housing providing at least one output,wherein said drive force generator holds said lancet at a fixed position against tenting force from said tissue site without contacting a mechanical stop. 2. A lancet driver configured to exert a driving force on a lancet during a lancing cycle and used on a tissue site, said device comprising: a housing;a drive force generator;a processor coupled to the drive force generator capable of changing the direction and magnitude of force exerted on the lancet during the lancing cycle;a human interface on said housing providing at least one output; andwherein the processor actuates said drive force generator to drive the lancet at velocities in time that follow a selectable lancing velocity profile said selectable lancing velocity profile is selected from a set of alternative lancing velocity profiles having characteristic phases for lancet advancement and retraction,wherein said processor optimizes said velocity profile for subsequent lancing based upon elastic tenting associated with skin deformation in previous lancing events. 3. A lancet driver configured to exert a driving force on a lancet during a lancing cycle and used on a tissue site, said device comprising: a housing;a drive force generator;a processor coupled to the drive force generator capable of changing the direction and magnitude of force exerted on the lancet during the lancing cycle;a human interface on said housing providing at least one output; andwherein the processor actuates said drive force generator to drive the lancet at velocities in time that follow a selectable lancing velocity profile said selectable lancing velocity profile is selected from a set of alternative lancing velocity profiles having characteristic phases for lancet advancement and retraction,wherein said lancet penetrating to a depth in the tissue site based on impedance measurements from a distal portion of the lancet in said tissue site. 4. A lancet driver configured to exert a driving force on a lancet during a lancing cycle and used on a tissue site, said device comprising: a housing;a drive force generator; anda processor coupled to the drive force generator capable of changing the direction and magnitude of force exerted on the lancet during the lancing cycle;a human interface on said housing ... | Pelikan Technologies, Inc. | A61B005/00 A61B017/14 A61B017/32
US07316649 | B2 | 2008-01-08 | Method and apparatus for non-invasive analysis of blood glucose | 2004-04-12 | An apparatus for non-invasive detection and quantitation of analytes in a sample, such as blood glucose employs a novel amplifier that uses high-gauss permanent magnets to permit an Rf signal to be transmitted through the sample. The concentration of the analyte can be determined from the magnitude of the reduction in the amplitude of the Rf signal at a characteristic frequency. | 1. An apparatus for determining a characteristic of a sample, which comprises: a base;a sample receiver supported by the base;a pair of nodes, including a first node and a second node, positioned at spaced apart locations in the sample receiver and operative to contact the sample when the sample is positioned in the sample receiver;a source that generates an Rf signal having a selected frequency spectrum that is coupled to said pair of nodes and transmitted from the first node through the sample for detection by the second node;an analyzer coupled to the pair of nodes that analyzes the Rf signal transmitted through the sample and detected by the second node to determine the characteristic of the sample; anda pair of magnets that improves the Rf signal transmitted by the first node through the sample to the second node, one of the magnets being positioned adjacent the first node, the other of the magnets being positioned adjacent the second node. 2. The apparatus as claimed in claim 1, wherein the sample is a human digit and wherein the sample receiver is sized to receive the human digit in contact with said nodes. 3. The apparatus as claimed in claim 2, wherein said human digit is a finger. 4. The apparatus as claimed in claim 1, including a magnetically permeable and electrically insulating barrier disposed between one of the magnets and the first node and the other of the magnets and the second node to prevent contact therebetween. 5. The apparatus as claimed in claim 1, wherein each node comprises an electrically conductive plate. 6. The apparatus as claimed in claim 1, wherein the analyzer detects a change in a magnitude of at least one characteristic frequency within the selected frequency spectrum to determine the characteristic of the sample. 7. The apparatus as claimed in claim 1, wherein the pair of magnets are permanent magnets that generate a magnetic field surrounding at least the pair of nodes and at least a portion of the sample when positioned within the sample receiver for analysis. 8. The apparatus as claimed in claim 1, wherein the analyzer detects a change in a magnitude of the Rf signal at a specific frequency within the selected frequency spectrum to determine the characteristic of the sample, the specific frequency corresponding to a biological molecule within the sample, the characteristic corresponding to presence of the biological molecule, the change in the magnitude corresponding to the concentration of the biological molecule within the sample. 9. The apparatus as claimed in claim 1, wherein the characteristic is an analyte concentration. 10. The apparatus as claimed in claim 9, wherein the analyte includes a biological molecule. 11. The apparatus as claimed in claim 9, wherein the analyte comprises glucose. 12. The apparatus as claimed in claim 9, wherein the analyte comprises a protein. 13. The apparatus as claimed in claim 9, wherein the analyte comprises hemoglobin A1c. 14. The apparatus as claimed in ... | Pindi Products, Inc. | A61B005/00
US07517320 | B2 | 2009-04-14 | Airway bypass site selection and treatment planning | 2007-07-02 | The invention relates to systems and methods for site selection and placement of extra-anatomic passages altering gaseous flow in a diseased lung. | 1. A method of assessing a plurality of treatment sites in airways of a hyperinflated lung of a patient, the method comprising: identifying the plurality of sites within the airways of the diseased lung;determining at least one anatomic characteristic of each site;assessing a degree of a plurality of diseased regions in the lung;calculating a score for each site based on the degree of the plurality of diseased regions in the lung, at least one anatomic characteristic of each site and a proximity of the site to at least one of the diseased regions; anddisplaying each score in association with each site in graphical form. 2. The method of claim 1, where identifying the plurality of sites comprises selecting at least one site per each segmental airway of the bronchi. 3. The method of claim 1, further comprises performing non-invasive imaging to assess the degree of the plurality of diseased regions of the lung and to determine at least one anatomic characteristic of each site. 4. The method of claim 3, where the non-invasive imaging is chosen from a group consisting of x-ray, ultrasound, Doppler, acoustic imaging, MRI, PET and CT. 5. The method of claim 3, where assessing the degree of the diseased region in the lung comprises comparing the diseased pattern in the region to a database of images with diseased pattern. 6. The method of claim 1, further comprises displaying information regarding at least one anatomic characteristic of the site when displaying the score of the site. 7. The method of claim 6, where displaying information regarding at least one anatomic characteristic comprises displaying information regarding the location or size of blood vessels. 8. The method of claim 6, where displaying information regarding at least one anatomic characteristic comprises displaying information regarding the location a pleura relative to the site. 9. The method of claim 1, where determining at least one anatomic characteristic of each site comprises identifying the location of the blood vessels within a distance from the site. 10. The method of claim 1, where calculating the score for each site comprises adjusting the score proportionally to the degree of the diseased region. 11. The method of claim 10, where calculating the score for each site further comprises increasing the score as the proximity of the site to one of the diseased regions decreases. 12. The method of claim 1, where determining at least one anatomic characteristic of each site comprises determining the size of airway diameter of each site. 13. The method of claim 12, where calculating the score for each site comprises increasing the score if the average airway diameter is greater than a pre-determined diameter. 14. The method of claim 1, where determining at least one anatomic characteristic of each site comprises determining an average airway thickness of each site. 15. The method of claim 14, where calculating the score for each site comprises increasing the score if ... | Broncus Technologies, Inc. | A61B005/08
US07317409 | B2 | 2008-01-08 | Apparatus and method for interfacing time-variant signals | 2002-01-30 | An improved apparatus and method for interfacing a time variant waveform between two hardware environments. In one aspect, the invention comprises a circuit for accurately simulating the output of one or more types of sensing device (e.g., passive bridge pressure transducer) for use with a plurality of different monitoring and/or analysis devices, thereby obviating the need for specialized interface circuitry adapted to each different monitor/analyzer. In one exemplary embodiment, the sensing device comprises a non-invasive blood pressure monitor (NIBPM), which universally interfaces with prior art patient monitors via the interface circuit of the invention. In a second aspect of the invention, an improved NIBPM device incorporating the interface circuit is disclosed. An improved disconnect circuit adapted to sense the status of the electrical connection between the sensing device and monitor is also described. | 1. A circuit adapted for use with a digital pressure sensing apparatus and a monitoring device, and further adapted to generate an emulation of the output of an analog pressure sensing apparatus compatible with said monitoring device, said emulation being based at least on (i) digital inputs received from said digital sensing apparatus and (ii) an excitation signal produced by said monitoring device, the circuit comprising: a digital-to-analog converter (DAC) configured to receive digital inputs generated by said digital sensing apparatus, said DAC adapted to produce an analog output signal using at least said digital inputs; andat least one amplifier operatively coupled to the output of said DAC;wherein said at least one amplifier is configured to produce an output voltage which is substantially ratio-metric with said excitation voltage; andwherein said circuit is adapted to generate said emulation by using said excitation signal as a reference input to said DAC. 2. The circuit of claim 1, wherein said DAC comprises a bipolar multiplying DAC. 3. The circuit of claim 1, further comprising first and second resistors disposed in electrical communication with the output of said DAC and said at least one amplifier, the ratio of the resistance values of said first and second resistors adapted to determine a scale factor for said circuit. 4. A circuit adapted for use with a non-invasive digital pressure sensing apparatus and a monitoring device, and further adapted to generate an emulation of the output of an analog bridge-type pressure sensing apparatus compatible with said monitoring device, said emulation being based at least on (i) digital inputs received from said non-invasive digital sensing apparatus and (ii) an excitation signal produced by said monitoring device, the circuit comprising: a digital-to-analog converter (DAC) configured to receive digital inputs generated by said non-invasive digital sensing apparatus, said DAC adapted to produce an analog output signal using at least said digital inputs; andat least one amplifier operatively coupled to the output of said DAC and disposed in a feedback loop therewith;wherein said at least one amplifier is configured to produce an output voltage which is substantially ratio-metric with said excitation voltage;wherein said circuit is adapted to generate said emulation by using said excitation signal as a reference input to said DAC; andwherein said non-invasive digital sensing apparatus is adapted to generate said digital inputs without utilizing said excitation signal. 5. A circuit adapted for use with a non-invasive digital pressure sensing apparatus and a monitoring device comprising at least one analog input, the circuit comprising: at least one digital input adapted to receive digital signal data from said non-invasive digital sensing apparatus;a digital-to-analog converter (DAC) configured to directly receive said digital signal data generated by said non-invasive digital sensing apparatus... | Tensys Medical, Inc. | H03M001/12 A61B005/021
US07343196 | B2 | 2008-03-11 | Cardiac CT system and method for planning and treatment of biventricular pacing using epicardial lead | 2003-05-09 | A method for planning biventricular pacing lead placement for a patient includes obtaining acquisition data from a medical imaging system and generating a 3D model of the left ventricle and thoracic wall of the patient. One or more left ventricle anatomical landmarks are identified on the 3D model, and saved views of the 3D model are registered on an interventional system. One or more of the registered saved views are visualized with the interventional system, and at least one suitable region on the left ventricle wall is identified for epicardial lead placement. | 1. A method for planning biventricular pacing lead placement for a patient, the method comprising: obtaining acquisition data from a medical imaging system;generating a 3D model of the left ventricle and thoracic wall of the patient from the acquisition data, prior to performing a biventricular pacing procedure on the patient;identifying one or more left ventricle anatomical landmarks on said 3D model and inserting geometric markers therein corresponding to selected ones of said anatomical landmarks;registering saved views of said 3D model on an interventional system; andvisualizing one or more of said registered saved views with said interventional system; andidentifying, prior to utilizing said interventional system, at least one suitable region on the left ventricle wall for epicardial lead placement so as to facilitate the biventricular lead placement. 2. The method of claim 1, further comprising determining, from said 3D model, any necrosed tissue of the LV myocardium, wherein the identification of any sites of such necrosed tissue is used to eliminate said sites of such necrosed tissue from epicardial lead placement. 3. The method of claim 1, wherein said obtaining acquisition data is implemented with protocols directed for imaging the LV and thoracic wall. 4. The method of claim 1, wherein said identifying at least one suitable region further includes identifying the blood vessels on the epicardium of the left ventricle and eliminating at least one of the blood vessels and the myocardium directly under the blood vessels as a suitable region. 5. The method of claim 3, further comprising utilizing post processing software to process said acquisition data so as to generate short axis images of the LV and thoracic wall. 6. The method of claim 5, wherein said 3D model and said short axis images are visualized through a display screen associated with said interventional system. 7. The method of claim 1, further comprising obtaining a movement profile of the LV posterolateral wall. 8. The method of claim 1, wherein said obtaining acquisition data is EKG gated. 9. A method for planning biventricular pacing lead placement for a patient, the method comprising: obtaining acquisition data from a medical imaging system using a protocol directed toward the thoracic wall and left ventricle;segmenting said acquisition data using a 3D protocol and short axis protocols so as to visualize the thoracic wall, LV walls and epicardial fat;generating a 3D model of the left ventricle and thoracic wall of the patient from the acquisition data, prior to performing a biventricular pacing procedure on the patient;identifying one or more left ventricle anatomical landmarks on said 3D model and inserting geometric markers therein corresponding to selected ones of said anatomical landmarks;registering saved views of said 3D model on an interventional system; andvisualizing one or more of said registered saved views with said interventional system; andidentifying,... | GE Medical Systems Global Technology Company LLC Jasbir S. Sra | A61B005/05
US07993284 | B2 | 2011-08-09 | System for withdrawing small amounts of body fluid | 2007-09-20 | A system is provided for withdrawing small amounts of body fluid from an animal or human. The system includes a holder and a disposable lancing unit attached to the holder. The lancing unit also includes an open capillary channel for transporting the body fluid and piercing the skin. | 1. A system, comprising: a disposable lancing unit including a lancing tip with a sharpened end configured to pierce a surface of skin,a detection zone containing a reagent configured to detect analyte in body fluid from the skin, anda capillary groove in the disposable lancing unit extending uncovered along a length of the lancing tip, wherein the length of the capillary groove that is uncovered is at least 1 mm long, wherein the capillary groove has adequate wettability to transport the body fluid via capillary action to the detection zone; anda collection device including a holder holding the disposable lancing unit, anda drive mechanism coupled to the holder, the drive mechanism being configured to actuate the disposable lancing unit to pierce the surface of the skin, the drive mechanism being configured to hold the disposable lancing unit at an extended position where the capillary groove extends from below the surface of the skin to above the surface of the skin to promote uptake of the body fluid. 2. The system of claim 1, wherein the length of the capillary groove that is uncovered is 1.6 mm long. 3. The system of claim 1, in which the drive mechanism moves the disposable lancing unit in such a manner that the capillary groove remains below the surface of the skin for a collection time period and, subsequently, the disposable lancing unit is moved into a position in which the capillary groove is outside the skin. 4. The system of claim 1, in which the drive mechanism moves the disposable lancing unit in such a manner that after reaching the extended position the disposable lancing unit is moved back into a collecting position in which a section of the capillary groove located in the skin is shorter than in the extended position. 5. The system of claim 1, in which the lancing tip and detection zone are integrally manufactured from a single piece of material. 6. The system of claim 5, in which the single piece of material is a semiconductor. 7. The system of claim 1, in which the capillary groove has a V-shaped cross-section. 8. The system of claim 1, wherein: the capillary groove has an aspect ratio from 2 to 5; andthe capillary groove has a wetting angle of less than 90°. | Roche Diagnostics Operations, Inc. | A61B005/00 B65D081/00
US09201129 | B2 | 2015-12-01 | Magnetic-resonance image diagnostic apparatus and method of controlling the same | 2007-09-11 | A magnetic resonance imaging diagnostic apparatus includes a generating unit which generates a slice gradient magnetic field, a phase-encode gradient magnetic field and a read-out gradient magnetic field that extend in a slice axis, a phase-encode axis and a read-out axis, respectively, a setting unit which sets a dephase amount for weighting a signal-level decrease resulting from flows in the arteries and veins present in a region of interest of a subject, with respect to at least one axis selected form the slice axis, phase-encode axis and read-out axes, and a control unit which controls the generating unit by using a pulse sequence for a gradient echo system, which includes a dephase gradient-magnetic-field pulse that corresponds to the dephase amount set by the setting unit for the at least one axis. | 1. A magnetic resonance imaging (MRI) diagnostic apparatus comprising: MRI system components including static and gradient magnetic field generators, at least one radio frequency (RF) coil coupled to an examination space within magnetic fields generated by the static and gradient magnetic field generators, an RF transmitter, an RF receiver and a control computer system connected to control other MRI system components, said control computer system including at least one computer and memory configured tocontrollably generate a slice gradient magnetic field, a phase-encode gradient magnetic field and a read-out gradient magnetic field that extend in a slice axis, a phase-encode axis and a read-out axis, respectively;use gradient magnetic fields to effect a gradient echo pulse sequence, which includes a dephase gradient-magnetic-field pulse in at least a selected one of the slice axis, phase-encode axis and read-out axis, the dephase gradient-magnetic field pulse being adjusted in the gradient echo pulse sequence to a dephase amount which weights a signal-level decrease resulting from flow in both arteries and veins present in a region of interest of a subject and also concurrently suppresses a signal-level decrease in surrounding background tissues of both the arteries and veins;collect magnetic resonance signals generated in the region of interest by nuclear magnetic resonance; andgenerate an image of the region of interest using collected magnetic resonance signals wherein image pixel values of both the arteries and veins are lower than pixel values of the background tissues as a result of said dephase amount having been used during generation of the magnetic resonance signals,wherein the imaging conditions are set such that a difference in magnetic susceptibility is weighted in the contrast of a created image to result in said created image having both emphasized flow and susceptibility. 2. The magnetic resonance imaging diagnostic apparatus according to claim 1, wherein a projection process is performed in a direction at right angles to the direction of a static magnetic field, thereby to create a cross section image about the region of interest. 3. The magnetic resonance imaging diagnostic apparatus according to claim 1, wherein the created image is a magnetic resonance angiograph obtained without using contrast mediums. 4. The magnetic resonance imaging diagnostic apparatus according to claim 1, which further comprises: a plurality of RF coil elements configured to respectively receive magnetic resonance signals and wherein parallel imaging is performed in which a difference in sensitivity between the plurality of coil elements is used to omit encode steps for the phase-encode axis. 5. The magnetic resonance imaging diagnostic apparatus according to claim 4, further comprising: generate a plurality of amplitude images and a plurality of phase images from the magnetic resonance signals respectively received by the plurality of coil elements... | KABUSHIKI KAISHA TOSHIBA TOSHIBA MEDICAL SYSTEMS CORPORATION | A61B005/05 G01R033/563 G01R033/54 G01R033/56 G01R033/561 G01R033/565
US08608716 | B2 | 2013-12-17 | Drainage system for cerebrospinal fluid | 2007-06-15 | The object of providing a cerebrospinal fluid drainage system 1 which reacts precisely to changes in pressure in the cerebrospinal fluid, with ease of operation, is achieved by the present invention in that a pump 5 is used for draining the cerebrospinal fluid (liquor), wherein operating measured values supplied by sensors act as controlled variable for the operation of the pump. The pressure in the liquor line currently measured by a pressure sensor 10, the liquor pressure in the intracranial cavity being treated, measured intracorporeally by a pressure sensor, and/or the volume of liquor already pumped out, as operating measured value, can, for example, serve as the basis for operational control of the pump of the liquor drainage system. The liquor drainage system according to the invention has the advantage that the liquor is drained not only simply on the basis of the excess pressure in the intracranial cavity being treated, but is actively pumped out of the intracranial cavity in a controlled manner, in particular with constant measurement of the liquor pressure. In this way the pumping capacity can be regulated depending on requirement and the drainage pressure or the liquor pressure kept reliably within a specific pressure range. | 1. A drainage system for the drainage of cerebrospinal fluid (CSF), comprising a CSF feed line,a pressure sensor, wherein the pressure sensor is operable to determine pressure in the CSF feed line, or CSF pressure intracorporeally,a pump that automatically pumps out the cerebrospinal fluid during drainage as a function of one or more preset operating parameters and one or more measured operating values, anda detection means operable to detect the volume of CSF pumped out, wherein said detection means is configured to calculate the CSF drainage volume from rotation of the pump and a hose diameter; and wherein the one or more measured operating values comprises at least the pressure determined in the CSF feed line or the CSF pressure determined intracorporeally, wherein the preset operating parameters and the measured operating values are used to provide an automated control of the drainage process. 2. A system according to claim 1, wherein the the one or more preset operating parameters or measured operating values comprises the pressure measured in the CSF feed line or the volume of liquor pumped out. 3. A system according to claim 1, wherein the one or more preset operating parameters or measured operating values comprises the CSF pressure measured intracorporeally in an intracranial cavity being treated. 4. A system according to claim 1, wherein the pump is constructed as a hose pump. 5. A system according to claim 1, wherein the CSF drainage system comprises an intracorporeal pressure sensor operable to determine the CSF pressure directly in an intracranial cavity being treated. 6. A system according to claim 5, wherein the intracorporeal pressure sensor is constructed as an electronic pressure sensor. 7. A system according to claim 5, wherein the pressure sensor is constructed as an adhesive pad or ECG adhesive electrode. 8. A system according to claim 6, wherein the intracorporeal pressure sensor is constructed as a-piezoresistive pressure sensor which converts changes in the CSF pressure in the intracranial cavity being treated into electric pulses. 9. A system according to claim 1, wherein the pressure sensor operable to determine the pressure in the CSF feed line (8) is constructed as a piezoresistive pressure sensor. 10. A system according to claim 9, wherein the pressure sensor is arranged near the patient. 11. A system according to claim 9, wherein the pressure sensor is arranged on the CSF feed line (8) substantially at the same height as the geometric center of the intracranial cavity. 12. A system according to claim 9, wherein the pressure sensor is provided with fastening means. 13. A system according to claim 12, wherein the pressure sensor is provided with fastening means which enable the pressure sensor to be arranged on the patient's ear. 14. A system according to claim 9, wherein several pressure sensors are provided. 15. A system according to claim 9, wherein the pressure sensor is constructed as an electronic p... | Moeller Medical GmbH & Co KG | A61F005/44
US08467846 | B2 | 2013-06-18 | Magnetic resonance imaging apparatus and magnetic resonance imaging method | 2005-03-25 | A Magnetic Resonance imaging apparatus having a cavity in which a body or a part of a body to be imaged can be housed and a patient support device, which includes a patient supporting surface having a size so as to accommodate at least a part, particularly the whole of the patient body. The patient supporting surface is mounted in a slidable way relative to the cavity for housing the body to be imaged or a part thereof and enters together with the patient into the cavity. The patient support device includes one or more receptacles for respectively housing and/or removably coupling a coil adapted to receive signals from anatomic regions, upon excitation thereof by the Magnetic Resonance imaging apparatus. Each of the one or more receptacles are arranged over the surface of the device in areas corresponding to the position of one or more anatomic regions to be imaged. | 1. A Magnetic Resonance imaging apparatus comprising: a cavity configured to house a patient body or a part of a patient body to be imaged; anda patient support device comprising: a patient supporting surface having a size to accommodate at least a part of the patient body, said patient supporting surface being mounted in a slidable way relative to the cavity for housing the body to be imaged or a part thereof so that the patient supporting surface enters the cavity together with the patient, andone or more receptacles, each receptacle housing and/or removably coupling a coil adapted to receive signals from anatomic regions of the patient, upon excitation thereof by the Magnetic Resonance imaging apparatus, wherein the one or more receptacles are arranged over the surface of said patient support device in areas corresponding to positions of one or more anatomic regions to be imaged,a controller for determining a displacement stroke of the patient support device or at least the patient supporting surface required to move one or more coils into coincidence with the imaging volumewherein the patient support device comprises:automatic stroke limiting means for limiting a displacement stroke of the device or at least the patient supporting surface in at least one displacement direction;means for detecting the presence of the coil in a selective one of said one or more housing or coupling receptacles;means for detecting the position of the patient support device or at least the patient supporting surface and means for detecting the stroke thereof; anda limit controller to control said limiting means upon reception of the signals detecting the presence of a coil in a corresponding receptacle and signals detecting the position and stroke, wherein the imaging volume provides a stationary reference to thereby align the coils with the imaging volume. 2. A Magnetic Resonance Imaging apparatus, according to claim 1, comprising a magnet structure which delimits the cavity for housing the patient body or at least a part thereof, wherein a predetermined imaging volume is defined in a region of the cavity in which a patient body part is to be positioned to obtain an image, wherein said patient support device is associated with said magnet structure and includes said patient supporting surface having at least one or more of the housing and/or removable coupling receptacles arranged thereon in coincidence with the positions of the one or more anatomic regions of the patient to be imaged, andwherein at least said patient supporting surface is mounted so as to be displaceable relative to the magnet structure to move one or more of said coils mounted in one or more of said housing or coupling receptacles, simultaneously or successively into or into coincidence with the imaging volume. 3. An apparatus according to claim 2, wherein the patient support device is displaceable in the direction of its longitudinal axis and/or in the direction of its transversal axis. 4. ... | Esaote S.p.A. | A61B005/05
US08777937 | B2 | 2014-07-15 | Catheter for magnetic resonance-supporting interventional procedures | 2007-07-25 | A catheter for magnetic resonance-supported interventional procedures has an electric cable that connects a first electric component attached to one catheter end with a second electric component attached to the other catheter end, with the electric cable being coiled at least in sections thereof. | 1. A catheter for magnetic resonance-supported interventional procedures in an environment that subjects the catheter to radio-frequency pulses generated by a magnetic resonance imaging system, said catheter comprising a tubular catheter wall having an interior surface that defines an interior of said catheter in which an electric cable is connected that connects a first electric component mounted at a first catheter end with a second electric component mounted at a second catheter end, said electric cable being susceptible to having RF current therein due to interaction of said electric cable with said RF pulses, and said electric cable being coiled around a coil axis in at least one coiled section thereof with a coiling configured to produce an inductance that absorbs said RF current, said at least one coiled section having a coiled section exterior that is radially outwardly spaced from said coil axis and radially inwardly spaced from said interior surface and said catheter comprising a mechanism operable to bend at least one of said first and second catheter ends, said mechanism being selected from the group consisting of a Bowden cable and fluid lines forming a fluid muscle, and wherein a portion of said mechanism operable to bend one of said first and second catheter ends is located in a space between said coiled section exterior and said interior surface of said catheter. 2. A catheter according to claim 1, wherein the electric cable is a coaxial cable. 3. A catheter according to claim 2, wherein said at least one coiled section of the electric cable formed by the coaxial cable forms a sheath wave trap. 4. A catheter according to claim 1, wherein said mechanism is fluid lines forming a fluid muscle, and wherein the fluid lines contain a biocompatible liquid. 5. A catheter according to claim 1, wherein the first electrical component of the catheter is designed as an RF antenna. 6. A catheter according to claim 1 wherein said coiling is configured to produce an inductance that absorbs said RF current to an extent that precludes said RF current from interfering with generation of a magnetic resonance image. | Siemens Aktiengesellschaft | A61B018/18
US08457703 | B2 | 2013-06-04 | Low power pulse oximeter | 2007-11-13 | A pulse oximeter may reduce power consumption in the absence of overriding conditions. Various sampling mechanisms may be used individually or in combination. Various parameters may be monitored to trigger or override a reduced power consumption state. In this manner, a pulse oximeter can lower power consumption without sacrificing performance during, for example, high noise conditions or oxygen desaturations. | 1. A method of managing power consumption during continuous patient monitoring by adjusting behavior of a patient monitor, the method comprising: driving one or more light sources configured to emit light into tissue of a monitored patient;receiving one or more signals from one or more detectors configured to detect said light after attenuation by said tissue;continuously operating a patient monitor at a lower power consumption level to determine measurement values for one or more physiological parameters of a patient;comparing processing characteristics to a predetermined threshold; andwhen said processing characteristics pass said threshold, transitioning to continuously operating said patient monitor at a higher power consumption level, wherein said continuously operating at said lower power consumption level comprises reducing activation of an attached sensor, said sensor positioning said light sources and said detectors proximate said tissue. 2. The method of claim 1, wherein said reducing activation comprises reducing a duty cycle of said sensor. 3. The method of claim 1, wherein during said operating at said higher power consumption level, monitoring when said processing characteristics recedes from said threshold; and when receded, transitioning to continuously operating said patient monitor at said lower power consumption level. 4. The method of claim 1, wherein said processing characteristics comprise signal characteristics from one or more light sensitive detectors. 5. The method of claim 4, wherein said signal characteristics comprise signal strength. 6. The method of claim 4, wherein said signal characteristics comprise a presence of noise. 7. The method of claim 4, wherein said signal characteristics comprise a presence of motion induced noise. 8. The method of claim 1, wherein said processing characteristics include determining an estimate of current power consumption and comparing said estimate with a target power consumption. 9. A method of managing power consumption during continuous patient monitoring by adjusting behavior of a patient monitor, the method comprising: driving one or more light sources configured to emit light into tissue of a monitored patient;receiving one or more signals from one or more detectors configured to detect said light after attenuation by said tissue;continuously operating a patient monitor at a lower power consumption level to determine measurement values for one or more physiological parameters of a patient;comparing processing characteristics to a predetermined threshold; andwhen said processing characteristics pass said threshold, transitioning to continuously operating said patient monitor at a higher power consumption level, wherein said continuously operating at said lower power consumption level comprises reducing an amount of processing by a signal processor. 10. The method of claim 9, wherein said reducing comprises processing less data. 11. The method of claim 10, wherein said p... | Masimo Corporation | A61B005/1455
US08364249 | B2 | 2013-01-29 | Automatic generation of heart sounds and murmurs using a lumped-parameter recirculating pressure-flow model for the left heart | 2006-08-11 | Methods and systems for simulating a phonocardiogram (PCG) signal that includes an anomalous condition are provided. The method generates pressure and flow signals from a lumped-parameter heart model responsive to anomaly parameters. The anomaly parameters represent the anomalous condition. A timing profile or the timing profile and an amplitude profile are extracted from at least one of the generated pressure and flow signals. An anomalous signal is generated using the anomaly parameters and the extracted timing profile or timing profile and amplitude profile. The anomalous signal is time-aligned and combined with a predetermined non-anomalous signal to represent the PCG signal. | 1. A method for simulating a phonocardiogram (PCG) signal including an anomalous condition, the method comprising the steps of: providing a lumped-parameter heart model responsive to anomaly parameters representing the anomalous condition;generating pressure and flow signals from the heart model;extracting a timing profile or the timing profile and an amplitude profile associated with the anomalous condition from at least one of the generated pressure and flow signals;generating an anomalous signal using the anomaly parameters and the extracted timing profile or the extracted timing profile and the extracted amplitude profile; andtime-aligning and combining a non-anomalous signal and the generated anomalous signal to form a combined signal, the combined signal representing the PCG signal. 2. The method according to claim 1, wherein the anomaly parameters are determined from input parameters, the input parameters including at least one of a constant heart rate, a variable heart rate, a respiration rate, a pathophysiology, a sinus arrhythmia parameter, an electrophysiology parameter or a premature ventricular beat parameter. 3. The method according to claim 1, wherein the anomalous signal is represented by one or more of a click, a murmur, an ejection sound, an opening snap, a third heart sound or a fourth heart sound. 4. The method according to claim 1, wherein the anomalous condition is associated with at least one of a functional murmur, a valvular pathology, systemic hypertension or a congenital anomaly. 5. The method according to claim 1, wherein the anomaly parameters include a predetermined respiratory cycle and a variable heart rate, and the step of generating the pressure and flow signals includes providing the respiratory cycle and the variable heart rate to the lumped-parameter heart model, wherein the predetermined respiratory cycle and the variable heart rate cause the generation of pressure and flow signals associated with a sinus arrhythmia. 6. The method according to claim 1, wherein the step of time-aligning and combining the non-anomalous signal and the generated anomalous signal further includes the step of adjusting the amplitude of the combined signal responsive to a predetermined respiratory cycle. 7. The method according to claim 1, wherein the non-anomalous signal is stored in a database and the method includes selecting the stored non-anomalous signal associated with anomaly parameters. 8. The method according to claim 1, the method further comprising the steps of: receiving one or more further anomaly parameters; andthe step of generating the anomalous signal further includes generating the anomalous signal responsive to the received one or more further anomaly parameters,wherein the further anomaly parameters include an anomaly frequency characteristic and an anomaly loudness parameter. 9. The method according to claim 1, the method further including the steps of: receiving one or more heart sound parameters; andt... | 3M Innovative Properties Company | A61B005/04
US08679028 | B2 | 2014-03-25 | Methods and devices for countering grativity induced loss of consciousness and novel pulse oximeter probes | 2005-08-10 | Disclosed herein are methods and devices of obtaining plethysmograph readings and utilizing plethysomography to identify when pilots are about to experience GLOC. Furthermore, in other embodiments, the invention pertains to methods and devices designed to warn a pilot that he/she is about to enter GLOC and/or automatically averting catastrophic damage or injuries by directing a plane being piloted to take predetermined corrective actions. Specifically disclosed is a system embodiment for assisting in the prevention of gravity induced loss of consciousness. The system comprises at least one pulse oximeter probe 10 configured for securing to a central source site of a pilot and to generate signals indicative of blood flow at said central source site, an analyzer unit 58 communicatingly connected to said at least one pulse oximeter probe 10, said analyzer unit comprising at least one processing module 56 configured to determine whether said blood flow is approaching a predefined level, and an aircraft computer 51 communicatingly connected to said analyzer unit 58, said aircraft computer 51 comprising at least one processing module 59 configured to effect a predetermined reaction responsive to said blood flow falling below a predetermined level. | 1. A method of monitoring blood flow status to the head of an individual, said method comprising: securing a pulse oximeter probe to a central source site of said individual,generating a plethysmography signal stream indicative of blood flow at said central source site;isolating an AC component signal stream and a DC component signal stream from said plethysmography signal stream with a signal processor;determining changes in blood flow at said central source site based on said DC component signal stream, and optionally said AC component signal stream, with said signal processor;effecting with a computer a predetermined reaction responsive to said blood flow falling below a predefined value. 2. The method of claim 1, wherein said reaction comprises generating an alarm. 3. The method of claim 2, wherein said alarm is a visual, tactile or audible warning. 4. The method of claim 1, wherein said reaction comprises directing the flight control systems of said aircraft to undertake a corrective flight maneuver. 5. The method of claim 1, wherein said determining changes in blood flow comprises establishing a baseline value of plethysmography signals and comparing subsequently obtained plethysmography signals to said baseline value. 6. The method of claim 1, wherein said AC component signal stream is isolated from the said plethysmography signal stream by identifying peaks and troughs of said plethysmography signal stream; identifying minimum values or midpoints between said peaks and troughs, wherein an interpolated line connecting said midpoints or minimum values represents said DC component signal stream;extracting said DC component signal stream from said plethysmography signal stream; andobtaining said AC component signal stream. 7. The method of claim 1, wherein said individual is a pilot during operation of an aircraft. 8. The method of claim 1, wherein changes in blood flow are determined based on changes in the AC and DC component of said plethysmography signal stream. 9. A system for monitoring blood flow status to the head of an individual comprising an analyzer unit communicatingly connected to at least one pulse oximeter probe configured to generate a plethysmography signal stream at a central source site, said analyzer unit configured to isolate an AC component signal stream and a DC component signal stream from said plethysmography signal stream and to determine whether blood flow is approaching a predefined level based on said DC component signal stream, and optionally, said AC component signal stream, anda computer communicatingly connected to said analyzer unit,wherein said computer comprises at least one processing module configured to effect a predetermined reaction responsive to said blood flow falling below a predetermined level. 10. The system of claim 9, wherein said reaction comprises the generation of a visual alarm, tactile alarm, audible alarm, or both. 11. The system of claim 9, wherein said computer is an aircraft ... | University of Florida Research Foundation, Inc. Beta Biomed Services, Inc. Convergent Engineering, Inc. | A61B005/02
US09591995 | B2 | 2017-03-14 | Digital bed system | 2007-09-06 | In one embodiment, the digital bed system is comprised of an array of support cells. Each support cells is capable of communicating with a controller and increasing and decreasing in firmness in response to commands issued by a controller. The support cells are operatively connected to a communication channel that is also connected to a controller. The controller is capable of receiving data from the support cells and is also capable of issuing commands to each of the support cells. The controller is programmed issue commands to increase or decrease the firmness of individual support cells within the support cells. | 1. A digital bed system that actively monitors the position of a sleeper and dynamically adjusts its sleeping surface in a manner tailored to the individual sleeper's needs, comprising: an array of at least four independently controlled support cells, each of the cells being configured to communicate with a controller, each of the cells comprising an actuator configured to substantially change position in response to commands issued by a controller so as to reshape the bed, said reshaping of the bed resulting from a change in a plurality of said actuators, each of said actuators being an actuator selected from the set consisting of: an electromagnetic actuator, a plasma actuator, a servo, a piston actuator, a hydraulic actuator, an electric actuator, or a screw-type actuator;a communication channel operatively connected to each of the cells;at least one sensor configured to gather a measurement relating to a state of a user's body and to output a signal comprising data reflecting said measurement relating to the state of the user's body:a controller operatively connected to the communication channel and operatively connected to the at least one sensor, the controller being configured to receive the signal comprising data from the at least one sensor, the controller being further configured to send a signal comprising commands to each of the support cells, the controller being further configured to use the data received from the at least one sensor to determine a likely location of the sleeper's vertebra and configured to use said likely location of the vertebra to determine a change of position of a plurality of the support cells within the array of support cells, said change of position being one that places the vertebra in a selected or prescribed position, and to send a signal comprising commands to each of the plurality of support cells that dynamically change position of the plurality of the support cells to place the vertebra in the selected or prescribed position, such that an ergonomic sleeping position results;wherein, the controller is programmed to actively monitor the position of a sleeper laying upon the digital bed system and programmed to dynamically issue commands to the plurality of support cells within the array of support cells, over the communication channel, in real time to simultaneously change the position of the plurality of support cells within the array of support cells in response to a determination by the controller that the sleeper's body or a particular part thereof is in a particular predetermined position, said particular predetermined position being among at least three predetermined body positions programmed into the controller and specifically detectable by said controller. 2. The digital bed system in accordance with claim 1, wherein the support cells, in response to the commands, change in at least one manner selected from the set consisting of: height from a common plane, firmness, pressure, springiness, amo... | - | A61B005/11 A47C023/00 A61G007/057 A47C027/08 A47C027/10 A61B005/00
US20080009713 | A1 | 2008-01-10 | MEDICAL PELVIC POSITIONING AND TRACKING DEVICE | 2007-05-16 | A medical pelvic positioning and tracking device includes at least one pelvic support element arranged on a patient support structure and a magnetic field generator operative to generate a magnetic field for an electromagnetic tracking system. The magnetic field generator is arranged in or on the at least one pelvic support element. | 1. A medical pelvic positioning and tracking device, comprising: at least one pelvic support element arranged on a patient support structure; and a magnetic field generator operative to generate a magnetic field for an electromagnetic tracking system, wherein the magnetic field generator is arranged in or on the at least one pelvic support element. 2. The device according to claim 1, wherein the at least one pelvic support element is a plurality of pelvic support elements, and a first pelvic support element of the plurality of pelvic support elements includes the magnetic field generator, further comprising one or more magnetic coil tracking devices arranged on other pelvic support elements of the plurality of pelvic support elements. 3. The device according to claim 2, wherein the one or more magnetic coil tracking devices are at least one of a passive resonance coil tracking device, or an active magnetic coil tracking device. 4. The device according to claim 3, wherein the active magnetic coil tracking devices comprise an integrated power supply, an external power supply, and/or control unit. 5. The device according to claim 2, further comprising a data processing unit that receives and processes data from the magnetic coil tracking devices. 6. The device according to claim 5, wherein the data processing unit is part of a computer-assisted medical navigation system. 7. The device according to claim 6, further comprising an optical tracking system that is operative to localize and track one or more optical reference marker arrays, wherein positional information obtained from magnetic tracking and positional information obtained from optical tracking are combined or mutually supplemented in the navigation system. 8. The device according to claim 7, wherein at least one of the optical reference marker arrays is arranged in a predetermined and/or known positional relationship with respect to the magnetic field generator and/or one of the magnetic coil tracking devices. 9. The device according to claim 1, wherein the magnetic field generator is arranged, sterilely enclosed, in or on the at least one pelvic support element. 10. The device according to of claim 1, wherein the at least one pelvic support element comprises a support element holder on which the at least one pelvic support element is adjustably arranged. 11. The device according to claim 10, wherein power and/or signal lines for the magnetic field generator and/or active magnetic coil tracking devices are guided on or in the holder. 12. The device according to claim 10, wherein the at least one pelvic support element is a plurality of pelvic support elements, and a position of a first pelvic support element of the plurality of pelvic support elements relative to a second pelvic support element of the plurality of pelvic support elements is adjustable, and a position of the first and second pelvic support elements relative to an origin of the magnetic field generator... | - | A61B019/00 A61B005/05 A47B007/00
US20080033259 | A1 | 2008-02-07 | PORTABLE MEDICAL DEVICE FOR AUTOMATIC ELECTRICAL COHERENCE ANALYSIS INSIDE A PATIENT | 2006-12-08 | A portable medical device for automatically monitoring of electrical activity of target areas inside a patient is described. The medical device is based on a wireless communication network and includes a measuring unit that measures electrical signals at the surface of two target areas and a processing unit connected to the measuring unit. The processing unit includes a slave unit and a master unit for collecting and analyzing the measured electrical signals and presenting the result of the analysis for a clinician. The processing unit also includes a visualization unit connected to the master unit and an optional basic unit for at least presenting the result of the electrical signals and analysis, where the master unit and the basic unit perform an analysis of the electrical signals including an analysis of the coherence between the first and second sets of electrical signals as a function of the monitoring frequency. | 1. A portable medical device for automatic monitoring of electrical activity of target areas inside a patient, the medical device comprising: a measuring unit comprising at least a first sensor and a second sensor configured to measure, as a function of a monitoring frequency, a first set of electrical signals at the surface of a first patient target area, and a second set of electrical signals at the surface of a second patient target area, respectively; and a processing unit connected to the measuring unit, the processing unit comprising: (i) a slave unit configured to collect the first set of electrical signals measured by the measuring unit; (ii) a master unit connected to the slave unit and configured to receive the first set of electrical signals collected by the slave unit, to collect the second set of electrical signals measured by the second sensor, and to perform analysis of the first and second sets of electrical signals; (iii) a visualisation unit connected to the master unit and configured to at least present the result of the electrical signals analysis performed by the master unit; and (iv) a basic unit connected to the master unit and configured to receive and record the first set and the second set of electrical signals collected by the master unit, to analyze the first and second sets of electrical signals and to present the result of the analysis under appropriate form for a clinician, wherein the master unit and the basic unit are configured to analyze the electrical signals, comprising an analysis of coherence between the first and second sets of electrical signals as a function of the monitoring frequency, and wherein the device further comprises a wireless communication unit to provide a wireless communication connection between the different units of the device. 2. The medical device according to claim 1, wherein the electrical signals correspond to tremor signals. 3. The medical device according to claim 1, wherein the sensors are selected from the group consisting of electromyography sensors, electro-encephalography sensors and cortical sensors. 4. The medical device according to claim 1, wherein the sensors are biomechanical sensor electrodes. 5. The medical device according to claim 1, wherein the medical device performs inter-muscular tremor coherence analysis. 6. The medical device according to claim 1, wherein the medical device operates at monitoring frequencies between about 0.1 Hz and about 30 Hz. 7. The medical device according to claim 1, wherein the basic unit comprises a configuration tool to set up the configuration parameters of the device in operating conditions, the configuration parameters comprising the sampling frequency at which the master and slave units operate and the monitoring frequencies. 8. The medical device according to claim 1, wherein the wireless communication unit uses Bluetooth technology. 9. The medical device according to claim 1, wherein the visualisation unit is a L... | UNIVERSITE LIBRE DE BRUXELLES INSTITUTO DE AUTOMATICA INDUSTRIAL, CSIC | A61B005/00
US20080039722 | A1 | 2008-02-14 | SYSTEM AND METHOD FOR PHYSIOLOGICAL SIGNAL EXCHANGE BETWEEN AN EP/HEMO SYSTEM AND AN ULTRASOUND SYSTEM | 2007-01-08 | Certain embodiments provide systems and methods for exchanging physiological signal data between an EP/Hemo system and an ultrasound system in an integrated EP/Hemo and ultrasound system environment. Certain embodiments of a method include obtaining physiological signal data; communicating the physiological signal data between the EP/Hemo system and the ultrasound system via signal communication ports; displaying the physiological signal data at both of the EP/Hemo system and the ultrasound system; and correlating the physiological signal data with image data from the ultrasound system. Certain embodiments of a system include an EP/Hemo system having a signal port, an ultrasound system having a signal port, a connection between the EP/Hemo system and the ultrasound system, and physiological signal data being communicated. | 1. A method for exchanging physiological signal data between an electrophysiologic/hemodynamic (EP/Hemo) system and an ultrasound system in an integrated EP/Hemo and ultrasound system, said method comprising: obtaining physiological signal data;communicating said physiological signal data between said EP/Hemo system and said ultrasound system via signal communication ports;displaying said physiological signal data at both of said EP/Hemo system and said ultrasound system. 2. The method of claim 1, further comprising correlating said physiological signal data with image data from said ultrasound system. 3. The method of claim 1, wherein said displaying step further comprises displaying said physiological signal data substantially simultaneously at both of said EP/Hemo system and said ultrasound system. 4. The method of claim 1, wherein said physiological signal data comprises waveform signal data. 5. The method of claim 4, wherein said waveform signal data comprises at least one of electrocardiogram waveform data and intracardiac waveform data. 6. The method of claim 1, wherein said communicating step comprises at least one of wired and wireless communication of said physiological signal data between said EP/Hemo system and said ultrasound system via signal communication ports. 7. The method of claim 1, further comprising using said waveform signal data to gate image capture at said ultrasound system. 8. The method of claim 1, wherein said communicating step further comprises communicating said physiological signal data between said EP/Hemo system and said ultrasound system via signal communication ports using an interface. 9. An integrated electrophysiologic/hemodynamic (EP/Hemo) and ultrasound system, said system comprising: an EP/Hemo system for obtaining physiological signal data for a patient, said EP/Hemo system including a first signal communication port;an ultrasound system for obtaining ultrasound data for said patient, said ultrasound system including a second signal communication port; anda communication channel between said EP/Hemo system and said ultrasound system for communicating said physiological signal data between said EP/Hemo system and said ultrasound system via said first and second signal communication ports;wherein said EP/Hemo system and said ultrasound system are configured for display of said physiological signal data at both of said EP/Hemo system and said ultrasound system. 10. The system of claim 9, wherein at least one of said ultrasound system and said EP/Hemo system correlates said physiological signal data with image data from said ultrasound system. 11. The system of claim 9, wherein said physiological signal data is displayed substantially simultaneously at both of said EP/Hemo system and said ultrasound system. 12. The system of claim 9, wherein said physiological signal data comprises waveform signal data. 13. The system of claim 12, wherein said waveform signal data comprises at least one of elect... | GENERAL ELECTRIC COMPANY | A61B008/00 A61B005/00
US20080077035 | A1 | 2008-03-27 | Carbon dioxide-sensing airway products and technique for using the same | 2006-09-25 | An airway device is provided that may track the flow of respiratory gases through the device with sensing elements at a plurality of locations along the gas flow path of the device. Such a device may be useful for assessing a variety of clinical states, for adjusting patient ventilator settings, or for determining whether or not an airway device has been properly inserted into a patient airway. | 1. A multi-lumen intubation tube comprising: a conduit adapted to transfer gas to a patient's lungs comprising a first lumen and a second lumen;a first carbon dioxide sensing component disposed on the first lumen; anda second carbon dioxide sensing component disposed on the second lumen. 2. The medical device of claim 1, comprising a ventilator to which the conduit is operatively connected. 3. The medical device of claim 1, comprising a selective barrier disposed on at least one sensing component that is substantially impermeable to water. 4. The medical device of claim 1, comprising a temperature sensor adapted to provide signal related to a gas temperature, a humidity sensor, or an ambient pressure sensor. 5. The medical device of claim 1, wherein at least one of the sensing components comprises a chemical indicator. 6. The medical device of claim 1, wherein at least one of the sensing components comprises an electrochemical transducer. 7. The medical device of claim 1, wherein at least one of the sensing components comprises a non-optical transducer. 8. The medical device of claim 1, wherein at least one of the plurality of sensing components comprises an optical transducer. 9. The medical device of claim 1, wherein at least one of the sensing components comprises a quantum-restricted element. 10. The medical device of claim 1, wherein at least one of the sensing components comprises a borosilicate substrate and a carbon dioxide responsive indicator solution disposed on the borosilicate substrate. 11. The medical device of claim 10, wherein the borosilicate substrate comprises an acrylic binder. 12. The medical device of claim 1, wherein at least one of the sensing components is embedded in the conduit. 13. A method of manufacturing a multi-lumen intubation tube comprising: providing a conduit adapted to transfer gas to a patient's lungs comprising a first lumen and a second lumen;providing a carbon dioxide sensing element disposed on the first lumen; andproviding a carbon dioxide sensing element disposed on the second lumen. 14. The method of claim 13, comprising providing a selective barrier disposed on at least one sensing component that is substantially impermeable to water. 15. The method of claim 13, comprising providing a temperature sensor adapted to provide signal related to a gas temperature, a humidity sensor, or an ambient pressure sensor. 16. The method of claim 13, wherein providing the first sensing component or the second sensing component comprises providing at least one sensing component comprising a chemical indicator. 17. The method of claim 13, wherein providing the first sensing component or the second sensing component comprises providing at least one sensing component comprising an electrochemical transducer. 18. The method of claim 13, wherein providing the first sensing component or the second sensing component comprises providing at least one sensing component comprising a non-optical transducer. 19... | - | A61B005/08
US20080020012 | A1 | 2008-01-24 | Collagen scaffolds, medical implants with same and methods of use | 2007-06-22 | The subject invention concerns non-degradable three dimensional porous collagen scaffolds and coatings. These scaffolds can be prepared around sensors for implantation into a body. A specific embodiment of the invention concerns implantable glucose sensors. Sensors comprising a collagen scaffold of the invention have improved biocompatibility by minimizing tissue reactions while stimulating angiogenesis. The subject invention also concerns methods for preparing collagen scaffolds of the invention. The subject invention also concerns sensors that have a collagen scaffold of the invention around the exterior of the sensor. | 1. A biocompatible collagen scaffold and/or coating for use with a device implantable in the body or tissue of a person or animal, wherein said collagen scaffold or coating is embedded within a polymer matrix. 2. The collagen scaffold according to claim 1, wherein said collagen scaffold is treated with a cross-linking compound comprising a reactive catechol at a pH sufficient to produce a reactive quinone. 3. The collagen scaffold according to claim 2, wherein said reactive catechol is a di-catechol. 4. The collagen scaffold according to claim 1, wherein said collagen scaffold is embedded in a nordihydroguaiaretic acid (NDGA) bisquinone polymer matrix. 5. The collagen scaffold according to claim 1, wherein said device comprises a sensor. 6. The collagen scaffold according to claim 5, wherein said sensor is a glucose sensor. 7. The collagen scaffold according to claim 1, wherein said collagen scaffold comprises open pores of between about 10 μm to about 200 μm in diameter (mean). 8. The collagen scaffold according to claim 7, wherein the mean pore size of said collagen scaffold is about 60 μm or less in diameter. 9. The collagen scaffold according to claim 7, wherein the mean pore size of said collagen scaffold is between about 40 μm and about 80 μm in diameter. 10. The collagen scaffold according to claim 1, wherein said scaffold comprises at least one of an antimicrobial, anti-inflammatory, and/or angiogenic compound, drug or growth factor. 11. A method for preparing a device for implantation into the body or tissue of a person or animal, said method comprising placing a biocompatible collagen scaffold or coating on said device, wherein said collagen scaffold or coating is embedded within a polymer matrix. 12. The method according to claim 11, wherein said method comprises: a) contacting said device with a collagen containing solution; b) drying said collagen solution on said device; and c) embedding said collagen on said device in a polymer matrix. 13. The method according to claim 12, wherein said collagen is embedded in said matrix using a reactive catechol at a pH sufficient to produce a reactive quinone. 14. The method according to claim 13, wherein said reactive catechol is a dicatechol. 15. The method according to claim 14, wherein said dicatechol is NDGA. 16. The method according to claim 12, wherein steps (a) and (b) of said method are repeated at least one time. 17. The method according to claim 12, wherein steps (a) and (b) of said method are repeated at least two to four times. 18. The method according to claim 12, wherein said drying step comprises freeze-drying. 19. The method according to claim 12, wherein said collagen embedded in said matrix is subsequently freeze-dried. 20. The method according to claim 12, wherein said collagen containing solution of step (a) comprises about 1% (w/v) collagen. 21. The method according to claim 12, wherein said collagen scaffold comprises open pores of a... | - | A61K009/00 A61B005/145
US20080004519 | A1 | 2008-01-03 | System for and method of performing a medical evaluation | 2007-06-14 | In accordance with one embodiment, a method of performing a medical evaluation is provided. A plurality of composite-color MRI slices are generated and auto-segmented. The auto-segmenting identifies at least one boundary concerning an extent of a biological object represented in at least one of the plurality of composite-color slices. A change in a dimension of the biological object can be determined by comparing a dimension determined from a first three-dimensional color image and a dimension determined from a second three-dimensional color image. | 1. A method of performing a medical evaluation, the method comprising acts of: generating a first plurality of composite-color MRI slices from a first plurality of registered groups of gray-scale slices captured of a subject; auto-segmenting the first plurality of composite-color slices to identify at least one boundary concerning an extent of a biological object represented in at least one of the first plurality of composite-color slices; generating a first three-dimensional color image of the biological object; generating a second plurality of composite-color MRI slices from a second plurality of registered groups of gray-scale slices captured of the subject; auto-segmenting the second plurality of composite-color slices to identify at least one boundary concerning the extent of the biological object represented in at least one of the second plurality of composite-color slices; generating a second three-dimensional color image of the biological object; and determining whether a change in a dimension of the biological object exists between a dimension determined from the first three-dimensional color image and a dimension determined from the second three-dimensional color image. 2. The method of claim 1, further comprising an act of determining whether a change in a size of the biological object exists between a size determined from the first three dimensional image and a size determined from the second three dimensional image. 3. The method of claim 1, further comprising an act of determining a volume of the biological object. 4. The method of claim 3, further comprising an act of determining whether a change in a volume of the biological object exists between a volume determined from the first three dimensional image and a volume determined from the second three dimensional image. 5. The method of claim 1, further comprising an act of identifying the biological object as indicative of a pathological condition. 6. The method of claim 5, further comprising an act of providing a degree of confidence concerning an accuracy of the identification of the pathological condition. 7. The method of claim 1, further comprising an act of planning a surgical procedure based on the change in a dimension of the biological object. 8. The method of claim 1, wherein the biological object includes human tissue. 9. The method of claim 1, wherein the biological object is an organ. 10. The method of claim 1, wherein the registered groups of gray-scale images are spatially aligned. 11. A method of preparing a set of color MRI images for medical use, the method comprising acts of: generating a plurality of series of MRI images of a subject using selected image-generating parameters wherein each of the series is generated with at least one image-generating parameter that differs from image-generating parameters employed with others of the plurality of series; generating a plurality of composite color MRI images from the plurality of series of MRI ... | - | A61B005/055
US07349725 | B2 | 2008-03-25 | Fluorescent image obtaining apparatus | 2001-06-26 | A fluorescent-light image obtaining apparatus for obtaining an autofluorescent-light image emitted from a target tissue irradiated by an excitation light, wherein the safety of the patient is ensured against injury from exposure to excessive excitation light when the distance between the output end of the excitation light projector and the target tissue is short. A contact detector detects that the end of the excitation light projector of the endoscope is in contact with the target tissue. Then, an excitation light output controller receives a signal indicating that the end of the excitation light projector is in contact with the target tissue. In response to this signal, the excitation light output controller stops the emission of the excitation light, or reduces the intensity of the emitted excitation light to a safe intensity for the patient even while the end of the excitation light projector and the target tissue are in contact. | 1. A fluorescent-light image obtaining apparatus comprising excitation light emitting means for projecting excitation light onto a target tissue, andilluminating light emitting means for projecting illuminating light onto the target tissue, andfluorescent-light image obtaining means for obtaining a fluorescent-light image formed of the fluorescent-light emitted from the target tissue upon irradiation thereof by the excitation light, anda normal-image obtaining means for obtaining a normal-image formed of the illuminating light reflected from the target tissue upon irradiation thereof by the illuminating light, further comprisinga contact detecting means for detecting that the distal end of excitation light emitting means has come into contact with the target tissue, andan excitation light emission controlling means for controlling, in response to the detection signal of said contact detecting means, the output of the excitation light emitted from the excitation light emitting means. 2. A fluorescent-light image obtaining apparatus as defined in claim 1, wherein the excitation light emission control means is a current controlling means for controlling the current occurring in the excitation light source. 3. A fluorescent-light image obtaining apparatus as defined in claim 1, wherein said excitation light emission controlling means causes the emission of the excitation light from the excitation light emitting means to stop. 4. A fluorescent-light image obtaining apparatus as defined in claim 1, wherein said excitation light emission controlling means causes the excitation light from the excitation light emitting means to be emitted at an intensity below a predetermined value. 5. A fluorescent-light image obtaining apparatus comprising excitation light emitting means for projecting excitation light onto a target tissue, andilluminating light emitting means for projecting illuminating light onto the target tissue, andfluorescent-light image obtaining means for obtaining a fluorescent-light image formed of the fluorescent-light emitted from the target tissue upon irradiation thereof by the excitation light, anda normal-image obtaining means for obtaining a normal-image formed of the illuminating light reflected from the target tissue upon irradiation thereof by the illuminating light, further comprisinga distance parameter detecting means for detecting a parameter correlating the distance between the distal end of excitation light emitting means and the target tissue, andan excitation light emission controlling means for controlling, based on the parameter detected by the distance parameter detecting means, the output of the excitation light emitted from the excitation light emitting means. 6. A fluorescent-light image obtaining apparatus as defined in claim 5, wherein the parameter is based on the light intensity of the fluorescent-light image obtained by the fluorescent-light image obtaining means. 7. A fluorescent-light image obtaining appara... | FUJIFILM Corporation | A61B005/00
US07326181 | B2 | 2008-02-05 | Nervous tissue stimulation device and method | 2004-03-01 | A method using a precisely controlled, computer programmable stimulus for neuroselective tissue stimulation that does not leave a sufficient voltage or electrical artifact on the tissue being stimulated that would interfere or prevent a monitoring system from recording the physiological response is utilized to evaluate the physiological conduction of the tissue being studied. A computer controls both the waveform, duration and intensity of the stimulus. An output trigger to the nerve response recording component controls the timing of its operation. A neuroselective nervous tissue response latency and amplitude may be determined. The computer controlled stimulus may also be administered for therapeutic purposes. | 1. A method for evoking neuroselective responses from nervous tissue using electronic or electromagnetic stimulation that does not leave a sufficient voltage or electrical artifact on the tissue being stimulated that would interfere or prevent a monitoring system from recording the physiological response and which is also substantially painless in case the nervous tissue is in a living organism, or a method of in situ monitoring of nerve responses for evaluating the response to a therapeutic intervention, or a method for therapeutic nervous tissue stimulation including augmenting or attenuating normal or impaired nerve function, comprising attaching an electrode of an apparatus to the nervous tissue, the apparatus comprising an electrode which can be applied to nervous tissue of a patient effective for application thereto of electronic or electromagnetic stimulation having a waveforma controller for controlling the waveform, duration and intensity of an electronic or electromagnetic stimulation that is applied to nervous tissues through said electrode and does not leave a sufficient voltage or electrical artifact on the tissue being stimulated that would interfere or prevent a monitoring component from recording a physiological response of said tissue to said stimulation, anda monitoring component that monitors the physiological response of said nervous tissue,the apparatus a) being capable of generating an electronic or electromagnetic stimulation that has a single 180° or 360° sine waveform, or b) being capable of generating an of electronic or electromagnetic sine wave stimulation that has a duration of less than 200 ms,providing a stimulation that has a single 180° or 360° sine waveform, or a sine wave form with a duration of less than 200 ms, with said apparatus, andmonitoring the physiological response of the nervous tissue with said apparatus. 2. A method according to claim 1, wherein the stimulation has a single 180° or 330° sine waveform. 3. A method according to claim 1, wherein in the apparatus the monitoring component comprises a recording component for recording the physiological response of said nervous tissue, and an output trigger to the recording component. 4. A method according to claim 1, wherein in the apparatus the electronic or electromagnetic stimulation is generated by programmable circuitry. 5. A method according to claim 1, wherein the apparatus is comprised in a NCV, nervous tissue monitor or Current Perception Threshold (CPT) apparatus. 6. A method according to claim 1, wherein in the apparatus the controller and the monitoring component is an external computer. 7. A method according to claim 1, wherein the apparatus further comprises a quartz crystal for timing of the stimulation. 8. A method according to claim 1, wherein the stimulation has a constant current. 9. A method according to claim 1, wherein the stimulation has a frequency of 2000 Hz. 10. A method according to claim 1, wherein the stimulation has a... | - | A61N001/36 A61B005/05
US20080040460 | A1 | 2008-02-14 | METHOD AND SYSTEM FOR COMMUNICATION | 2006-06-29 | A method of communicating in a communication system and the communication system are provided. The communication system comprises at least one imaging station with multiple network interfaces. Each network interface of the imaging station is identified with a network address. The method comprises steps of selecting a first network interface available for communication in an imaging station and configuring the imaging station to communicate via the first network interface. The method further comprises a step of communicating at least one imaging data from the imaging station via the first network interface. | 1. A method of communicating in a communication system comprising an imaging station, the imaging station comprising multiple network interfaces, the method comprising: selecting a first network interface available for communication in the imaging station, each network interface being identified with a network address;configuring the imaging station to communicate via the first network interface; andcommunicating at least one imaging data from the imaging station via the first network interface. 2. The method of claim 1, further comprising selecting a second network interface available for communication in the imaging station, and automatically reconfiguring the imaging station to communicate via the second network interface. 3. The method of claim 1, wherein the network interface is one of a wired network interface and a wireless network interface. 4. The method of claim 1, wherein the network address comprises at least one of an Internet Protocol (IP) address, an Application Entity Title (AETitle) and a port number. 5. The method of claim 1, further comprising maintaining a configuration table at the imaging station, wherein the configuration table comprises a mapping of each network interface with a corresponding network address. 6. The method of claim 1, wherein the method of communicating comprises retransmitting the imaging data upon receiving an interrupt, wherein the interrupt indicates an unsuccessful transmission. 7. A communication system comprising: at least one imaging station comprising multiple network interfaces, each network interface being identified with a network address. 8. The communication system of claim 7, wherein the imaging station is configured to select a first network interface available for communication. 9. The communication system of claim 8, wherein the imaging station is further configured to communicate at least one imaging data via the first network interface. 10. The communication system of claim 9, wherein the imaging station is further configured to retransmit the imaging data upon receiving an interrupt, where the interrupt indicates an unsuccessful transmission. 11. The communication system of claim 8, wherein the imaging station is configured to automatically switch from the first network interface to a second network interface available for communication, and to automatically switch from communicating imaging data via the first network interface to communicating imaging data via the second network interface. 12. The communication system of claim 7, wherein the network interface is one of a wired network interface and a wireless network interface. 13. The communication system of claim 7, wherein the network address comprises at least one of an Internet Protocol (IP) address, an Application Entity Title (AETitle) and a port number. 14. The communication system of claim 7, wherein the imaging station is configured to maintain a configuration table, wherein the configuration table comprises a m... | GENERAL ELECTRIC COMPANY | A61B005/05 G06F015/177
US07696752 | B2 | 2010-04-13 | Magnetic resonance imaging apparatus | 2007-07-10 | A magnetic resonance imaging apparatus has a static field magnet, gradient coils, a gantry including an opening and storing the static field magnet the gradient coils, a bed structure for advancing and retreating a table-top, on which an object can be placed, with respect to the opening, a lower coil formed by a radio frequency coil disposed below the table-top, and a movement control unit configured to control the lower coil to be movable. | 1. A magnetic resonance imaging apparatus comprising: a static field magnet;gradient coils;a gantry including an opening and storing the static field magnet the gradient coils;a bed structure for advancing and retreating a table-top, on which an object can be placed, with respect to the opening;a lower coil formed by a radio frequency coil disposed below the table-top; anda movement control unit configured to control the lower coil to be movable. 2. A magnetic resonance imaging apparatus according to claim 1, further comprising an upper coil, formed by the radio frequency coil, stored in the gantry and provided at a position in an imaging center of the gantry facing the lower coil across the object. 3. A magnetic resonance imaging apparatus according to claim 1, wherein the radio frequency coil is at least one of a body coil, a head coil and a foot coil as a local site imaging coil. 4. A magnetic resonance imaging apparatus according to claim 3, wherein a position of a coil element constituting the local site imaging coil is estimated, in accordance with the position, the lower coil moves in a width direction and a longer direction of the table-top. 5. A magnetic resonance imaging apparatus according to claim 3, wherein during the imaging by the local site imaging coil, the lower coil retreat to a position outside a field of view in the opening. 6. A magnetic resonance imaging apparatus according to claim 1, wherein the movement control unit controls the lower coil to be movable in a width direction of the table-top. 7. A magnetic resonance imaging apparatus according to claim 1, wherein the movement control unit is a coil carriage that controls the lower coil to be movable in the opening. 8. A magnetic resonance imaging apparatus according to claim 7, further comprising a power collector be connectable the table-top and the coil carriage, and be movable in a longer direction of the table-top. 9. A magnetic resonance imaging apparatus according to claim 8, further comprising a plurality of holes provided with the coil carriage in the longer direction, a plurality of hooks, which engage with the holes, provided with the power collector, wherein an engaging position of the holes and the hooks is changed to change a relative positional relationship between the lower coil and the power collector. 10. A magnetic resonance imaging apparatus according to claim 8, wherein a relative positional relationship between the lower coil and the power collector changes by a braking mechanism using a friction of the coil carriage. | Kabushiki Kaisha Toshiba Toshiba Medical Systems Corporation | G01V003/00
US07347825 | B2 | 2008-03-25 | Device and method for assessing asthma and other diseases | 2002-04-17 | Device and method for non-invasively monitoring asthma and other respiratory diseases, as well as non-respiratory diseases. The method includes collecting condensate from a subject's breath, testing the condensate to determine its acetic acid/acetate level or concentration, and evaluating these properties to determine the presence, absence or status of a respiratory or non-respiratory disease in the subject. The method may also include, prior to the testing step, standardizing the volatile substances that may be present within the condensate in a degassing or gas standardizing step. The device includes a mouthpiece apparatus configured to receive breath from a subject, a condensation apparatus to condense the subject's breath and produce a condensate, and a collection apparatus having a collection chamber containing means for testing the condensate to determine the acetic acid and/or acetate concentration. The device may also include a system for removing or standardizing the volatile substances that may be present with the condensate. The device and method may be utilized without condensing a subject's breath and collecting the same. | 1. A method for assessing a disease in a subject, said method comprising: collecting condensate from a subject's breath, said condensate having an acetic acid or acetate concentration or both an acetic acid and acetate concentration;testing said condensate to determine said acetic acid or acetate concentration or both said acetic acid and acetate concentrations; andevaluating said acetic acid or acetate concentration or both said acetic acid and acetate concentrations to determine the presence, absence or status of a disease in the subject. 2. The method of claim 1, wherein said disease is a respiratory disease. 3. The method of claim 2, wherein said step of evaluating said acetic acid or acetate concentration or both said acetic acid and acetate concentrations to determine the presence, absence or status of a respiratory disease in the subject comprises determining the presence, absence or status of an inflammatory respiratory disease. 4. The method of claim 3, wherein said step of determining the presence, absence or status of an inflammatory respiratory disease comprises determining the presence, absence or status of asthma. 5. The method of claim 2, wherein said step of determining the presence, absence or status of a respiratory disease comprises determining the presence, absence or status of a respiratory disease that is a member of the group consisting of asthma, bronchiolitis, chronic obstructive pulmonary, bronchiectasis, common cold, cystic fibrosis, smoking induced diseases, tuberculosis, and occupational lung diseases. 6. The method of claim 1, wherein said step of determining said acetic acid or acetate concentration or both acetic acid and acetate concentrations of said condensate comprises using means for testing said condensate to determine said acetic acid or acetate concentration or both acetic acid or acetate concentrations. 7. The method of claim 6, wherein said step of using means for testing said condensate to determine said acetic acid or acetate concentration or both said acetic acid and acetate concentrations comprises using at least one of at least one electronic acetic acid monitor and at least one acetate monitor and at least one acetic acid and acetate monitor. 8. The method of claim 6, wherein said testing means comprise at least one acetic acid selective electrode. 9. The method of claim 6, wherein said step of using means for testing said condensate to determine said acetic acid or acetate concentration or both said acetic acid and acetate concentrations comprises using at least one ultraviolet/visible spectroscopy system. 10. The method of claim 6, wherein said step of using means for testing said condensate to determine said acetic acid or acetate concentration or both said acetic acid or acetate concentrations comprises using at least one of at least one mass spectroscopy system and at least one gas chromatography mass spectroscopy system. 11. The method of claim 6, wherein said step of using means for... | University of Virginia Patent Foundation | A61B005/02 G01N001/22 G01N031/00 G01N033/497 B32B005/02 B32B027/04 B32B027/12
US07537570 | B2 | 2009-05-26 | Automated mapping of anatomical features of heart chambers | 2007-09-11 | A method is provided to facilitate the movement of a medical device for automated mapping of anatomical surfaces of a subject's heart with a remote navigation. The method may include one or more distinct movements for moving a medical device for mapping a portion of an anatomical surface of a subject's heart. Upon establishing contact of the tip of the medical device with a surface of the heart, one method provides for moving the medical device along the surface of the heart towards an anatomical feature until a loss of contact with the surface is sensed, and determining the point where the loss of contact occurred to identify at least one point along the anatomical feature. The process may be repeated to identify a multiplicity of points that serve to define the ridge on the interior heart surface. The ridge location in the anatomical map can be used as a reference or guide to facilitate the further mapping of physiological properties and to plan therapy delivery during the medical procedure. | 1. A method for locating at least one point on an endocardial ridge of a subject's heart with a medical device actuated by a remote navigation system, the method comprising: advancing a medical device within a subject's body near to a known anatomical feature of the heart with the remote navigation system;establishing contact by the medical device with the surface of the heart;moving the medical device along the surface of the heart towards the anatomical feature until a loss of contact with the surface is sensed;detecting when a loss of contact with the heart surface has occurred; anddetermining the point where the loss of contact occurred to identify at least one point along the known anatomical feature. 2. A method for locating at least one point on an endocardial ridge of a subject's head with a medical device actuated by a remote navigation system, the method comprising: advancing a medical device within a subject's body near to a known anatomical feature of the heart with the remote navigation system;establishing contact by the medical device with the surface of the heart;moving the medical device along the surface of the heart towards the anatomical feature until a loss of contact with the surface is sensed; anddetermining the point where the loss of contact occurred to identify at least one point along the known anatomical feature, wherein the sensing of a loss of contact comprises detecting a change in tip orientation of more than a predetermined angle. 3. The method of claim 1 wherein the sensing of a loss of contact comprises detecting a change in orientation of the tip of the medical device that is more than a predetermined percentage from a previous tip orientation, measured relative to a reference orientation. 4. A method for locating at least one point on an endocardial ridge of a subject's heart with a medical device actuated by a remote navigation system, the method comprising: advancing a medical device within a subject's body near to a known anatomical feature of the heart with the remote navigation system;establishing contact by the medical device with the surface of the heart;moving the medical device along the surface of the heart towards the anatomical feature until a loss of contact with the surface is sensed; anddetermining the point where the loss of contact occurred to identify at least one point along the known anatomical feature, wherein the sensing of a loss of contact comprises identifying the existence of continuous contact by detecting an angular change in tip orientation of less than a predetermined amount, and determining when contact is no longer continuous. 5. The method of claim 1 wherein the at least one identified point along a ridge of a subject's heart is known with respect to an X-ray image of the subject's heart, and the corresponding ridge on a pre-operative image of the subject's heart is registered to the X-ray image using the at least one identified point along the ridge of the subject's heart. ... | Stereotaxis, Inc. | A61B005/02
US07316234 | B2 | 2008-01-08 | Medical imaging installation and operating method for reading stored signals to reconstruct a three-dimensional image of a subject | 2004-07-16 | In a method for operating a medical imaging installation, at least one sensor detects measured signals from an object and supplies them to a control device that buffer-stores the measured signals or raw signals ascertained therefrom online in the main memory. The buffer-stored signals contain components from a number of locations in space. Each component is dependent on a location-dependent influence factor that is determined by the object. The buffer-stored signal can be used to ascertain useful signals which respectively correspond to one of the influence factors, so that they form a three-dimensional reconstruction of the object. The control device permanently stores the buffer-stored signals online in the bulk memory. | 1. A method for operating a medical imaging installation having a sensor adapted for interaction with an examination subject, and a control device in communication with a main memory and a bulk memory with signals stored therein, comprising the steps of: with said sensor, detecting measured signals from the examination subject in a signal acquisition procedure and supplying the measured signals to said control device, and said control device buffer-storing said measured signals, or raw signals derived from said measured signals, online in said main memory during said signal acquisition procedure;each buffer-stored signal containing components from a plurality of spatial locations with each component being dependent on a location-dependent influence factor defined by the examination subject;using either the buffer-stored signals or the signals stored in the bulk memory to ascertain useful signals respectively corresponding to one of said influence factors, to allow formation of a three-dimensional reconstruction of the examination subject from the useful signals; andin said control device, permanently storing the buffer-stored signals from the main memory online in the bulk memory during said signal acquisition procedure and in said control device, ascertaining a degree of filling of said main memory and using said degree of filling, making a dynamic decision regarding whether to ascertain the useful signals using the signals buffer-stored in the main memory, or using the signals permanently stored in the bulk memory. 2. A method as claimed in claim 1 wherein said bulk memory has a plurality of drive units and a data distributor associated therewith upstream of said drive units, and comprising the step of distributing, with said data distributor the signals to be permanently stored over the drive units. 3. A method as claimed in claim 2 comprising employing a hardware distributor as said data distributor. 4. A method as claimed in claim 2 comprising employing a software distributor as said data distributor. 5. A method as claimed in claim 1 comprising ascertaining said useful signals in said control device using the signals that are buffer-stored in the main memory. 6. A method as claimed in claim 1 comprising ascertaining the useful signals using the signals that are permanently stored in the bulk memory. 7. A method as claimed in claim 1 comprising employing a FIFO memory as said main memory. 8. A method as claimed in claim 1 comprising determining said useful signals from said buffer-storage signals by an at least one-dimensional Fourier transformation of the buffer-stored signals. 9. A computer-readable medium encoded with a computer program for operating a medical imaging installation, said medical imaging installation having a sensor adapted for interaction with an examination subject for detecting measured signals from the examination subject in a signal acquisition procedure, a control device supplied with the measured signals from... | Siemens Aktiengesellschaft | G06F003/00 G06F005/00 A62B005/05 A61B005/05
US07731668 | B2 | 2010-06-08 | Methods and apparatus for sampling and analyzing body fluid | 2007-07-16 | A sampling device for sampling body fluid includes a lancet for making an incision, a capillary tube for drawing-up body fluid from the incision, and a test strip affixed to an upper end of the capillary tube for receiving the fluid. An absorbent pad can be disposed between the test strip and capillary tube for spreading-out the fluid being transferred to the test strip. An on-site analyzer such as an optical analyzer and/or an electrochemical analyzer can be mounted in the device for analyzing the fluid. Alternatively, a test strip can be slid through a slot formed in the bottom end of the device so that by passing the device against the skin after an incision has been formed, the test strip will directly contact body fluid emanating from the incision. | 1. A method, comprising: positioning a lancing device in contact with an alternate site that is located on skin at a body part other than a fingertip, wherein the lancing device houses a disposable that includes a lancet and a test strip;forming an incision in the alternate site with the lancet included with the disposable;analyzing body fluid from the incision with the test strip of the disposable;loading the disposable into the lancing device before said positioning the lancing device in contact with the alternate site;wherein the test strip has a capillary passage with a capillary opening configured to draw the body fluid via capillary action;wherein said forming the incision includes firing the disposable towards the alternate site, wherein during said firing the lancet and the test strip of the disposable move together as a single unit towards the alternate site, andretracting the disposable away from the incision;contacting the capillary opening with a drop of the body fluid from the incision on a surface of the alternate site by extending the capillary opening past the lancet;drawing via capillary action the body fluid from the drop into the capillary passage before said analyzing the body fluid;unloading the disposable from the lancing device after said analyzing;discarding the disposable after said unloading; andloading a fresh disposable into the lancing device. 2. The method of claim 1, further comprising: expressing the body fluid from the incision with the lancing device before said analyzing; andwherein said expressing includes pushing the lancing device further against the alternate site after said placing to depress a ring of the skin around the incision to cause the incision to bulge while spreading apart the incision. 3. The method of claim 2, further comprising: wherein the lancing device includes a stimulator member; andwherein said expressing includes pressing the stimulator member around the incision. 4. The method of claim 1, further comprising: wherein the disposable includes a capillary; anddrawing the body fluid into the test strip via the capillary before said analyzing. 5. The method of claim 1, further comprising: detecting a drop of the body fluid from the incision is sufficient for said analyzing with a drop sensing mechanism in the lancing device. 6. The method of claim 5, further comprising: alerting a user of drop sufficiency with the lancing device. 7. The method of claim 5, wherein said detecting the drop includes electrically detecting the drop. 8. The method of claim 5, wherein said detecting the drop includes optically detecting the drop. 9. The method of claim 1, wherein said analyzing includes analyzing the body fluid using an optical technique. 10. The method of claim 1, wherein said analyzing includes analyzing the body fluid using an electrochemical technique. 11. The method of claim 1, wherein the alternate site includes a limb. 12. The method of claim 1, wherein the lancing device remains i... | Roche Diagnostics Operations, Inc. | A61B005/00
US07610085 | B2 | 2009-10-27 | Simplified ECG monitoring system | 2006-09-12 | A simplified device and method for continuous ECG monitoring incorporates electrodes in a pulse oximeter finger probe and/or in a blood pressure cuff. The electrodes in the pulse oximeter and blood pressure cuff generate a continuous ECG tracing without the use of disposable electrodes connected to multiple electrical wires in an ECG harness. In another embodiment, simplified ECG monitoring system can act as a secondary ECG input to a system that uses a primary ECG input as well. | 1. In an ECG patient monitoring system with an ECG tracing display, the improvement consisting essentially of: a single blood pressure cuff;a single pulse oximeter;a single ECG lead consisting of a Lead I with a signal that is generated by;a first electrical connection operatively connected to the ECG monitoring system and to one electrode located on an inner side of the pulse oximeter for operative contact with a patient's skin on one of the right and left arm or hand;a second electrical connection operatively connected to the ECG monitoring system and to one electrode on the an inner side of the blood pressure cuff for operative contact with the patient's skin on the other of the right and left arm to create the ECG Lead I; andan electrical ground. 2. The invention of claim 1, wherein the electrodes are dry electrodes comprising a sintered coating of Ag/AgCl. 3. The invention of claim 1, wherein the electrical ground includes an electrode located on the inner side of the blood pressure cuff. 4. The monitoring system of claim 3, further including at least one of hardware and software polarity detection logic. 5. The monitoring system of claim 1, wherein the electrical ground includes an electrode located on the inner side of the pulse oximeter. 6. The monitoring system of claim 5, further including at least one of hardware and software polarity detection logic. 7. A system for monitoring a patient's oxygen saturation level, blood pressure, and cardiac function described by a Lead I ECG tracing, consisting essentially of: an ECG monitoring system with at least one ECG display;a single blood pressure cuff with an inner and outer surface, adapted to be mounted on one of the right and left side of the patient and connected to at least one blood pressure display;a single pulse oximeter with an inner and outer surface, adapted to be mounted on the other of the right and left side of the patient and connected to at least one oxygen saturation display;a first ECG electrode located on the inner surface of the pulse oximeter and operatively connected to the ECG monitoring system;a second ECG electrode located on the inner surface of the blood pressure cuff and operatively connected to the ECG monitoring system;a ground electrode mounted on the inner surface of the blood pressure cuff and operatively connected to an electrical ground; andwherein the electrical potential across the ECG electrodes and the ECG monitoring system generate an ECG Lead I. 8. The monitoring system of claim 7, wherein the ECG display, the oxygen saturation display, and the blood pressure displays comprise at least one unitary display of the ECG tracing, the oxygen saturation level, and the blood pressure. 9. The monitoring system of claim 7, wherein the ECG electrode connected to the pulse oximeter is an integral part of the pulse oximeter. 10. The monitoring system of claim 9, wherein the ECG electrode is comprised of a sintered coating of Ag/AgCl. 11. The monitoring sys... | - | A61B005/00
US07333847 | B2 | 2008-02-19 | Method for evaluation of tissue adhesion level | 2004-03-08 | Provided are a method for evaluation of tissue adhesion level which comprises relating the detection result of gadolinium from MRI image, on which a cross-section of a “boundary surface between a first tissue and a second tissue” of an animal administered with gadolinium has been imaged, to the adhesion level between the first tissue and the second tissue; and a detecting agent of tissue adhesion level. The detecting method of the present invention and detecting agent of the present invention are markedly useful, because they make it possible to detect the adhesion level, which is otherwise difficult to detect from the outside of the body, conveniently, speedily and precisely. | 1. A method for evaluation of tissue adhesion level, which comprises evaluating an MRI image on which the cross-section of a boundary surface between a first tissue and a second tissue of an animal administered with gadolinium has been imaged, wherein the length of scar attachment (adhesion) is indicative of the adhesion level between the first tissue and the second tissue. 2. The method according to claim 1, wherein the adhesion level means the strength of adhesion. 3. The method according to claim 2, wherein the strength of adhesion is a force required for separating the first tissue from the second tissue. 4. The method according to claim 1, wherein the first tissue is a vertebral body and the second tissue is a spinal cord with dura. 5. The method according to claim 1, wherein the adhesion means an adhesion occurring after laminectomy. | Seikagaku Kogyo Kabushiki Kaisha | A61B005/05
US07613490 | B2 | 2009-11-03 | Physiological stress detector device and system | 2006-12-06 | A method, system and device for measurement of a blood constituent level, including a light source, a light detector proximate an organ surface, adjustable gain amplifiers, and a processor/controller connected within a processing unit operative to separate AC and DC signal components. The device may determine the level of blood constituent, may use this level for monitoring and/or to activate an alarm when the level falls outside a predetermined range, may be applied to monitoring conditions of apnea, respiratory stress, and reduced blood flow in organ regions, heart rate, jaundice, and blood flow velocity, and may be incorporated within a monitoring system. | 1. A non-invasive device for measurement of blood saturation and heart pulse rate, comprising: a housing unit configured to be worn as a wrist watch, said housing unit comprising: at least one light source, providing light directed toward the surface of the skin in contact with the wrist watch, the light being reflected from said skin;a light detector spaced apart from said at least one light source and being sensitive to intensity levels of said reflected light for producing intensity signals in accordance therewith; anda processing unit for processing said intensity signals received from said light detector for producing output signals, said processing unit comprising: first and second amplifiers for amplifying said intensity signals, each in accordance with a respective first and second gain amplification factor; anda processor for automatically determining said first and second gain amplification factors in adjustable fashion;wherein during a first stage, said first and second amplifiers amplify a DC signal component of said intensity signals in accordance with predetermined first and second gain amplification factors, said amplified DC signal component being subtracted from said intensity signals at an input of said first amplifier, to isolate an AC signal component of said intensity signals,and wherein during a second stage, said second amplifier amplifies said isolated AC signal component in accordance with said adjustably-determined second gain amplification factor,said processing unit producing output signals in accordance with said isolated AC signal component and said DC signal component and calculating in accordance therewith, at least one blood constituent level. 2. The device according to claim 1, wherein said processing unit comprises mapping means for mapping the intensity of said AC signal component along the surface of said skin to detect regions of said skin having a reduced blood flow. 3. The device according to claim 1, further comprising a display or indication unit for indicating the well-being of the wearer. 4. A non-invasive device for measurement of blood saturation and heart pulse rate, comprising: a housing unit configured to be worn as a wrist watch, said housing unit comprising: at least one light source, providing light directed toward the surface of the skin in contact with the wrist watch, the light being reflected from said skin;a light detector spaced apart from said at least one light source and being sensitive to intensity levels of said reflected light for producing intensity signals in accordance therewith; anda processing unit for processing said intensity signals received from said light detector for producing output signals,wherein processing the intensity signals is done through a signal analog path, said processing unit comprising: first and second amplifiers for amplifying said intensity signals, each in accordance with a respective first and second gain amplification factor; anda processor for auto... | SPO Medical Equipment Ltd. | A61B005/1455 A61B005/02
US07340295 | B2 | 2008-03-04 | Method and apparatus for estimation of muscle mass | 2004-05-12 | The impedance of intracellular water (ZICW), height (H), weight (W), and age (A) of the subject are included as variables in an equation that estimates muscle mass (MM). Impedance of extracellular water (ZECW) is determined by a step of applying an alternating current to the body and measuring the resulting impedance. Impedance of total body water (ZTBW) is determined by a step of applying a high frequency alternating current to the body and measuring the resulting impedance. ZICW is determined by calculating an inverse of the result of subtracting an inverse of measured ZECW from an inverse of measured ZTBW. The equation for muscle mass is of the form: MM−aH2/ZICW+bW+cA+d. | 1. A method of estimating muscle mass, comprising steps of: calculating an impedance of intracellular water of a subject; andestimating a muscle mass of the subject, based on the impedance of intracellular water;wherein said step of estimating a muscle mass of the subject further includes the sub-steps of acquiring personal data including height, body weight and age of the subject, and calculating muscle mass of the subject according to a predetermined estimation formula using the acquired personal data and the impedance of intracellular water as variables;wherein said predetermined estimation formula is expressed as follows: MM=(a*H2)/ZICW+b*W++c*A+d wherein MM is the muscle mass of the subject; H is the height of the subject; W is the body weight of the subject; A is the age of the subject; and a, b, c, d are constants;wherein said step of calculating impedance of intracellular water of a subject further includes sub-steps of:measuring impedance of extracellular water of the subject by applying between predetermined parts of the subject an alternating current at a sufficiently low frequency that the current only flows outside a cell membrane of the subject;measuring impedance of total body water of the subject by applying between the predetermined parts of the subject an alternating current at sufficiently high frequency that the current flows both outside and inside the cell membrane of the subject; andderiving the impedance of intracellular water of the subject by calculating an inverse of the result of subtracting an inverse of the measured impedance of extracellular water from an inverse of the measured impedance of total body water. 2. A method of estimating muscle mass according to claim 1 in which said predetermined parts of the subject include both feet. 3. A method of estimating muscle mass according to claim 1 in which said predetermined parts of the subject include a hand and a foot. 4. A method of estimating muscle mass according to claim 1 in which said predetermined parts of the subject include both hands. 5. An apparatus for estimating muscle mass, comprising a measurement unit and an estimation unit, wherein said measurement unit calculates an impedance of intracellular water of a subject, and said estimation unit estimates muscle mass of the subject, based on the impedance of intracellular water;wherein said estimation unit further includes a personal data acquisition sub-unit and a muscle mass calculation sub-unit, wherein said personal data acquisition sub-unit acquires personal data including height, body weight and age of the subject, and said muscle mass calculation sub-unit calculates muscle mass of the subject according to a predetermined estimation formula using the acquired personal data and the impedance of intracellular water as the variables;wherein said predetermined estimation formula is expressed as follows: MM=(a*H2)/ZICW+b*W++c*A+d wherein MM is the muscle mass of the subject; H is the height of the subject... | Tanita Corporation | A61B005/05 A61B005/00
US07316655 | B2 | 2008-01-08 | Systems and methods for directing and snaring guidewires | 2002-04-30 | Devices and methods for achieving directed placement of guidewires or other flexible rails over which other catheters or other devices may be introduced to a targeted location. A guidewire directing device includes a lumen extending between a proximal end and a distal peripheral opening for directing a guidewire laterally from the device, and may have a deflecting member with a predetermined deflection angle in the lumen adjacent the peripheral opening. A snaring device is also provided that includes one or more lumens through which a snare or other grasping member is directed for releasably capturing or coupling to a guidewire. The snaring and target guidewire devices may include cooperating end effectors for releasably coupling or securing the devices together. The devices may be used for directing, snaring and/or manipulating one or more guidewires between two blood vessels connected by an interstitial channel, for example, to “floss” a guidewire through the coronary arterial and venous systems between two percutaneous entry sites and/or to bypass a lesion in a vessel using proximal and distal interstitial channels communicating with an adjacent vessel. | 1. A catheter for directing a guidewire substantially laterally with respect to a body passage within which the catheter is introduced, comprising: an elongate member having proximal and distal ends, having a distal portion adapted for insertion within a body passage, and defining a longitudinal axis and an outer peripheral surface; a first lumen extending proximally from a first axial opening in the distal end; and a second lumen extending between the proximal end of the elongate member and a second lumen lateral opening in the distal portion proximate the distal end;wherein the distal portion comprises an angled step tapering to a distal tip, the second lumen lateral opening being located on the angled step; anda snaring member deployable from the second lumen lateral opening, said snaring member comprising a loop extending distally from the second lumen lateral opening and surrounding the distal portion of the elongate member such that as the snaring member is directed proximally and distally, the loop substantially engages and disengages, respectively, the outer surface of the elongate member. 2. The catheter of claim 1, wherein the second lumen lateral opening is located on the peripheral surface of the elongate member. 3. The catheter of claim 1, wherein the second lumen includes a deflection ramp adjacent the second lumen lateral opening. 4. The catheter of claim 1, wherein the first lumen has a peripheral opening proximate the first axial opening. 5. A system comprising a catheter according to claim 1, further in combination with a snaring member that is deployable from the second lumen lateral opening. 6. The system of claim 5, wherein the snaring member comprises a loop that is advanceable out of the second lumen lateral opening so as to surround the distal portion of the elongate member such that, as the snaring member is directed proximally and distally, the loop substantially engages and disengages, respectively, the outer surface of the elongate member. 7. A catheter for directing a device substantially laterally with respect to a body passage within which the catheter is introduced, comprising: an elongate member having proximal and distal ends, having a distal portion adapted for insertion within a body passage, and defining a longitudinal axis and an outer peripheral surface;first lumen extending between the proximal end of the elongate member and a lateral opening in the distal portion proximate the distal end; anda snaring member comprising a loop extending distally from the lateral opening and surrounding the distal portion of the elongate member such that as the snaring member is directed proximally and distally, the loop substantially engages and disengages, respectively, the outer surface of the elongate member. 8. The catheter of claim 7, wherein the lateral opening is located on the peripheral surface of the elongate member. 9. The catheter of claim 7, wherein the lumen includes a deflection ramp adjacent the late... | Medtronic Vascular, Inc. | A61B005/00 A61M025/00
US07594896 | B2 | 2009-09-29 | Waist circumference calculation apparatus and body composition determination apparatus | 2007-07-18 | An abdomen width determiner determines an abdomen width value of a human subject. A memory stores a correlation between abdomen width values and waist circumferences of human beings. A waist circumference calculator calculates a waist circumference of the human subject on the basis of the abdomen width value determined by the abdomen width determiner and the correlation stored in the memory. The correlation stored in the memory may be expressed by the following regression formula: Y=aX+b where “Y” is a waist circumference of a human being, “X” is an abdomen width value of a human being, and “a” and “b” are constants. | 1. A waist circumference calculation apparatus comprising: an abdomen width determiner for determining an abdomen width value of a human subject;a memory for storing a correlation between abdomen width values and waist circumferences of human beings;a waist circumference calculator for calculating a waist circumference of the human subject on the basis of the abdomen width value determined by the abdomen width determiner and the correlation stored in the memory;a measuring unit comprising at least one noncontact distance measuring sensor, the sensor emitting light, receiving the light reflected from whatever is in front of the sensor, and generating a signal corresponding to a distance from the sensor to whatever is in front of the sensor, wherein the abdomen width determiner determines the abdomen width value on the basis of signals generated by the sensor; anda supporting member that can be disposed in proximity to a human subject, wherein the measuring unit comprises at least one pair of the noncontact distance measuring sensors supported at the supporting member, the pair of the noncontact distance measuring sensors comprising a first sensor and a second sensor being aligned on opposite sides of the human subject within the supporting member, the first sensor measuring a first gap distance between the first sensor and a first subject position on the human subject in a first measurement line, the second sensor measuring a second gap distance between the second sensor and a second subject position on the human subject in a second measurement line parallel to or identical to the first measurement line, the measuring unit measuring a plurality of first gap distances to a plurality of first subject positions in a plurality of parallel first measurement lines and a plurality of second gap distances to a plurality of second subject positions in a plurality of parallel second measurement lines lying on a plane identical to that in which the first measurement lines lie, andwherein the abdomen width determiner further comprises: a distance calculator for calculating a plurality of candidate subject widths on the basis of the plurality of the first gap distances and second gap distances, each candidate subject width being a distance between one of the first subject positions and one of the second subject positions; anda maximum selector for selecting a maximum subject width as the abdomen width value from among the plurality of candidate subject widths. 2. The waist circumference calculation apparatus according to claim 1, further comprising driving mechanisms for respectively moving the first sensor and second sensor with respect to the supporting member, wherein the first sensor measures a plurality of first gap distances to a plurality of first subject positions in a plurality of first parallel measurement lines, each first gap distance being between a sensor position of the first sensor and a first subject position on the human subject, and wherein... | Tanita Corporation | A61B005/117 A61B005/103
US07340292 | B2 | 2008-03-04 | Breast cancer detection system | 2004-02-13 | A method for detecting breast cancer can include the step of positioning a transmitting antenna and a receiving antenna about a breast so that the transmitting antenna is positioned to transmit microwave energy into the breast and the receiving antenna is positioned to receive the transmitted energy after the energy has passed into the breast. Microwave energy can be transmitted from the transmitting antenna. The microwave energy can be received by the receiving antenna and used to determine a presence of tumors within the breast. A relative position of the transmitting antenna and the receiving antenna can be adjusted about the breast. After each position adjustment, the transmitting and the receiving steps can be repeated. | 1. A method for detecting breast cancer comprising the steps of: coupling a plurality of transmitting antennas to surface portions of a breast and transmitting microwave energy from each of said transmitting antennas, each of the transmitting antennas being moveable to accommodate a shape and size of said breast;coupling a plurality of receiving antennas to different surface portions of the breast and receiving reflected microwave energy via each of said receiving antennas, each of the receiving antennas being moveable to accommodate a shape and size of said breast;positioning a passive array of antennas at a location remote from said transmitting and receiving antennas to detect the transmitted microwave energy;recording arrival times corresponding to when each antenna of the passive array of antennas detects the transmitted microwave energy and computing based upon the recorded arrival times a corresponding differential arrival time of the transmitted microwave energy at each antenna of the passive array;computing relative positions of the plurality of transmitting antennas and the plurality of receiving antennas based upon differential arrival times;adjusting a relative position of at least one of said transmitting antennas and said receiving antennas on said breast; and repeating said transmitting and said receiving steps after adjusting said relative position, wherein the received microwave energy is used to determine a presence of tumors within said breast. 2. The method of claim 1, wherein said transmitted step transmits ultrawideband microwave energy using a stepped frequency transmission technique. 3. The method of claim 1, performing said adjusting and said repeating steps a plurality of times to generate a composite scan of said breast. 4. The method of claim 1, further comprising the steps of: displaying an image of said breast using microwave imaging based upon said received microwave energy; andapplying an auto-focusing technique to mitigate blurring of said image. 5. The method of claim 1, further comprising the steps of: displaying an image of said breast using microwave imaging based upon said received microwave energy; andapplying a spectral estimation technique to said image. 6. The method of claim 1, further comprising the step of: reducing clutter attributable to a boundary between breast tissue and adjacent tissue using a time delay estimation technique, wherein said time delay estimation technique utilizes a weighted Fourier transformation and Lagrangian relaxation algorithm. 7. A system for detecting breast cancer comprising: a plurality of microwave transmitting antennas configured to be attached to respective surface portions of a breast to transmit microwave energy into said breast, each of the transmitting antennas being moveable to accommodate a shape and size of said breast;a plurality of receiving antennas configured to be attached to respective surface portions of said breast to receive microwave energy refle... | University of Florida Research Foundation, Inc. | A61B005/05
US08055321 | B2 | 2011-11-08 | Tissue oximetry apparatus and method | 2007-07-20 | An apparatus and method for determining tissue oxygenation such as arterial and venous oxygenation and cerebral oxygenation. In one embodiment, the optical properties of tissue are determined using measured light attenuations at a set of wavelengths. By choosing distinct wavelengths and using light attenuation information, the influence of variables such as light scattering, absorption and other optical tissue properties can be minimized. | 1. An apparatus for measuring tissue oxygenation of a person comprising: a sensor interface adapted to be coupled to a tissue site and including at least two light emitters configured to emit light into tissue and at least one detector configured to detect light passing through tissue from said at least two light emitters;a processor connected to the sensor interface and configured to determine light attenuations LAwsj dependent on light detected by the at least one detector at a selected wavelength, wsj, and configured to generate a signal representative of tissue oxygenation based on said light attenuations, the processor configured to generate the signal based on a calibration corresponding to the selected wavelength and corresponding to a detector emitter distance;a coupling device for coupling said sensor interface at said tissue site; anda display device coupled to the processor and configured to display a tissue oxygenation level based on the signal, the display device configured to be worn by the person, and wherein the tissue oxygenation level corresponds to oxygenation of venous blood in tissue; andwherein said processor is further configured to determine arterial oxygenation information based on a change in light attenuations; andwherein the processor is configured to perform a calculation including determining an addition of two light attenuations and determining a subtraction of two light attenuations. 2. The apparatus of claim 1 wherein said at least two light emitters includes an LED and said at least one detector includes a photodiode. 3. The apparatus of claim 1 wherein said processor is configured to determine arterial oxygenation information based on a non-pulsating part of the light attenuations. 4. The apparatus of claim 1 wherein said processor is configured to generate said signal representative of tissue oxygenation based on a non-pulsating part of the light attenuations. 5. The apparatus of claim 1 wherein said coupling device includes a chest band or a head band. 6. The apparatus of claim 1 wherein said coupling device includes an arm band. 7. The apparatus of claim 6 wherein said armband is a wrist band. 8. The apparatus of claim 6 comprising: elastic means for controlling a force applied to tissue through the sensor interface. 9. The apparatus of claim 1 wherein said at least two light emitters are configured to emit light having at least three different wavelengths. 10. The apparatus of claim 1 wherein the processor is configured to determine a pulse based on the light detected by the at least one detector. 11. The apparatus of claim 1 wherein the display device is coupled to the processor by a wireless connection. 12. An apparatus for measuring tissue oxygenation comprising: a sensor interface including at least two emitters which emit light into tissue with at least two wavelengths, and at least one detector to receive light passing through said tissue, the at least two emitters placed apart from each oth... | - | A61B005/1455
US08290564 | B2 | 2012-10-16 | Method for bone structure prognosis and simulated bone remodeling | 2007-08-28 | Described herein are methods for analyzing bone structure and/or bone density, methods for estimating fracture risk in a subject as well as methods for monitoring the efficacy of an agent on bone structure and/or bone density. | 1. A method for analyzing bone structure or bone density using a computer system, the method comprising the steps of: (a) obtaining two-dimensional image data of at least a portion of a subject's bone including trabecular bone, wherein said image data includes image data from at least two two-dimensional images of the subject's bone taken from at least two different angles;(b) combining said at least two two-dimensional images into a volumetric image dataset;(c) extracting a three-dimensional model representing the structure of trabecular bone from the volumetric image dataset;(d) simulating bone remodeling using said three-dimensional model; and(e) predicting structural strength of the bone based at least in part on the simulation of bone remodeling. 2. The method of claim 1, wherein said at least two two-dimensional images of the subject's bone include x-ray images taken using at least two different x-ray beam rotation angles. 3. A method for monitoring the ability of an agent to affect bone quality, the method comprising the steps of: (a) obtaining bone quality measurements on a subject by analyzing bone structure or bone density using the method according to claim 1;(b) administering the agent to the subject;(c) obtaining bone quality measurements of the subject after administration of the agent, wherein the bone quality measurements are obtained by analyzing bone structure or bone density using the method according to claim 1;(d) comparing bone quality measurements from steps (a) and (c), wherein a difference in bone quality measurements between steps (a) and (c) is indicative of the ability of the agent to affect bone quality. 4. The method of claim 3, wherein the bone quality measurements are bone density or bone structure measurements. 5. A method for analyzing bone structure or bone density using a computer system, the method comprising the steps of: (a) obtaining image data from at least two two-dimensional images of at least a portion of a subject's bone including trabecular bone, the at least two two-dimensional images taken from at least two different angles;(b) extracting a projection structure of trabecular bone from image data of each two-dimensional image of said at least two two-dimensional images;(c) converting said projection structures into a three-dimensional probable model representing the volumetric structure of the trabecular bone;(d) simulating bone remodeling using said model; and(e) predicting structural strength of the bone based at least in part on the simulation of bone remodeling. 6. The method of claim 5, wherein said at least two two-dimensional images of the subject's bone include x-ray images taken using at least two different x-ray beam rotation angles. 7. The method of claim 5, further including performing a quantitative analysis of bone microarchitecture in each projection structure of trabecular bone before converting said projection structures into said three-dimensional probable model. 8. The metho... | ImaTx, Inc. | A61B005/00
US08112142 | B2 | 2012-02-07 | Assessing the condition of a joint and devising treatment | 2007-06-27 | Methods are disclosed for assessing the condition of a cartilage in a joint, particularly in a human knee. The methods include converting an image such as an MRI to a three dimensional map of the cartilage. The cartilage map can be correlated to a movement pattern of the joint to assess the affect of movement on cartilage wear. Changes in the thickness of cartilage over time can be determined so that therapies can be provided. Information on thickness of cartilage and curvature of cartilage or subchondral bone can be used to plan therapy. Information on movement pattern can be used to plan therapy. | 1. A method of treating a human joint disease involving cartilage comprising: obtaining an electronic volumetric image of a joint, wherein said image includes both normal and diseased cartilage tissue;creating a three-dimensional model from said image representing at least a portion of a surface of the joint;electronically evaluating said three-dimensional model to obtain information including volume of at least a portion of the normal cartilage tissue, the diseased cartilage tissue, or both; andselecting a therapy for treating the joint disease based on said information. 2. The method of claim 1, wherein the electronic volumetric image is obtained at an initial time, further including obtaining a second electronic volumetric image of the normal cartilage tissue, the diseased cartilage tissue, or both at a later time, and electronically evaluating said second electronic volumetric image to obtain information including volume of the at least a portion of the normal cartilage tissue, the diseased cartilage tissue, or both, anddetermining the change in volume of the portion of the normal cartilage tissue, the diseased cartilage tissue, or both between the later and the initial times. 3. The method of claim 1, wherein said electronically evaluating further comprises: assessing a condition of the cartilage in the joint of a human, which method comprises, electronically transferring an electronically generated image of the cartilage of the joint from a transferring device to a receiving device located distant from the transferring device,receiving the transferred image at the distant location,converting the transferred image to a degeneration pattern of the cartilage, andtransmitting the degeneration pattern to a site for analysis. 4. The method of claim 1, wherein said therapy comprises utologous chondrocyte transplantation, osteochondral allografting, osteochondral autografting, tibial corticotomy, femoral or tibial osteotomy. 5. The method of claim 1, wherein said therapy uses cartilage or bone tissue grown ex vivo, stem cells, an artificial non-human material, an agent that stimulates repair of said diseased tissue, or an agent that protects said diseased tissue and that protects adjacent normal tissue. 6. The method of claim 1, wherein said information is used to determine a geometrical feature of a tissue transplant, a tissue graft, a tissue implant, a tissue replacement material, a tissue scaffold, or a tissue regenerating material or tissue repair system. 7. The method of claim 1, wherein said image is obtained using ultrasound, computed tomography, positron emission tomography, a single photon emission computed tomography scan, or MRI. 8. The method of claim 1, wherein the portion of a surface of the joint includes a region of interest that encompasses the diseased cartilage tissue but does not encompass the entire articular cartilage. 9. A method of treating a human joint disease involving cartilage comprising: obtaining an electronic... | The Board of Trustees of the Leland Stanford Junior University | A61B005/00
US08121663 | B2 | 2012-02-21 | Photoacoustic measurement of analyte concentration in the eye | 2007-10-11 | In one aspect, the invention features a method and device for measuring blood concentration of a substance such as glucose in the aqueous humor by illuminating the aqueous humor with a light source at a frequency that is absorbed by the substance to the measured, and then sensing photoacoustically generated sound waves originated within the aqueous humor as a consequence of illumination by the light source. The blood concentration can be estimated from the amplitude of the sound waves received. The method may be combined with other optical techniques for glucose measurement and/or with optical or ultrasonic techniques for topographic mapping of eye structures. | 1. A method of measuring the blood concentration of a substance in vivo, the method comprising illuminating the aqueous or vitreous humor or retinal fluid with a light source at a frequency that is absorbed by the substance to be measured,sensing only photoacoustically generated pulses or modulating acoustic signals originated within the aqueous or vitreous humor or retinal fluid as a consequence of illumination by the light source, without light being reflected or otherwise directed to a detector,estimating blood concentration of the substance from an amplitude of received pulses or modulating acoustic signals, anddisplaying the estimated blood concentration. 2. The method of claim 1 wherein the substance is blood glucose. 3. The method of claim 1 wherein the light source is a laser. 4. The method of claim 1 wherein the light source is a superluminescent diode. 5. An in vivo photoacoustic method of measuring the blood concentration of a substance, the method comprising illuminating a retinal surface with a light source at a frequency that is absorbed by the substance to be measured,sensing only photoacoustically generated pulses or modulating acoustic signals originated within the eye as a consequence of illumination by the light source, without light being reflected or otherwise directed to a detector,estimating blood concentration of the substance from an amplitude of received pulses or modulating acoustic signals only, anddisplaying the estimated blood concentration of the substance, the method photoacoustically measuring in vivo the blood concentration of the substance. 6. The method of claim 1 wherein the illuminating with the light source comprises delivering pulsed light is delivered as pulses. 7. The method of claim 1 wherein the illuminating with the light source comprises delivering is delivered as modulated radiation. 8. The method of claim 1 wherein the received sensed acoustic signal is ultrasound. 9. The method of claim 5 wherein the light source is a superluminescent diode. 10. The method of claim 5 wherein the substance is blood glucose. 11. The method of claim 5 wherein the light source is a laser. 12. The method of claim 5 wherein the illuminating with the light source comprises delivering pulsed light is delivered as pulses. 13. The method of claim 5 wherein the illuminating with the light source comprises delivering is delivered as modulated radiation. 14. The method of claim 5 wherein the sensed received acoustic signal is ultrasound. |  | A61B005/1455
US08483797 | B2 | 2013-07-09 | Medical diagnosis or therapy apparatus with an electrochromic display for the patient | 2007-05-08 | To improve patient comfort and reduce claustrophobia experienced by patients in a medical diagnosis or therapy apparatus, in particular a CT apparatus or an MR apparatus, with an examination region demarcated by said inner wall, in which examination region a patient can be positioned, a display is arranged in a region forming at least a portion of the inner wall. | 1. A medical diagnosis or therapy apparatus comprising: a patient-receiving unit comprising an examination volume configured to receive a patient therein, said examination region being demarcated by an inner wall having a tubular shape that defines a tubular opening in which said examination volume is located; anda display disposed in a region forming at least a portion of said inner wall, said region being within a field of view seen by a patient when situated in said examination volume, said display being comprised of an electrochromic material and having a curved shape conforming to said tubular shape of said inner wall. 2. A medical diagnosis or therapy apparatus as claimed in claim 1 wherein said region encompasses an entirety of said field of view seen by the patient, and wherein said display is co-extensive with said region. 3. A medical diagnosis or therapy apparatus as claimed in claim 1 wherein said display is situated directly on said inner wall. 4. A medical diagnosis or therapy apparatus as claimed in claim 1 comprising a control unit connected to said display, said control unit controlling a content displayed at said display, selected from the group consisting of images and information relevant to an examination of the patient. 5. A medical diagnosis or therapy apparatus as claimed in claim 4 wherein said control unit comprises a data storage medium on which images are stored to be shown on said display. 6. A medical diagnosis or therapy apparatus as claimed in claim 5 comprising an operator input unit connected to said control unit allowing manual entry of said content. 7. A medical diagnosis or therapy apparatus as claimed in claim 1 wherein said patient-receiving unit is selected from the group consisting of computed tomography data acquisition units and magnetic resonance data acquisition units. | Siemens Aktiengesellschaft | A61B005/05
US08180419 | B2 | 2012-05-15 | Tissue hydration estimation by spectral absorption bandwidth measurement | 2006-09-27 | A system and method are provided for determining tissue hydration. Specifically, in accordance with one aspect of the present invention there is provided a method for determining tissue hydration. The method includes detecting electromagnetic radiation scattered and reflected from the living tissue and using the detected electromagnetic radiation to determine spectral absorption bandwidth. The method also includes correlating the spectral absorption bandwidth to a tissue hydration index. | 1. A method for determining tissue hydration comprising: detecting electromagnetic radiation scattered and reflected from living tissue;using the detected electromagnetic radiation to determine a spectral absorption bandwidth by measuring a width of an absorption band substantially centered about an absorption peak; andcorrelating the spectral absorption bandwidth to a tissue hydration index. 2. The method of claim 1, comprising determining peak shift and correlating peak shift and the spectral absorption bandwidth to the tissue hydration index. 3. The method of claim 1, comprising emitting electromagnetic radiation, wherein the emitting comprises using light emitting diodes (LEDs) operating in the near-infrared spectrum having a spectral bandwidth of less than approximately 75 nm. 4. The method of claim 3, comprising using LEDs having emission peaks at 1500 nm and 1450 nm. 5. The method of claim 4, comprising using an additional LED having an emission peak at 1400 nm, the method comprising combining measurements at the three wavelengths to provide an estimate of a lean water fraction in the tissue. 6. The method of claim 5, comprising: linearly combining the logarithm of the measurements at the three wavelengths to produce a quantity related to the ratio of water-to-protein, (r), in the tissue; andcorrelating the ratio to the lean water fraction, (f1w), by: f1w=r/(1+r). 7. The method of claim 3, comprising using LEDs having emission peaks at 1550 nm, 1450 nm and 1400 nm. 8. The method of claim 3, comprising using LEDs having emission peaks at 1550 nm, 1430 nm and 850 nm. 9. The method of claim 3, comprising using LEDs having emission peaks at 1500 nm, 1450 nm, 1100 nm, and 1070 nm. 10. The method of claim 1, comprising emitting electromagnetic radiation, wherein the emitting comprises using at least one tunable laser. 11. The method of claim 1, comprising emitting electromagnetic radiation, wherein the emitting comprises using vertical-cavity surface-emitting lasers. 12. The method of claim 1, comprising emitting electromagnetic radiation, wherein the emitting comprises using a broadband source coupled with narrowband optical filters. 13. The method of claim 1, comprising emitting electromagnetic radiation, wherein the emitting comprises implementing NIR spectroscopy. 14. The method of claim 13, comprising using scanning-grating spectroscopy. 15. The method of claim 13, comprising using diode array spectroscopy. 16. The method of claim 1, wherein using the detected electromagnetic radiation to determine spectral absorption bandwidth comprises measuring absorption bandwidth separately on a short wavelength side and a long wavelength side of the absorption peak. 17. The method of claim 1, correlating the spectral absorption bandwidth to the tissue hydration index comprises calibrating the correlation based on a patient specific parameter. 18. The method of claim 1, wherein detecting electromagnetic radiation comprises using an InG... | Nellcor Puritan Bennett LLC | A61B005/1455 A61B006/00
US08394021 | B2 | 2013-03-12 | System and methods for processing analyte sensor data | 2007-10-01 | Systems and methods for processing sensor analyte data, including initiating calibration, updating calibration, evaluating clinical acceptability of reference and sensor analyte data, and evaluating the quality of sensor calibration. During initial calibration, the analyte sensor data is evaluated over a period of time to determine stability of the sensor. The sensor may be calibrated using a calibration set of one or more matched sensor and reference analyte data pairs. The calibration may be updated after evaluating the calibration set for best calibration based on inclusion criteria with newly received reference analyte data. Fail-safe mechanisms are provided based on clinical acceptability of reference and analyte data and quality of sensor calibration. Algorithms provide for optimized prospective and retrospective analysis of estimated blood analyte data from an analyte sensor. | 1. A method for calibrating an analyte sensor, the method comprising: using a sensor data receiving module to receive sensor data from an analyte sensor, the sensor data comprising one or more sensor data points;using a reference data receiving module to receive reference data from a reference analyte monitor, the reference data comprising one or more reference data points;using a processor module to form a matched data pair by matching at least one of the one or more reference data points with at least one of the one or more sensor data points;using the processor module to form a calibration set comprising n matched data pairs, wherein the calibration set comprises the matched data pair, wherein n represents the number of matched data pairs in the calibration set, and wherein n is a function of signal strength over time;using the processor module to create a conversion function based on the calibration set; andusing the processor module to transform at least some of the sensor data using the conversion function. 2. The method of claim 1, wherein n is a function of signal strength with respect to analyte concentration over time. 3. The method of claim 1, wherein n is further a function of a frequency of the received reference data points over time. 4. The method of claim 1, further comprising using the processor module to determine a value for n. 5. The method of claim 1, further comprising using the processor module to determine a level of confidence associated with the conversion function. 6. The method of claim 1, further comprising using the processor module to control an output of the transformed sensor data based on the level of confidence. 7. The method of claim 1, wherein the analyte sensor is a glucose sensor. 8. A system for calibrating an analyte sensor, the system comprising: means for receiving sensor data from an analyte sensor, the sensor data comprising one or more sensor data points;means for receiving reference data from a reference analyte monitor, the reference data comprising one or more reference data points;means for forming a matched data pair by matching at least one of the one or more reference data points with at least one of the one or more sensor data points;means for forming a calibration set comprising n matched data pairs, wherein the calibration set comprises the matched data pair, wherein n represents the number of matched data pairs in the calibration set, and wherein n is a function of signal strength over time;means for creating a conversion function based on the calibration set; andmeans for transforming at least some of the sensor data using the conversion function. 9. The system of claim 8, wherein n is a function of signal strength with respect to analyte concentration over time. 10. The system of claim 8, wherein n is further a function of a frequency of the received reference data points over time. 11. The system of claim 8, further comprising means for determining a value for n. 12. The syste... | DexCom, Inc. | A61B005/00 A61B005/05
US07933646 | B2 | 2011-04-26 | Clustering of recorded patient neurological activity to determine length of a neurological event | 2007-08-13 | Apparatus and method detect a detection cluster that is associated with a neurological event, such as a seizure, of a nervous system disorder and update therapy parameters that are associated with a treatment therapy. The occurrence of the detection cluster is detected when the maximal ratio exceeds an intensity threshold. If the maximal ratio drops below the intensity threshold for a time interval that is less than a time threshold and subsequently rises above the intensity threshold, the subsequent time duration is considered as being associated with the detection cluster rather than being associated with a different detection cluster. Consequently, treatment of the nervous system disorder during the corresponding time period is in accordance with one detection cluster. Treatment therapy may be provided by providing electrical stimulation, drug infusion or a combination. Therapy parameters may be updated for each mth successive group of applications of the treatment therapy or for each nth detection cluster. | 1. A method for determining a detection cluster that is associated with a neurological event of a nervous system disorder of a patient with a medical device system, the detection cluster being associated with at least one detection that exceeds a predetermined ratio threshold for a first predetermined time duration, the method comprising the steps of: (a) receiving a set of neurological signals, wherein each neurological signal is associated with a monitoring element; and(b) if any neurological signal of the set of neurological signals exceeds the predetermined ratio threshold for the first predetermined time duration, adjusting by at least one processor a first duration of the detection cluster by combining a second duration of the neurological signal with the first predetermined time duration. 2. The method of claim 1, wherein the nervous system disorder is selected from the group consisting of a disorder of a central nervous system, a disorder of a peripheral nervous system, and a mental health disorder, and a psychiatric disorder. 3. The method of claim 2, wherein the nervous system disorder is selected from the group consisting of epilepsy, Parkinson's disease, essential tremor, dystonia, multiple sclerosis (MS), anxiety, a mood disorder, a sleep disorder, obesity, and anorexia. 4. The method of claim 1, wherein the monitoring element is selected from the group consisting of an electrode and a sensor. 5. The method of claim 1, wherein the each neurological signal is selected from the group consisting of an electrical signal, a chemical signal, a biological signal, a temperature signal, a pressure signal, a respiration signal, a heart rate signal, a pH-level signal, and a peripheral nerve signal. 6. The method of claim 1, wherein the medical device system is selected from the group consisting of an external system, a hybrid system, and an implanted system. 7. The method of claim 1, further comprising the steps of: (c) determining that all neurological signals of the set of neurological signals have a corresponding ratio less than the predetermined ratio threshold at a first instance of time;(d) determining a second neurological signal having a subsequent ratio that is greater than or equal to the predetermined ratio threshold at a second instance of time; and(e) if a difference between the first instance of time and the second instance of time is greater than a second predetermined time duration, disregarding the time interval between the first instance of time and the second instance of time with the duration of the detection cluster. 8. The method of claim 1, wherein a ratio that is associated with the each neurological signal is determined by dividing a short-term value by a long-term value. 9. The method of claim 1, wherein the long-term value is associated with approximately thirty minutes and the short-term value is associated with approximately two seconds. 10. The method of claim 1, further comprising the steps of: (c) determ... | Medtronic, Inc. | A61B005/04
US07978891 | B2 | 2011-07-12 | Method and processor for generating a medical image using stored pan/zoom preferences | 2007-08-08 | In a method for generation of a medical image, starting from an acquired data set of an organ to be depicted, a magnification factor and/or an image section to be depicted are automatically determined dependent on the organ to be depicted. Based on this a medical image is generated from the data set. A data processing unit for medical images is fashioned for implementation of such a method and computer software implements such a method when it is executed on a data processing unit. | 1. A method for generating a medical image, comprising the steps of: providing a computerized processor, having a pan/zoom display function, with an acquired data set of anatomical organ to be depicted by implementing said pan/zoom display function with a pan/zoom display attribute selected from the group consisting of a magnification factor and an image section of the anatomical organ;storing a predetermined user preference for implementing said pan/zoom display function in a memory accessible by said computerized processor;in said processor, accessing said memory to retrieve said predetermined user preference from said memory, and automatically determining said display attribute dependent on said organ and dependent on said user preference; andfrom said processor, causing said data set of said anatomical organ to be visually displayed by implementing said pan/zoom display function in a display presentation embodying said automatically determined display attribute. 2. A method as claimed in claim 1 comprising storing in a databank accessible by said data processor, respective associations of pan/zoom different display attributes with different anatomical organs, and automatically determining said display attribute in said data processor by selecting the pan/zoom display attribute associated in said databank with the anatomical organ in said data set. 3. A method as claimed in claim 1 comprising automatically determining said pan/zoom display attribute in said data processor by operating on said data set with an algorithm selected from the group consisting of segmentation algorithms and pattern recognition algorithms. 4. A method as claimed in claim 1 comprising, in said data processor, automatically determining said pan/zoom display attribute to cause the anatomical organ to be depicted in said presentation together with a pre-determined region surrounding the anatomical organ. 5. A method as claimed in claim 1 comprising, in said data processor, automatically determining if said anatomical organ is only partially visible in said presentation and, if so, automatically causing said presentation to be displayed in a format allowing said presentation to be shifted. 6. A method as claimed in claim 1 comprising making an examination indication available to said data processor, and automatically determining said pan/zoom display attribute in said data processor dependent on said anatomical organ, said predetermined user preference, and said examination indication. 7. A method as claimed in claim 1 comprising allowing manual modification by a user of said predetermined user preference after retrieval thereof. 8. A method as claimed in claim 1 comprising, after displaying said presentation, executing a further image processing step in said data processor based on said presentation embodying the automatically determined pan/zoom display attribute. 9. A computerized system for generating a medical image, comprising: a computerized processor config... | Seimens Aktiengesellschaft | G06K009/00
US07941201 | B2 | 2011-05-10 | Microprobe array structure and method for manufacturing the same | 2006-11-15 | A microprobe array structure with self-stabilization capability and a method for manufacturing the same are proposed. The microprobe array structure is used to sense various biopotential signals, and is characterized in that the etching parameters are controlled during etching to manufacture a microprobe structure with a reduced bottom cross section so that the microprobe can be firmly stabilized in the skin tissue. Moreover, a conducting layer is formed on the microprobe to sense signals. A design of electric isolation between microprobes is also proposed. The microprobe array can therefore be used for the measurement of various biopotential signals, and can also be used as a stimulus. | 1. A microprobe structure used to measure biopotential signals, said microprobe structure comprising: an elongated tapering needle member having an increasing width in a first section integrally formed with a second section, said second section having an acute contour terminating at a point to define a tip portion; anda conducting layer covering said needle member including said tip portion. 2. The microprobe structure as claimed in claim 1, wherein said tip portion is conical. 3. The microprobe structure as claimed in claim 1, wherein said tip portion can puncture the Stratum Corneum and Stratum Germinativum to allow said microprobe to get into said Stratum Germinativum and measure said biopotential signals. 4. The microprobe structure as claimed in claim 1, wherein said biopotential signals include electroencephalographic (EEG) signals, electrocardiographic (ECG) signals and electromyographic (EMG) signals. 5. The microprobe structure as claimed in claim 1, wherein the total length of said tip portion and said needle member is 250˜450 micrometers. 6. The microprobe structure as claimed in claim 1, wherein a connection between said tip portion and a remaining portion of said needle member includes edges and corners to enhance a stabilization capability of said microprobe. 7. The microprobe structure as claimed in claim 1, wherein a ratio of a cross-sectional area at an interface between said tip portion and a remaining portion of said needle member and a bottom of said needle member is larger than 1. 8. The microprobe structure as claimed in claim 1, wherein the material of said conducting layer is polymer, thin film material or metal. 9. The microprobe structure as claimed in claim 1, wherein a bottom of said needle member is connected to a substrate and used as a sensing electrode that is connected to an external circuit and used to receive said measured biopotential signals. 10. The microprobe structure as claimed in claim 9, wherein the material of said substrate is silicon. 11. The microprobe structure as claimed in claim 9, wherein a plurality of said microprobes is disposed on said substrate to form a microprobe array. 12. The microprobe structure as claimed in claim 11, wherein said conducting layers of said microprobes are connected together to measure one of said biopotential signals. 13. The microprobe structure as claimed in claim 11, wherein said conducting layers of said microprobes are mutually isolated, and said microprobe array is used to measure a plurality of said biopotential signals. 14. The microprobe structure as claimed in claim 13, wherein each of said microprobes with mutually isolated conducting layers is used as a stimulus. 15. The microprobe structure as claimed in claim 14, wherein when said microprobe is used as a stimulus, a voltage or a current is conducted into said microprobe to electrify said microprobe or render pressure to the punctured location. 16. The microprobe structure as claimed in clai... | National Chiao Tung University | A61B005/04
US08114023 | B2 | 2012-02-14 | Analyte sensing and response system | 2006-11-01 | Electrochemical systems for measuring an analyte concentration, and correcting any surplus or deficiency in the measured concentration. More specifically, systems for measuring an analyte level in a fluid with an implantable sensor, processing the measurements with an algorithm, and determining an appropriate fluid infusion rate in response to the measurements. | 1. A method of determining a fluid infusion rate for infusing a fluid containing insulin into a user, comprising using a glucose detection device to monitor concentration of glucose in the user and generating a sensor output signal based on the monitored concentration,using the sensor output signal to generate a processor input signal,processing the processor input signal using a fading memory proportional derivative algorithm to generate a processor output signal,determining a fluid infusion rate based at least partially on the processor output signal wherein the fluid contains insulin,delivering the fluid containing insulin into the user, anddelivering a glucose-increasing substance to the user when the user's glucose concentration is falling at a rate above a pre-determined threshold, and the user's glucose concentration has fallen below a pre-determined threshold level. 2. The method of claim 1, wherein the glucose-increasing substance is selected from the following: (a) glucagon, (b) glucagon-like agent, (c) glucose, and (d) dextrose, and mixtures thereof. 3. The method of claim 1, further comprising receiving the sensor output signal at a transmitter electrically coupled to the sensor, converting the sensor output signal to the processor input signal with the transmitter, and transmitting the processor input signal to the processor with the transmitter. 4. The method of claim 1, wherein determining the fluid infusion rate also is based on at least one of the following traits of the user: insulin sensitivity, age, body weight, usual total daily insulin dose, or physical adiposity. 5. The method of claim 1 further comprising implanting the glucose detection device in the user. 6. A method of determining a fluid infusion rate for infusing a fluid containing insulin into a user, comprising using a glucose detection device to monitor concentration of glucose in the user and generating a sensor output signal based on the monitored concentration,using the sensor output signal to generate a processor input signal,processing the processor input signal using a fading memory proportional derivative algorithm to generate a processor output signal,determining the fluid infusion rate based at least partially on the processor output signal,delivering the fluid containing insulin into the user, anddelivering a glucose-increasing substance to the user when the user's glucose concentration is falling, the timing and amount of glucose-increasing substance delivered being based on a proportional error of glucose concentration and a derivative error of glucose concentration. 7. The method of claim 6, wherein the timing and amount of glucose-increasing substance delivered is based at least partially on a fading memory calculation relative to the proportional error. 8. The method of claim 6, wherein the timing and amount of the glucose-increasing substance delivered is based at least partially on a fading memory calculation relative to the derivative error... | Legacy Emanuel Hospital & Health Center | A61B005/00 A61B005/05
US20080004504 | A1 | 2008-01-03 | System for detecting allergic reactions resulting from a chemical substance given to a patient | 2006-06-30 | System for detecting allergic reactions resulting from a chemical substance given to a patient The system comprises a workstation configured to carry out desired proceedings and physiological measurements of the patient, a detection arrangement for detecting the chemical substance given to the patient, a database having information of allergic symptoms, and a warning/information display. The database is configured to operate with the workstation to obtain results of the physiological measurements carried out, and is further configured to operate with the detection arrangement for detecting the chemical substance given to the patient and the warning/information display in order to generate a warning of allergic reactions from the basis of the information obtained from the physiological measurements and the chemical substance given to the patient. | 1. System for detecting allergic reactions resulting from a chemical substance given to a patient, the system comprising: a workstation configured to carry out desired physiological measurements of the patient,a detection arrangement for detecting the chemical substance given to the patient,a database having information of allergic symptoms, anda warning/information display, the database being configured to operate with the workstation to obtain results of the physiological measurements carried out, and being further configured to operate with the detection arrangement for detecting the chemical substance given to the patient and the warning/information display in order to generate a warning of allergic reactions from the basis of the information obtained from the physiological measurements and the chemical substance given to the patient. 2. The system of claim 1, wherein the chemical substance is a drug. 3. The system of claim 1, wherein the chemical substance is food. 4. The system of claim 1, wherein the workstation is an anaesthesia workstation. 5. The system of claim 1, wherein the workstation is a critical care monitor. 6. The system of claim 1, wherein dosage data of the chemical substance given to the patient and physiological changes resulted from the dosage are detected and measured and are included into information from the basis of which the warning of allergic reactions is generated. 7. The system of claim 1, wherein the interactions of two or more chemical substances and physiological changes resulted from the interactions are detected and measured and are included into information from basis of which the warning of allergic reactions is generated. 8. The system of claim 1, wherein the system further comprises a device for feeding known allergies of the patient to the system. 9. The system of claim 1, wherein the detection arrangement also detects timing of the chemical substance given to the patient. | - | G06Q050/00 A61B005/00
US20080015894 | A1 | 2008-01-17 | Health Risk Assessment Of A Medication Therapy Regimen | 2006-07-17 | A method of assessing a health risk associated with a medication therapy regimen identifies potentially adverse health outcomes resulting from the medication therapy regimen. Methods of assessing a health risk associated with a medication therapy regimen and intervention thereof are provided herein. The methods of assessing a health risk associated with a medication therapy regimen and intervention include receiving information on one or more patient risk factors associated with the person, receiving information on a medical condition, receiving information on a medication being used by the person, evaluating the patient risk factor, the medical condition and medication information to identify an adverse health outcome, and evaluating the likeli. | 1. A method of assessing a health risk for a person comprising: receiving patient parameter data relating to one or more patient risk factors associated with the person;receiving medical condition data relating to a medical condition associated with the person;receiving medication data relating to a medication being used by the person;evaluating the patient parameter data, the medical condition data and the medication data to identify an adverse health outcome for the person; andevaluating the likelihood of the identified adverse health outcome based on the patient parameter data, the medical condition data and the medication data. 2. The method of claim 1, wherein receiving the patient parameter data comprises receiving the patient parameter data from the person,wherein receiving the medical condition data comprises receiving the medical condition data from the person, andwherein receiving the medication data comprises receiving medication data from the person. 3. The method of claim 1, wherein receiving the patient parameter data comprises receiving the patient parameter data via the internet,wherein receiving the medical condition data comprises receiving the medical condition data via the internet, andwherein receiving the medication data comprises receiving medication data via the internet. 4. The method of claim 1, wherein the medication data comprises data relating to utilization of the medication. 5. The method of claim 1 wherein the medication data comprises data relating to the duration the medication has been used by the person. 6. The method of claim 1, wherein the medication data relates to a plurality of medications being used by the person and wherein evaluating the patient parameter data, the medical condition data and the medication data to identify an adverse health outcome for the person comprises evaluating an interaction between the plurality of medications being used by the person. 7. The method of claim 1, wherein evaluating the patient parameter data, the medical condition data and the medication data to identify an adverse health outcome for the person comprises evaluating an interaction between the medication and the medical condition. 8. The method of claim 1, wherein evaluating the patient parameter data, the medical condition data and the medication data to identify an adverse health outcome for the person comprises evaluating the utilization of the medication for overutilzation of the medication. 9. The method of claim 1, wherein evaluating the patient parameter data, the medical condition data and the medication data to identify an adverse health outcome for the person comprises evaluating the utilization of the medication for abuse. 10. The method of claim 1, wherein evaluating the patient parameter data, the medical condition data and the medication data to identify an adverse health outcome for the person comprises evaluating the utilization of the medication for fraud. 11. The method of claim 1, wherei... | WALGREEN CO. | G06Q010/00 A61B005/00
US20080033253 | A1 | 2008-02-07 | Computer-implemented integrated health systems and methods | 2006-10-13 | Computer-implemented integrated health systems and methods related to organs of the human body and to cancer. For example, a method and a system can be configured for choosing a strategy for an organ condition that maximizes a life score. | 1. A computer-implemented method for screening for progressing cancer and other conditions of a organ for an individual, comprising: estimating trends over time for test results of two biomarkers and their ratio; estimating trends in residual velocities over time for two biomarkers; estimating the severity of one or more conditions of an organ, including years of early warning before the cure rate for progressing cancer begins to decline, where the residual velocity of a biomarker is mapped to years of early warning by comparing the residual velocity with a residual velocity trend of that marker for progressing cancer versus years of early warning; determining the alert level for progressing cancer by comparing the residual velocity trend for one biomarker and either the residual velocity trend for a second biomarker or the ratio of the second to the first residual velocity trend with a two dimensional map of alert levels; estimating the probability of one or more conditions of an organ, including that cancer is progressing based on: prior probabilities of a range of years of early warning of progressing cancer based on personal risk factors for the individual, a probability distribution for no progressing cancer around the predicted values for the trend residual velocity for one biomarker and either the trend residual velocity for a second biomarker or the ratio of the second to the first trend residual velocity where both biologic uncertainty and trend uncertainty are taken into account; probability distributions for one or more years of early warning of progressing cancer, based on population studies, for the trend residual velocity for one biomarker and either the trend residual velocity for a second biomarker or the ratio of the second to the first trend residual velocity where both biologic uncertainty and trend uncertainty are taken into account; wherein the estimated probability is used for screening for progressing cancer for the individual. 2. A data signal that is transmitted using a network, wherein the data signal includes the estimated probability of claim 1. 3. The method of claim 2, wherein the data signal comprises packetized data that is transmitted through a carrier wave across the network. 4. Computer-readable medium containing instructions for causing a computing device to perform the method of claim 1. 5. A computer-implemented system for screening for progressing cancer and other conditions of a organ for an individual, comprising: means for estimating trends over time for test results of two biomarkers and their ratio; means for estimating trends in residual velocities over time for two biomarkers; means for estimating the severity of one or more conditions of an organ, including years of early warning before the cure rate for progressing cancer begins to decline, where the residual velocity of a biomarker is mapped to years of early warning by comparing the residual velocity with a residual velocity trend of th... | - | A61B005/00
US20080064978 | A1 | 2008-03-13 | System and Method for Measuring Skin Potential | 2005-04-28 | A skin potential measurement system including a plurality of measurement electrodes (3) and a data processing unit (4, 2). The electrodes and the processing unit are in wireless communication. Each electrode receives a digital identification code and transmits an analog signal indicative of a patient's measured skin potential. The processing unit shapes the analog signal prior to digitization then processing thereof. | 1. System for measuring skin potential comprising a plurality of measurement electrodes (3) and a data processing unit (4, 2), characterized in that each measurement electrode is associated with an electronic module comprising: means for generating a potential difference between the potential measured by said measurement electrode and a reference electrode inside said electronic module, modulation means for modulating said potential difference to an analogue signal, a first transceiver (13) for wireless transmission of this thus-modulated analogue signal to the data processing unit (4, 2), and in that the data processing unit comprises a second transceiver (10) for digital transmission of an identification code of each electronic module and for receiving said analogue signal; demodulation means for demodulating this analogue signal; and shaping means for calibrating an analogue-to-digital converter, the latter being able to convert said analogue signal before processing. 2. System according to claim 1, characterized in that each electronic module comprises a memory space containing a unique code. 3. System according to claim 2, characterized in that each electronic module comprises means for comparing said unique code with a code transmitted by the processing unit, and means for activating the transmission of the skin potential measured by the associated electrode when the transmitted code corresponds to said unique code. 4. System according to claim 3, characterized in that each electronic module comprises a time delay means in order to maintain the first transceiver in transmission mode for a predetermined period when the transmission of the skin potential must be activated. 5. System according to claim 1, characterized in that the processing unit comprises means for generating and transmitting in a cyclic manner the code associated with each electronic module. 6. System according to claim 5, characterized in that the processing unit comprises time delay means for maintaining the second transceiver in transmission mode for a predetermined period during the sending of a code, and for maintaining the second transceiver in receiving mode for a predetermined period in order to receive an analogue signal from an electronic module. 7. System according to claim 1, characterized in that the processing unit comprises a microcontroller for managing the communication with the electrodes and for communicating with a remote microcomputer. 8. System according to claim 1, characterized in that the processing unit comprises a microcontroller for managing the communication with the electrodes and for communicating with a remote PDA electronic agenda. 9. System according to claim 7, characterized in that the communication between the processing unit and the remote element takes place wirelessly via the WIFI protocol. 10. System according to claim 1, characterized in that each electronic module comprises a supply coil of said electronic module,... | Universite Rene Descartes- Paris 5 | A61B005/04
US20080058626 | A1 | 2008-03-06 | ANALYTICAL METER WITH DISPLAY-BASED TUTORIAL MODULE | 2006-10-30 | An analytical meter for determining an analyte (e.g., glucose) in a bodily fluid sample (for example a whole blood sample) includes a display-based tutorial module. In addition, the display-based tutorial module includes a user interface (with a visual display), a memory unit and a microprocessor unit. The memory unit is configured for storing a tutorial, with the tutorial having a plurality of chapters, each containing one or more tutorial images depicting use of the analytical meter. The microprocessor is unit configured for controlling and coordinating at least the user interface and the memory unit. Moreover, the user interface, microprocessor unit and memory unit are operatively linked and configured for event-driven chapter-based display of the tutorial images to a user on the visual display. | 1. An analytical meter for determining an analyte in a bodily fluid sample, the analytical meter comprising: a display-based tutorial module with: a user interface that includes a visual display;a memory unit storing a tutorial, the tutorial having a plurality of chapters with each of the plurality of chapters containing at least one tutorial image depicting use of the analytical meter; anda microprocessor unit configured for controlling and coordinating at least the user interface and the memory unit,wherein the user interface, microprocessor unit and memory unit are operatively linked and configured for event-driven chapter-based display of the tutorial images to a user on the visual display. 2. The analytical meter of claim 1 wherein the analytical meter is configured for determination of glucose in a whole blood sample. 3. The analytical meter of claim 1 wherein display-based tutorial module includes a user-operable tutorial button and the event-driven chapter-based display of the tutorial images includes at least one event-driven chapter-based display driven by an event of the user depressing the user operable tutorial button. 4. The analytical meter of claim 1 wherein the event-driven chapter-based display of the tutorial images includes a sequence of animated tutorial images. 5. The analytical meter of claim 1 wherein the visual display is configured to display an analyte concentration. 6. The analytical meter of claim 1 wherein the event-driven chapter-based display of tutorial images is based on an analytical strip insertion into the analytical meter event. 7. The analytical meter of claim 1 wherein the event-driven chapter-based display of tutorial images is based on a bodily fluid dosing event. 8. The analytical meter of claim 1 wherein the event-driven chapter-based display includes a chapter depicting bodily fluid dosing. 9. The analytical meter of claim 1 wherein the event-driven chapter-based display includes a chapter depicting analytical test strip insertion into the analytical meter. 10. The analytical meter of claim 1 wherein the event-driven chapter-based display includes a chapter depicting a simulated determination of an analyte in a bodily fluid sample by the analytical meter. | - | A61B005/145
US07779840 | B2 | 2010-08-24 | Ventilator breath condensate sampler and method of collecting a breath condensate sample | 2006-06-21 | A breath condensate sampler for use with a mechanical ventilator, the breath condensate sampler includes an airflow valve, a condensate formation tube, a condensate trap, and a condensate collection receptacle. The airflow valve directs air from the expiratory limb into the condensate formation tube wherein the condensate portion of exhaled gases are separated from the gaseous portion of the exhaled gases. A method of collecting a breath condensate sample is also herein disclosed. | 1. A method of collecting a sample of breath condensate from a patient receiving mechanical ventilation via a mechanical ventilator, the method comprising the steps of: inserting a breath condensate sampler in fluid connection with an expiratory limb of the ventilator, the expiratory limb directing exhaled breath away from the patient;activating the sampler to collect a sample of breath condensate from the exhaled breath;cooling a condensate formation tube of the breath condensate sampler to a target temperature;shunting the exhaled breath from the expiratory limb into the condensate formation tube;condensing breath condensate from the exhaled breath as the exhaled breath passes through the condensate formation tube and back to the expiratory limb;collecting a breath condensate sample;ending the breath and condensate sample collection when the breath condensate sample reaches a threshold volume. 2. The method of claim 1 further comprising the step of analyzing the breath condensate sample to determine constituent concentrates of the breath condensate sample. 3. The method of claim 2 wherein collecting the breath condensate sample comprises directing the breath condensate sample into a breath condensate sample analysis device. 4. The method of claim 3 wherein the breath condensate sample analysis device is a mass spectrograph. 5. The method of claim 1 wherein the step of activating the sampler is performed automatically according to a pre-determined schedule of sample collections. 6. The method of claim 1 wherein the threshold volume is between 0.25 mL and 3 mL. 7. A breath condensate sampler for use with a mechanical ventilator delivering respiratory support to a patient via a breathing circuit, the breath condensate sampler comprising: an air flow valve configured to couple with the breathing circuit and to receive exhaled gases therefrom through an inlet, the air flow valve being movable between a first position that allows exhaled gases to flow from the inlet through the air flow valve and a second position that directs exhaled gases from the inlet into the breath condensate sampler;a condensate formation tube connected to the air flow valve, the condensate formation tube separates a condensate portion of the exhaled gases from a gaseous portion of the exhaled gases and directs the gaseous portion out of the breath condensate sampler;a cooling sleeve surrounding at least a portion of the condensate formation tube;a cooling apparatus coupled to the cooling sleeve such as to cool the cooling sleeve and the condensate formation tube, wherein the condensate formation tube further comprises a thermally conductive material;a condensate trap connected to the condensate formation tube, the condensate trap collects the condensate portion from the condensate formation tube; anda condensate collection receptacle connected to the condensate trap, the condensate collection receptacle accumulates the condensate portion of the exhaled gases. 8. The br... | General Electric Company | A62B007/02 A61B005/0971
US07605587 | B2 | 2009-10-20 | Magnetic resonance imaging apparatus | 2005-11-29 | A magnetic resonance imaging apparatus is provide that includes static magnetic field generation means arranged around an imaging space where an examinee is to be located and generating a static magnetic field in the imaging space; gradient magnetic field generation means arranged in the imaging space side of the static magnetic field generation means and generating a gradient magnetic field in the imaging space; and high-frequency magnetic field generation means arranged at the imaging space side of the gradient magnetic field generation means and generating a high-frequency magnetic field in the imaging space. The gradient magnetic field generation means has a concave portion in the vicinity of the imaging space depressed toward the static magnetic field generation means. At least a part of the high-frequency magnetic field generation means is contained in the concave portion. | 1. A magnetic resonance imaging apparatus comprising: static magnetic field generation means arranged in the vicinity of an imaging space where an examinee is to be located, and generating a static magnetic field in the imaging space;gradient magnetic field generation means arranged in the imaging space side of the static magnetic field generation means and generating a gradient magnetic field in the imaging space; andhigh-frequency magnetic field generation means arranged at the imaging space side of the gradient magnetic field generation means and generating a high-frequency magnetic field in the imaging space,wherein the gradient magnetic field generation means has a concave portion at a center and surrounding part thereof, depressed toward the static magnetic field generation means, and at least a part of the high-frequency magnetic field generation means is contained in the concave portion. 2. The magnetic resonance imaging apparatus according to claim 1, wherein the concave portion has a cross section shaped in rectangle, and one side of the rectangle is parallel to the body axis of an examinee located in the imaging space. 3. The magnetic resonance imaging apparatus according to claim 1, wherein the concave portion has a trapezoidal shape, and the upper and lower hem of the trapezoid are parallel to the body axis of the examinee located in the imaging space. 4. The magnetic resonance imaging apparatus according to claim 1, wherein: the static magnetic field generation means has a cylindrical shape;the gradient magnetic field generation means is placed along the internal surface of the cylinder on the imaging space side of the static magnetic field generation means; andthe concave portion is formed along the internal surface of the cylinder. 5. The magnetic resonance imaging apparatus according to claim 1, wherein: the gradient magnetic field generation means has a gradient magnetic field main coil for generating a main gradient magnetic field in the imaging space, and a gradient magnetic field shielding coil for preventing the magnetic field generated by the gradient magnetic field main coil from leaking to the other side of the imaging space;the gradient magnetic field main coil is formed by a first cylindrical portion having a first radius which has the same axis as the body axis of the examinee, a second cylindrical portion which has the smaller internal radius than the first internal radius and the same axis as the body axis of the examinee, and a coupling portion for connecting the first cylindrical portion and the second cylindrical portion; andthe first cylindrical portion is placed on the side closer to the imaging space than the second cylindrical portion along the body axis direction of the examinee, and the high-frequency magnetic field generation means is placed on the imaging space side of the first cylindrical portion. 6. The magnetic resonance imaging apparatus according to claim 5, wherein the second cylindrical portio... | Hitachi Medical Corporation | G01V003/00
US07317939 | B2 | 2008-01-08 | Method of optical measurements for determining various parameters of the patient's blood | 2006-04-24 | A method for optical measurements of desired parameters of the patient's blood is presented. A state of the blood flow cessation is provided within a measurement region and maintained during a predetermined time period. Measurement sessions are performed within this predetermined time period. Each measurement session includes at least two measurements with different wavelengths of incident light. Obtained measured data is representative of the time dependence of light response of the blood in the measurement region. The analyses of the measured data enables the determination of the desired blood parameters extracted from optical characteristics associated with the erythrocytes aggregation process during the state of the blood flow cessation. | 1. An apparatus for use in non-invasive measurements on a patient's body, the apparatus comprising: a blood flow affecting unit configured and operable to create and maintain a state of blood flow cessation in a cessation location in the body for a predetermined time period;an illumination/detection system configured and operable to carry out optical measurements with at least two selected different wavelengths of incident radiation on a measurement location, which is identical or adjacent to said cessation location, during at least said predetermined period of time, and generating measured data representative of light response of the measurement location to said incident radiation of at least two different wavelengths; anda control unit connectable to the illumination/detection unit and preprogrammed to be responsive to the measured data for processing said data for determining a relation between time variations of the light response signals of said at least two different wavelengths for at least a certain time interval of said predetermined time period, analyzing said relation utilizing reference data based on a model corresponding to effects occurring before, during, and after the blood flow cessation state, and determining and displaying at least one of the following parameters of the patient blood or tissue: concentration of glucose, concentration of hemoglobin, hematocrit, and oxygen saturation. 2. The apparatus according to claim 1, wherein said blood flow affecting unit comprises an occlusion assembly configured and operable to apply certain over-systolic pressure to the patient's body to create the blood flow cessation state at the cessation location. 3. The apparatus according to claim 1, wherein the control unit is configured to operate the illumination/detection system and perform preliminary optical measurements for detecting the existence of the blood flow cessation state. 4. The apparatus according to claim 1, wherein the control unit is adapted to maintain said state of the blood flow cessation during the predetermined time period which is insufficient for irreversible changes to occur in the patient's blood perfused fleshy medium. 5. The apparatus according to claim 4, wherein said predetermined time period is from one second to several minutes. 6. The apparatus according to claim 1, wherein the control unit is adapted to select for said processing the measured data corresponding to said preset time interval which is an initial time interval corresponding to relatively strong changes of the light response with time, as compared to a next, asymptotic time interval of said predetermined time period. 7. The apparatus according to claim 1, wherein the control unit is adapted to select for said processing the measured data corresponding to said preset time interval which is an asymptotic time interval corresponding to relatively slow changes of the light response with time, as comparedto an initial time interval of said predeter... | Orsense Ltd. | A61B005/00
US20080064975 | A1 | 2008-03-13 | SPECTROSCOPIC BREATH ANALYSIS | 2007-11-06 | Methods and apparatus for the analysis of exhaled breath by spectroscopy are disclosed. An optical cavity containing the exhaled breath, typically comprising a pair of opposing high reflectivity mirror, is used to implement a cavity enhanced absorption technique. Pairs of 12CO2 and 13CO2 absorption lines suitable for use in spectroscopic breath analysis are also disclosed. | 1-22. (canceled) 23. A method of using cavity enhanced absorption spectroscopy to quantify one or more isotopically-labelled carbon compounds in a sample, the method comprising the steps of: passing at least a portion of said sample into an optical cavity; illuminating said sample in said optical cavity with radiation emitted by an optical source, wherein the optical cavity is arranged to allow radiation emitted from the optical source to be repeatedly reflected and retrace its path to excite a plurality of cavity modes; and measuring a wavelength-dependent reduction in the intensity of radiation in said optical cavity caused by variations in cavity ringdown time caused by absorption of said radiation in said optical cavity by said one or more isotopically-labelled carbon compounds, thereby to quantify said one or more isotopically-labelled carbon compounds. 24. A method according to claim 1 wherein said one or more isotopically-labelled carbon compounds are compounds of carbon 13. 25. A method according to claim 1 wherein said one or more isotopically-labelled carbon compounds comprise bacterial metabolites. 26. A method according to claim 3 wherein said one or more isotopically-labelled carbon compounds comprise bacterial metabolites of urea. 27. A method according to claim 1 wherein said one or more isotopically-labelled carbon compounds comprise enzyme metabolites. 28. A method according to claim 1 wherein said one or more isotopically-labelled carbon compounds comprise compounds indicative of fat digestion. 29. A method according to claim 1 wherein said one or more isotopically-labelled carbon compounds comprise carbon dioxide. 30. A method according to claim 1 wherein said one or more isotopically-labelled carbon compounds comprise volatile organic compounds. 31. A method according to claim 1 wherein said one or more isotopically-labelled carbon compounds comprise at least one of the group comprising: methane, alkanes, pentanes, methylpentane, formaldehyde. 32. A method according to claim 1 wherein said sample is breath. 33. A method of using cavity enhanced absorption spectroscopy to quantify one or more nitrogen compounds in a sample, the method comprising the steps of: passing at least a portion of said sample into an optical cavity; illuminating said sample in said optical cavity with radiation emitted by an optical source, wherein the optical cavity is arranged to allow radiation emitted from the optical source to be repeatedly reflected and retrace its path to excite a plurality of cavity modes; and measuring a wavelength-dependent reduction in the intensity of radiation in said optical cavity caused by variations in cavity ringdown time caused by absorption of said radiation in said optical cavity by said one or more nitrogen compounds, thereby to quantify said one or more nitrogen compounds. 34. A method according to claim 11 wherein said sample is breath. 35. A method according to claim 11 wherein said o... | - | A61B005/08 G01J003/00 G01N021/84 G01N033/497
US20080038154 | A1 | 2008-02-14 | Method, Apparatus and Kit for Breath Diagnosis | 2005-02-16 | Various medical conditions in a subject may be diagnosed by comparing the concentration of a diagnostic species such as ethane in breath samples from a subject from different stages of the breathing cycle. Using phase sensitive measurement of absorption of IR laser radiation, very small concentrations of the diagnostic species can be measured. Apparatus for collecting breath samples from different stages of the breathing cycle is also disclosed. | 1-22. (canceled) 23. A method for diagnosing a predetermined condition in a subject, said method comprising the steps of: (i) determining the amount, or relative amount, of a predetermined diagnostic species in a first breath sample; (ii) determining the amount, or relative amount, of said predetermined diagnostic species in a second breath sample; (iii) relating the results of steps (i) and (ii) with the presence or absence of said predetermined condition; wherein said first sample and second sample are ex vivo and are derived from different phases of a breathing cycle of said subject, the first breath sample being of tidal breath and the second breath sample being of alveolar breath, and steps (i) and (ii) are carried out using a measurement apparatus arranged to detect the absorption of electromagnetic radiation at and around a known absorption wavelength for the diagnostic species. 24. A method according to claim 23 wherein the predetermined condition is a condition that has a discernible effect on the oxidative stress and/or lipid peroxidation in the subject. 25. A method according to claim 23 wherein the predetermined condition is one or more or a combination of: cancer, such as lung cancer; pulmonary disease; heart disease, chronic obstructive pulmonary disease, cardiovascular disease or peripheral vascular disease, ischaemia-reperfusion injury; Alzheimer's disease; attention deficit hyperactivity disorder; asthma; diabetes; immune and auto-immune diseases or disorders; post-organ-transplantation conditions; metabolic syndrome; stroke or other brain injury; liver disease; hyperlipidaemia; conditions resulting from hyperbaric or hyperoxia treatment; inflammatory bowel disease; vitamin E deficiency, selenium deficiency and other nutritional diseases; malnutrition; pregnancy; pre-eclampsia; gastro-intestinal conditions; or genetic disorder leading to increases in oxidative stress and/or lipid peroxidation. 26. A method according to claim 23 wherein the diagnostic species is a species that is volatile at room temperature and pressure. 27. A method according to claim 23 wherein the measurement apparatus has a laser source with tunable wavelength. 28. A method according to claim 27 wherein the measurement apparatus has phase-sensitive detection means to detect intensity fluctuations of the electromagnetic radiation from the laser source. | - | B32B005/02 A61B005/00 H01L021/82
US07340294 | B2 | 2008-03-04 | Impedance measurement apparatus for assessment of biomedical electrode interface quality | 2005-08-11 | Apparatus for assessing the electrical properties of patient-electrode interfaces has a carrier signal source injecting two carrier signals comprising an AC signal with a DC offset to the electrodes. The carrier signals are out of phase. The outputs from the electrodes are formed into electrocardiographic lead signals in a pre-amplifier circuit. Signal processing circuit is coupled to the pre-amplifier circuit and provides a first signal comprising the AC carrier signal contained in an ECG lead signal and a second signal containing a DC offset signal. The first and second signals are provided to a microprocessor to obtain an output indicative of the electrical properties of electrode interfaces for the ECG lead signal. | 1. Apparatus for assessing the electrical properties of an interface between a patient and electrodes applied to the patient, said apparatus comprising: a carrier signal source couplable to the electrodes, said carrier signal source receiving DC energization and AC energization and outputting two carrier signals comprising an AC signal with a DC offset, the two carrier signals being out of phase with each other by a pre-selected amount, one of said carrier signals being suppliable to a selected one of said electrodes, the other of said carrier signals being suppliable to others of said electrodes;amplifier means comprising at least one amplifier each having a pair of inputs, one of said inputs being couplable to the selected one of the electrodes, the other input being couplable to another of said electrodes, said amplifier producing an output lead signal in which AC and DC offset characteristics result from the electrical properties of the patient interfaces at the electrodes; andsignal processing means coupled to said amplifier means and receiving said output lead signal of said amplifier, said signal processing means having means for obtaining and providing a first signal comprising the AC signal characteristics of the output lead signal and for providing a second signal comprising the DC characteristics in the output lead signal, said signal processing means having means employing said first signal to provide a first output indicative of the quality of an interface between the electrodes and the patient and said second signal to provide a second output indicative of the status of the connection between the electrodes and the patient. 2. The apparatus according to claim 1 wherein said carrier signal source is further defined as providing two carrier signals phase shifted by 180° from each other. 3. The apparatus according to claim 1 wherein said carrier signal source comprises a pair of cascaded amplifiers. 4. The apparatus according to claim 3 wherein said amplifiers receive AC energization to inverting input terminals and DC energization to non-inverting input terminals. 5. The apparatus according to claim 1 wherein said carrier signal source provides carrier signals incorporating AC energization having a frequency between about 240-800 Hz. 6. The apparatus according to claim 1 wherein said amplifier means includes a plurality of amplifiers. 7. The apparatus according to claim 1 wherein said signal processing means further provides signals containing physiological data from the patient. 8. The apparatus according to claim 7 wherein said signal processing means provides signals containing electrocardiographic data from the patient. 9. The apparatus according to claim 1 wherein said signal processing means further includes filter means for obtaining and providing said first and second signals, digital signal processing means for digitizing said first and second signals and wherein said means employing said first and second signals comp... | The General Electric Company | A61B005/04
US07630758 | B2 | 2009-12-08 | Separation of natural and drug-induced sleep of a subject | 2006-06-22 | The invention relates to a mechanism for detecting whether a sleep state of a subject is due to natural sleep or induced by drugs. An indicator indicative of the activation of the autonomic nervous system of the subject is derived based on cardiovascular signal data measured from the subject and the indicator is employed to identify whether the sleep of the subject is drug-induced sleep or natural sleep. The identification is performed upon detection of a sleep state. | 1. A method for separating natural sleep from drug-induced unconsciousness, the method comprising the steps of: acquiring brain wave signal data from a subject;detecting, based on the brain wave signal data, when the subject is in sleep;obtaining cardiovascular signal data from the subject, the cardiovascular signal data being indicative of the function of the cardiovascular system of the subject;deriving, using a processor based on the cardiovascular signal data, an indicator indicative of the activation of the autonomic nervous system of the subject; andwherein when the detecting step indicates that the subject is in sleep, identifying, based on the indicator, whether the sleep is drug-induced sleep or natural sleep. 2. A method according to claim 1, wherein the obtaining step includes obtaining the cardiovascular signal data from the subject, in which the cardiovascular signal data corresponds to one of the data types in a group including plethysmographic data, EGG data, and blood pressure data. 3. A method according to claim 1, wherein the detecting step includes a sub-step of determining a parameter indicative of the hypnotic state of the subject. 4. A method according to claim 3, wherein the determining sub-step includes determining the parameter, in which the parameter is a measure of irregularity of the brain wave signal data. 5. A method according to claim 4, wherein the determining sub-step includes determining the measure of irregularity of the brain wave signal data, in which the measure of irregularity is indicative of the entropy of the brain wave signal data. 6. A method according to claim 5, wherein the detecting step includes the sub-steps of: comparing the measure of irregularity with a threshold value; anddeciding that the subject is in sleep if the measure of irregularity is below the threshold value. 7. A method according to claim 1, wherein the detecting step includes the sub-steps of: defining at least two sub-indices from the brain wave signal data, the at least two sub-indices being selected from a group including a spectral sub-index, a bispectral sub-index, and a time-domain sub-index; andderiving a combinatory index from the at least two sub-indices. 8. A method according to claim 1, wherein the identifying step includes a sub-step of comparing the indicator with a first limit value. 9. A method according to claim 1, wherein the obtaining step includes obtaining the cardiovascular signal data from the subject, in which the cardiovascular signal data is plethysmographic data; andthe deriving step includes deriving the indicator, in which the indicator is indicative of the variability of plethysmographic pulse amplitude. 10. A method according to claim 8, wherein the identifying step includes the sub-steps of: indicating natural sleep when the indicator exceeds the first limit value; andindicating drug-induced unconsciousness when the indicator remains below the first limit value. 11. A method according to clai... | General Electric Company | A61B005/00
US07335161 | B2 | 2008-02-26 | Techniques for blood pressure measurement by implantable device | 2004-08-20 | An implantable cardiac device is configured and programmed to collect blood pressure waveforms from one or more implantable pressure sensors. Techniques are described for extracting features and reducing noise in the pressure waveforms by averaging waveforms which are aligned with a detected cardiac cycle. Noise can also be reduced by gating and calibration functions performed in accordance with other sensor data. | 1. A device, comprising: a sensing channel for generating signals reflective of cardiac electrical activity;an intravascular pressure sensor for generating blood pressure waveforms;a controller interfaced to the sensing channel and the intravascular pressure sensor; and,wherein the controller is programmed to collect a plurality of blood pressure waveforms as digitized sample values, align the collected waveforms by making the time at which each corresponding sample value is collected the same with respect to detected cardiac electrical activity among the collected waveforms, and compute an average blood pressure waveform by averaging corresponding samples of the collected waveforms. 2. The device of claim 1 further comprising: a posture sensor interfaced to the controller for generating a spatial orientation signal indicative of the patient's posture; and,wherein the controller is programmed to calibrate the pressure waveforms in accordance with the spatial orientation signal in order to compensate for the effects of the patient's posture on the blood pressure waveforms. 3. The device of claim 1 further comprising: a posture sensor interfaced to the controller for generating a spatial orientation signal indicative of the patient's posture; and,wherein the controller is programmed to collect pressure waveforms only when the spatial orientation signal indicates the patient is in one or more specific postures. 4. The device of claim 1 wherein the controller is programmed to align the collected blood pressure waveforms by simultaneously sampling and storing the blood pressure waveforms and the cardiac electrical activity signals with time stamps. 5. A method, comprising: generating signals reflective of cardiac electrical activity;generating blood pressure waveforms from an intravascular location;collecting a plurality of blood pressure waveforms as digitized sample values and aligning the collected waveforms by making the time at which each corresponding sample value is collected the same with respect to detected cardiac electrical activity among the collected waveforms; and,compute an average blood pressure waveform by averaging corresponding samples of the collected waveforms. 6. The method of claim 5 further comprising: generating a spatial orientation signal indicative of the patient's posture; and,collecting pressure waveforms for averaging only when the spatial orientation signal indicates the patient is in one or more specific postures. 7. The method of claim 5 further comprising downloading the collected and aligned pressure waveforms from an implantable device to an external device, wherein the averaging of the pressure waveforms is performed by the external device. 8. The method of claim 5 further comprising: generating a spatial orientation signal indicative of the patient's posture; and,calibrating the pressure waveforms before averaging in accordance with the spatial orientation signal in order to compensate for the effects of t... | Cardiac Pacemakers, Inc. | A61B005/00
US07347827 | B2 | 2008-03-25 | Method and apparatus for treatment of monofrequency tinnitus utilizing sound wave cancellation techniques | 2003-07-16 | Tinnitus is defined as sound(s) heard by an individual when no external sound is present and often takes the form of a hissing, ringing, chirping or clicking sound which may be either intermittent or constant. According to the American Tinnitus Association, tinnitus affects tens of millions of Americans and many suffer so severely from tinnitus they are not able to function normally on a daily basis. Unfortunately the exact cause or causes of tinnitus are not understood by the medical community and thus many tinnitus sufferers are told by their doctors to “learn to live with it”.;In accordance with novel aspects of Applicant's monofrequency tinnitus patient treatment apparatus and process, phase cancellation effects are achieved by utilizing an externally generated sound which is subjectively selected by the monofrequency tinnitus patient to match in both tone and loudness his or her tinnitus sound. This subjectively selected externally generated sound wave which matches in tone and loudness the patient's tinnitus sound, is either (i) sequentially phase shifted through a plurality of phase shift sequence steps totaling at least 180 degrees or (ii) alternatively is directly phase shifted in essentially a single step motion into a 180 degree, out-of-phase reciprocal, canceling relationship with the patient determined tinnitus tone. The sequential steps of the phase shifted tone or the directly phase shifted tone are applied to the tinnitus patient to effect cancellation or diminishment of the patient's tinnitus. | 1. Apparatus for treating tinnitus sufferers comprising a portable record member,at least one audio recording track on said record member,a succession of signal recordings in said at least one recording track all at a predetermined audio frequency, the recordings being in a phase shift sequence, such that the successive signal recordings are at successive phase shifts and each occupies a predetermined time along the recording track, the sum of the phase shifts occupying at least a half wavelength at said predetermined frequency. 2. Apparatus as in claim 1 wherein the portable record member includes perturbations that record the predetermined frequency at a predetermined amplitude, and the succession of signal recordings, at least a majority of which are at a different phase angle than the others. 3. Apparatus as in claim 1 wherein each signal recording is recorded for a predetermined length of the recording track. 4. Apparatus as in claim 3 wherein each signal recording is recorded for a same length of the recording track. 5. Apparatus as in claim 4 wherein at least nine equal length signal recordings at different phases are recorded over a period of a half wavelength at the predetermined frequency. 6. Apparatus as in claim 4 wherein at least thirty signal recordings at different phases are recorded over a period of a half wavelength at the predetermined frequency. 7. Apparatus for treating tinnitus comprising first means for applying to a tinnitus sufferer a first sound at a selected frequency,second means for thereafter applying to the tinnitus sufferer a succession of additional sounds at the selected frequency, each such additional sound being phase shifted with respect to a prior sound in the succession, wherein phases of said succession of sounds are incrementally spaced over at least a half wavelength of the selected frequency. 8. Apparatus as in claim 7 comprising means for applying sounds over a range of frequencies to said tinnitus sufferer so tat said tinnitus sufferer can determine the selected frequency as corresponding to tinnitus symptoms of that tinnitus sufferer. 9. Apparatus for treating tinnitus comprising a sound generator for producing sound at a selected audio frequency, and amplitude, anda phase shift network for shifting the phase of the produced sound at regular intervals, so that the sound is at one phase for a selected time period, and then shifts in phase for each of successive intervals thereafter. 10. The apparatus in claim 9 further comprising a transducer for receiving the output signals from the sound generator and applying them to a tinnitus sufferer. 11. The apparatus in claim 9 wherein the phase shift network shifts the phase in equal increments at least nine times over a half wavelength of the selected audio frequency. 12. The apparatus in claim 9 wherein the phase shift network changes the phase about every ten minutes. 13. The apparatus in claim 9 wherein the phase shift network shifts the phase ... | Tinnitus Care, Inc. | A61B005/00
US07848797 | B2 | 2010-12-07 | Motor unit number estimation (MUNE) for the assessment of neuromuscular function | 2007-08-17 | A method for the assessment of neuromuscular function by motor unit number estimation, comprising: (i) determining and controlling stimulation and data acquisition process via pre-configured electrode array so as to acquire stable and less uncertainty MU responses; (ii) pre-processing acquired MUs responses so as to attenuate noise, determine MUs activity region, and improve processing speed and accuracy; (iii) minimizing alternation effects by globally searching and comparing SMUPs; (iv) eliminating alternation effects by identifying alternating MUs directly; and (v) computing and reporting MUNE results, as well as the statistical description of these MUN estimates to evaluate its robustness. | 1. A method for assessing neuromuscular function by estimating motor unit numbers, the method comprising: providing an electrode array for delivering one or more controlled stimuli to a subject using at least one stimulator electrode and for acquiring electric activity signals of one or more motor units of a subject using at least one detector electrode;positioning said electrode array on a subject, delivering a stimulus of varying characteristics to the subject and acquiring a set of electric activity signals of one or more motor units of the subject;identifying and eliminating any acquired signals due to alternation;automatically estimating motor unit number using an automation algorithm,wherein the automation algorithm consists of: (i) pre-processing acquired responses so as to consolidate and enhance the acquired signals; and(ii) identifying plausible new motor unit activation events and corresponding response changes; and(iii) determining representatives of single motor unit potential features, and computing approaches; and(iv) estimating motor unit number and distribution statistics associated with the motor unit number;wherein pre-processing the acquired signals comprises: (a) estimating background noise level; and(b) determining motor unit activity region in the acquired signal; and(c) ordering waveforms according to activity level, and removing noise-only waveforms; and(d) identifying and combining waveforms with insignificant morphological variations in relation to background noise;wherein a background noise level is determined by: (a) using waveform segments known to have no motor unit activity; and(b) estimating statistics of noise level, the estimated statistics comprising at least one of mean absolute deviation, standard deviation, and mean square error. 2. A method according to claim 1 wherein the electrode array consists of individual electrodes placed independently on a subject according to anatomical landmarks. 3. A method according to claim 1 wherein the electrode array consists of electrodes whose positions, relative to each other, are fixed for at least some of the electrodes. 4. A method according to claim 1 wherein the electrode array consists of one or more pairs of stimulator electrodes, wherein the relative positions of the stimulator electrodes are selected from the group consisting of: (i) fixed, and (ii) adjustable. 5. A method according to claim 1 wherein the varying characteristics of the stimuli are controlled and adjusted according to one selected from the group consisting of: (i) directly and manually by a user, and (ii) automatically by a computer algorithm. 6. A method according to claim 5 wherein the characteristics of the stimuli include at least one selected from the group consisting of: duration, intensity, polarity, frequency, and other features of electric current to be delivered via stimulus electrodes. 7. A method according to claim 5 wherein the control and adjustment of the stimuli is based on r... | NeuroMetrix, Inc. | A61B005/04 A61B005/05
US07336992 | B2 | 2008-02-26 | Body composition measuring device | 2005-03-01 | An object of the present invention is to provide a body composition measuring device used in arithmetically deriving an index indicative of body composition in accordance with the bioelectric impedance measuring method, in which a highly accurate calculation result can be obtained with the reduced effect from the fluctuation in a day while using a simple measuring method. Provided is a body composition measuring device in which the bioelectric impedance value is measured at each different frequency by applying the current at a plurality of different frequencies, for example, at a first frequency and a second frequency, to the living body, while concurrently correcting the measured bioelectric impedance value at the first frequency or at the second frequency by using the difference in the bioelectric impedance values between the first and the second frequencies to calculate the index indicative of the body composition based on the corrected bioelectric impedance value, or while concurrently calculating the index indicative of the body composition based on either one of the measured bioelectric impedance values at the first frequency or at the second frequency and then correcting the calculated index indicative of the body composition by using the difference between the bioelectric impedance values at the first and the second frequencies. | 1. A body composition measuring device comprising: a current applying unit which applies a current at a first frequency and a current at a second frequency to a living body; a voltage measuring unit which measures a voltage induced in the living body from the application of the current; a bioelectric impedance calculation unit which calculates a bioelectric impedance value for each frequency from the applied current and the measured voltage; and a body composition calculation unit which calculates an index indicative of the body composition based on the calculated bioelectric impedance value, said device characterized in that; said body composition calculation unit corrects the index indicative of the body composition, that has been calculated based on either one of the bioelectric impedance value at the first frequency or the bioelectric impedance value at the second frequency, by using a difference between the bioelectric impedance value at the first frequency and the bioelectric impedance value at the second frequency according to the following equation for correction: P′=P+[a×P×{Z(F1)−Z(F2)}/Z(F2)+b],where P′: the corrected index indicative of the body composition;P: the calculated index indicative of the body composition before correction;Z(F1): the bioelectric impedance at the first frequency;Z(F2): the bioelectric impedance at the second frequency; anda, b: constants. | Tanita Corporation | A61B005/05
US20080004540 | A1 | 2008-01-03 | NEBULIZER OPTIMAL FOR PATIENT AT HOME CARE | 2007-09-11 | A nebulizer includes a peak flow meter measuring the respiratory function of a patient and a nebulizer as an inhaler of a liquid medicine. The patient blows in the breath from a peak flow meter blow-in section of the nebulizer into the peak flow meter to measure the respiratory function. Further, the patient inhales the liquid medicine in a liquid medicine bottle inserted into a liquid medicine bottle insert opening from a nebulizer inhale opening. Simultaneously, outer air measurement is performed with a temperature sensor and a humidity sensor of the nebulizer. Such measurement data and inhale recording data are transmitted to a server from an external connection. Thus, a health site of the patient based on the data is opened on a network. The patient can obtain appropriate advice from a doctor, and a liquid medicine supply from a service provider at appropriate timing. | 1. A nebulizer, comprising: a treatment section for turning a medicine into nebulized particles and for spraying the particles; a measuring section for measuring respiratory function of a patient; and a display section for displaying, in one window, treatment record data from said treatment section and measurement result data from said measuring section. 2. The nebulizer according to claim 1, further comprising an outer air measuring section for measuring at least one of temperature, humidity and atmospheric pressure. 3. The nebulizer according to claim 2, further comprising a memory section for storing at least one of treatment record data from said treatment section, measurement result data from said measuring section, and outer air measurement result data from said outer air measuring section. 4. The nebulizer according to claim 3, wherein said memory section appends a patient identifier identifying said patient to at least one of treatment record data from said treatment section, measurement result data from said measuring section, and outer air measurement result data from said outer air measuring section and stores the data. 5. The nebulizer according to claim 3, wherein said memory section stores data with a memory device detachable from said nebulizer. 6. The nebulizer according to claim 5, wherein said memory device is an IC card. 7. The nebulizer according to claim 2, further comprising a transmitting section for transmitting at least one of treatment record data from said treatment section, measurement result data from said measuring section, and outer air measurement result data from said outer air measuring section. 8. The nebulizer according to claim 7, wherein said transmitting section appends a patient identifier identifying said patient to at least one of treatment record data from said treatment section, measurement result data from said measuring section, and outer air measurement result data from said outer air measuring section and transmits the data. 9. The nebulizer according to claim 7, wherein said transmitting section appends a nebulizer identifier identifying the nebulizer to at least one of treatment record data from said treatment section, measurement result data from said measuring section, and outer air measurement result data from said outer air measuring section and transmits the data. 10. The nebulizer according to claim 1, further comprising a medicine identifying section for reading information of said medicine encoded and attached to a container of said medicine, using either one of optical means or magnetic means. 11. The nebulizer according to claim 10, wherein said information of said medicine encoded and attached to said medicine container is a bar code. 12. The nebulizer according to claim 1, further comprising a medicine amount detecting section for detecting amount of said medicine in said medicine container. 13. The nebulizer according to claim 12, wherein said medicine am... | Omron Corporation | A61B005/08 G06Q050/00
US20080051642 | A1 | 2008-02-28 | Device, system and method of displaying in -vivo images at variable rate | 2006-08-24 | Devices, systems and methods for displaying in-vivo images at variable rate. For example, a system includes a processor to gradually increase a frame display rate of an in-vivo image stream based on a similarity among two or more in-vivo frames of the in-vivo image stream. | 1. A system for viewing an in-vivo image stream of a body lumen, the system comprising: a processor to gradually increase a frame display rate of the in-vivo image stream based on a similarity among two or more in-vivo frames of the in-vivo image stream. 2. The system of claim 1, wherein the processor is to gradually increase the frame display rate until a pre-defined maximum frame display rate is reached. 3. The system of claim 1, wherein the processor is to non-gradually decrease the frame display rate upon detection of a difference between the two or more in-vivo frames. 4. The system of claim 3, wherein the processor is to reset the frame display rate from an accelerated frame display rate to a non-accelerated frame display rate upon detection of the difference. 5. The system of claim 3, wherein the processor is to reset the frame display rate from an accelerated frame display rate to a non-accelerated frame display rate in response to a command to begin displaying the in-vivo image stream from a selected point. 6. The system of claim 1, wherein the processor is to detect the similarity based on a comparative analysis of two or more of the in-vivo frames. 7. The system of claim 6, wherein the processor is to perform the comparative analysis during a time period in which at least a portion of the in-vivo image stream is displayed. 8. The system of claim 1, wherein the in-vivo image stream comprises a non-processed in-vivo image stream. 9. The system of claim 1, further comprising: a display unit to display the in-vivo image stream at the frame display rate. 10. The system of claim 9, wherein the display unit is to display an indication that the in-vivo image stream is displayed at an accelerated frame display rate. 11. The system of claim 1, further comprising: an in-vivo imaging device comprising an imager to acquire the plurality of in-vivo frames. 12. The system of claim 11, wherein the in-vivo imaging device is autonomous. 13. The system of claim 11, wherein the in-vivo imaging device comprises a swallowable capsule. 14. A method for displaying a stream of in-vivo image frames captured from a body lumen, the method comprising: gradually increasing a frame display rate of an in-vivo image stream based on a similarity among two or more in-vivo frames of the in-vivo image stream. 15. The method of claim 14, wherein gradually increasing comprises: gradually increasing the frame display rate until a pre-defined maximum frame display rate is reached. 16. The method of claim 14, further comprising: non-gradually decreasing the frame display rate upon detection of a difference between the two or more in-vivo frames. 17. The method of claim 16, comprising: resetting the frame display rate from an accelerated frame display rate to a non-accelerated frame display rate upon detection of the difference. 18. The method of claim 16, comprising: resetting the frame display rate from an accelerated frame display rate to a non-accelerated f... | - | A61B005/07
US07511494 | B2 | 2009-03-31 | Method for measuring the microarchitecture of complex tissue with MRI | 2007-05-11 | A diffusion-weighted MRI pulse sequence employs a two-dimensional diffusion weighting gradient that is sensitive to spin diffusion in a plane defined by two orthogonal gradients to acquire an image. The resulting magnitude image indicates the location of neuronal fibers perpendicular to this plane and by repeating the acquisition with the plane oriented at different angles, neuronal fibers extending through the field of view at any angle are detected. The magnitude images are used to produce a fiber tracking image. | 1. A method for producing an image of a subject with a magnetic resonance imaging (MRI) system, the steps comprising: a) applying an rf excitation field to the subject to produce transverse magnetization therein;b) applying a two-dimensional diffusion weighting gradient to the transverse magnetization, the two-dimensional diffusion weighting gradient including: i) a first orthogonal gradient produced by a first gradient waveform whose integral is substantially zero; andii) a second orthogonal gradient that is orthogonal to the first orthogonal gradient and produced by a second gradient waveform whose integral is substantially zero;wherein the first and second gradient waveforms sensitize the transverse magnetization to diffusion in at least a two-dimensional plane;c) acquiring NMR signals produced by the sensitized transverse magnetization;d) reconstructing an image with the acquired NMR signals; ande) calculating the magnitude of the NMR signal at each of a plurality of voxels in the reconstructed image to produce a magnitude image. 2. The method as recited in claim 1 which includes: f) repeating steps a) through e) a plurality of times, each repetition employing a different two-dimensional diffusion weighting gradient by rotating a plane defined by the first and second orthogonal gradients to a corresponding set of prescribed angles. 3. The method as recited in claim 2 which includes: g) producing a fiber tracking image from the plurality of magnitude images. 4. The method as recited in claim 3 in which a fiber track is formed in step g) by connecting voxels in the magnitude images having a high magnitude. 5. The method as recited in claim 2 which includes: h) repeating steps a) through f) a plurality of times, each repetition employing a two-dimensional diffusion weighting gradient having a different diffusion weighting value b. 6. The method as recited in claim 1 in which one of said orthogonal gradients is produced by a bipolar waveform and the other orthogonal gradient is produced by a waveform having one bipolar waveform followed by an inverted bipolar waveform, and in which the duration of each orthogonal gradient is the same. | The General Hospital Corporation | G01V003/00
US07789838 | B2 | 2010-09-07 | Audible range oculocometry for assessment of vestibular function | 2007-06-01 | A method for assessing vestibular system function includes stimulating the inner ear with an audible range signal; collecting data representative of audible range ocular motion; and on the basis of the data, evaluating vestibular system function. | 1. A method for assessing vestibular system function, the method comprising: stimulating at least one of the saccule and utricle with an audible range signal thereby causing activation of ocular muscles to cause ocular motion,collecting data representative of the ocular motion, said collected data including data that represents frequency components of the ocular motion that are between 50 Hz to 20,000 Hz; andbased on the data representative of the ocular motion, evaluating vestibular system function. 2. The method of claim 1, wherein collecting data comprises obtaining a video signal representative of the ocular motion. 3. The method of claim 1, wherein collecting data comprises obtaining an induction signal representative of the ocular motion, the induction signal being provided by an induction oculometer that relies on currents induced by movement of a coil that moves with the eye. 4. The method of claim 1, wherein collecting data comprises obtaining an electro-oculographic signal representative of the ocular motion. 5. The method of claim 1, further comprising low-pass filtering the collected data. 6. The method of claim 5, wherein low-pass filtering the collected data comprises passing the data representative of ocular motion through a Bessel filter having a cut-off frequency between 500 and 3000 Hz. 7. The method of claim 1, wherein stimulating the vestibular system comprises exposing the vestibular system to an acoustic signal having a fundamental frequency in an audible range. 8. The method of claim 1, wherein stimulating the vestibular system comprises exposing the vestibular system to an electrical signal having a fundamental frequency in an audible range. 9. The method of claim 1, wherein stimulating the vestibular system comprises exposing the vestibular system to bone conduction stimulation having a fundamental frequency in an audible range. 10. The method of claim 1, wherein stimulating the vestibular system comprises exposing the vestibular system to a head vibration having a fundamental frequency in an audible range. 11. The method of claim 1, wherein stimulating the vestibular system comprises exposing the vestibular system to magnetic stimulation having a fundamental frequency in an audible range. 12. The method of claim 1, wherein stimulating the vestibular system comprises exposing the vestibular system to a signal having a fundamental frequency between about 250 Hz and 1000 Hz. 13. The method of claim 1, wherein stimulating the vestibular system comprises exposing the vestibular system to a signal having a fundamental frequency above about 50 Hz. 14. The method of claim 1, wherein stimulating the vestibular system comprises exposing the vestibular system to a signal having a fundamental frequency of about 350 Hz. 15. The method of claim 1, wherein collecting data comprises collecting data indicative of a direction of ocular motion. 16. A system for assessing vestibular function, the system comprising: an oculoco... | Massachusetts Eye & Ear Infirmary Massachusetts Institute of Technology | A61B005/00 A61B005/103 A61B005/117 A61B003/00 A61B003/10 A61B003/14
US07317937 | B2 | 2008-01-08 | Method and apparatus for monitoring cerebral physiology | 2005-12-21 | A method and apparatus for predicting the outcome of head injury trauma by monitoring cerebrospinal fluid (CSF) characteristics, preferably by monitoring the pH of CSF. The apparatus includes a catheter with a wall section adapted to permit CSF to flow therein, and a sensor located within the catheter such that the CSF is permitted to flow adjacent the tip of the sensor. | 1. Apparatus for predicting the outcome of head trauma, the apparatus comprising: a pH probe for reception in a patient's brain ventricle;means for monitoring the pH of CSF over time;means for calculating the pH at the probe at sequential times;means for comparing the calculated pH values with stored values, wherein each stored value is correlated with an outcome of head trauma; andmeans for displaying and/or recording the comparison results. 2. A method of diagnosing or treating neurological injuries using the apparatus of claim 1, the method comprising: inserting the pH probe into a patient's brain ventricle;monitoring the pH of CSF over time;calculating the pH at the probe at sequential times;comparing the calculated pH values with the stored values; anddisplaying and/or recording the comparison results. 3. The apparatus of claim 1 wherein the stored values correspond with a rate of chance of CSF pH. 4. The apparatus of claim 3 wherein the stored values further correspond with absolute level of CSF pH. 5. The apparatus of claim 1, wherein the stored values correlate with outcomes within the initial 48 hours following blunt head trauma. | Curators of the University of Missouri | A61B005/00
US07322942 | B2 | 2008-01-29 | Integrated disposable for automatic or manual blood dosing | 2004-05-07 | An integrated sampling device defines a first opening and a second opening. The first opening is connected to a channel for drawing fluid automatically towards a test media upon incision by an incision portion. The second opening is positioned over the test media allowing manual sampling of fluid if the channel fails to draw a sufficient amount of fluid onto the test media. | 1. An integrated sampling device for analyzing body fluid, comprising: a sampling portion defining a channel with a first opening;a test media positioned along said channel for analyzing the body fluid;wherein said sampling portion defines a second opening that is positioned closer to said test media than said first opening for dosing the body fluid onto said test media via said second opening when dosing of the body fluid via said first opening is unsuccessful;wherein said second opening opens into said channel directly over said test media;a blade extending from said first opening to cut an incision in tissue; anda collection sheet distally extending beyond said blade from said first opening, said collection sheet being flexible to bend as said blade cuts the incision in the tissue, said collection sheet being hydrophilic to draw the body fluid into said first opening. 2. The device of claim 1, wherein said sampling portion is generally flat. 3. The device of claim 1, wherein said sampling portion and said test media are incorporated into a cassette. 4. The device of claim 1, wherein said sampling portion includes: a lancet with a blade that extends from said first opening;at least two spacers on said lancet defining opposite sides of said channel, wherein said second opening is defined in at least one of said two spacers; anda collection sheet covering said two spacers, said collection sheet having a portion extending from said first opening for drawing fluid into said first opening. 5. The device of claim 1, wherein said test media is disposed opposite the second opening to have the body fluid drop onto the test media. 6. An integrated sampling device for analyzing body fluid, comprising: a sampling portion defining a channel with a first opening;a test media positioned along said channel for analyzing the body fluid;wherein said sampling portion defines a second opening that is positioned closer to said test media than said first opening for dosing the body fluid onto said test media via said second opening when dosing of the body fluid via said first opening is unsuccessful;wherein said second opening opens into said channel directly over said test media; andwherein said sampling portion includes a lancet, wherein said lancet includes a body portion and a blade that extends from said body portion at said first opening, said second opening being defined in said body portion of said lancet. 7. The device of claim 6, wherein said channel is sized to draw the body fluid via capillary action. 8. The device of claim 6, wherein said sampling portion includes: at least two spacers on said lancet defining opposite sides of said channel; anda collection sheet covering said two spacers, said collection sheet having a portion extending from said first opening for drawing fluid into said first opening. 9. The device of claim 8 wherein said collection sheet is transparent to allow determination of sufficiency of the body fluid in said channel. 1... | Roche Diagnostics Operations, Inc. | A61B005/00
US07676263 | B2 | 2010-03-09 | Minimally invasive system for selecting patient-specific therapy parameters | 2007-06-21 | The present invention provides systems and methods for ambulatory, long term monitoring of a physiological signal from a patient. At least a portion of the systems of the present invention may be implanted within the patient in a minimally invasive manner. In preferred embodiments, brain activity signals are sampled from the patient and are transmitted to a handheld patient communication device for further processing. | 1. A method for selecting a therapy for a patient suffering from a neurological or psychiatric condition, the method comprising: implanting a monitoring device between at least one layer of the scalp and the skull, wherein said implanting comprises injecting the monitoring device between at least one layer of the scalp and the skull or delivering the monitoring device through a cannula to a target area;commencing a first therapy;monitoring a physiological signal from the patient with the implanted device on an ambulatory basis for a first time period after commencement of the first therapy, wherein said monitoring for the first time period comprises sampling the physiological signal with the implanted device;commencing a second therapy;monitoring a physiological signal from the patient with the implanted device on an ambulatory basis for a second time period after commencement of the second therapy, wherein said monitoring for the second time period comprises sampling the physiological signal with the implanted device;processing the physiological signals from the first time period and second time period; andanalyzing the processed physiological signals to select an appropriate therapy for the patient. 2. The method of claim 1 wherein the neurological condition comprises epilepsy and the first and second therapy comprise different pharmacological agents, wherein said analyzing comprises measuring seizure activity data from the first and second time periods, wherein seizure activity data comprises at least one of a number of clinical seizures during the first time period, a number of sub-clinical seizures during the first time period, seizure duration, seizure patterns, seizure frequency, and time of day of seizure occurrence. 3. The method of claim 1 wherein monitoring the physiological signal for each of the first time period and the second time period comprises: wirelessly transmitting a signal encoded with data indicative of the sampled physiological signal from the implanted device to a device that is external to the patient's body; andstoring the sampled physiological signal in a memory that is external to the patient's body. 4. The method of claim 3 wherein said monitoring during the first time period is performed substantially continuously and said monitoring during the second time period is performed substantially continuously. 5. The method of claim 3 wherein the implanted device is leadless. 6. The method of claim 3 wherein the implanted device is powered by an externally generated radiofrequency signal. 7. The method of claim 3 wherein the implanted device is powered by an assembly that derives and stores power from patient-based energy sources. 8. The method of claim 1 further comprising sampling a physiological signal from the patient with the implanted device prior to commencement of the first and second therapy to establish a patient baseline, wherein analyzing comprises comparing the patient baseline and processed physiologi... | NeuroVista Corporation | A61B005/00
US07955348 | B2 | 2011-06-07 | Lancing devices and methods | 2007-05-30 | Lancing devices for use with removable lancets having sharp tips are provided. Embodiments include an interlock within the housing that blocks insertion of the lancet when the device is already cocked. | 1. A lancing device for use with a removable lancet having a sharp tip, comprising: a housing having an interior space and an open front end through which the lancet can be inserted;a lancet holding assembly disposed in the housing and configured to receive within a cavity of the lancet holding assembly a portion of the lancet when the lancet is inserted by a user through the open front end of the housing, the lancet holding assembly being movable between at least a cocked configuration and an uncocked configuration;an insertion path within the housing extending between the open front end and a portion of the cavity of the lancet holding assembly that receives the lancet;an interlock movably disposed within the housing and having a forward-most end facing the open front end of the housing, the forward-most end configured to block the lancet from being fully inserted along the insertion path by the user to prevent the lancet holding assembly from receiving the lancet when the lancet holding assembly is in the cocked configuration, wherein the interlock is configured such that pressure on the lancet by the user when the lancet is in contact with the forward-most end of the interlock biases the forward-most end of the interlock further into the insertion path; anda cocking and firing arrangement comprising a trigger engaging the lancet holding assembly, the trigger movable to at least a first position in which the trigger retains the lancet holding assembly in the cocked configuration and a second position in which the trigger releases the lancet holding assembly to permit the lancet holding assembly to move to the uncocked configuration, the trigger comprising a user-actuated trigger button having a cam surface, wherein the interlock includes a cam follower configured to engage the cam surface to urge the interlock away from the user-actuated trigger button when the trigger moves from the first position to the second position. 2. The lancing device of claim 1, wherein the cocking and firing arrangement is configured to urge the forward-most end of the interlock out of the insertion path and out of contact with the lancet to permit receiving of the lancet within the cavity of the lancet holding assembly when the lancet holding assembly is in the uncocked configuration. 3. The lancing device of claim 2, further comprising a biasing element to urge the forward-most end of the interlock into the insertion path, wherein the cocking and firing arrangement is configured to exert a force upon the interlock sufficiently great to overcome a force imposed by the biasing element. 4. The lancing device of claim 1, wherein the trigger cooperates with the interlock to urge the forward-most end of the interlock out of the insertion path when the trigger moves from the first position to the second position. 5. The lancing device of claim 2 where the interlock includes a body portion extending from the forward-most end and a pivot mounted to the housing to permi... | Abbott Diabetes Care Inc. Facet Technologies, LLC | A61B017/14
US08066636 | B2 | 2011-11-29 | Disease management system and method including pain code | 2007-10-31 | A system and method for allowing a patient to access an automated process for managing a specified health problem called a disease. The system performs disease management in a fully automated manner, using periodic interactive dialogs with the patient to obtain health state measurements from the patient, to evaluate and assess the progress of the patient's disease, to review and adjust therapy to optimal levels, and to give the patient medical advice for administering treatment and handling symptom flare-ups and acute episodes of the disease. The medical records are updated, the progression of the disease is stored and tracked, and the patient's preferences for treatment are stored and then used to offer medical advice based on the current state of the disease. A prestored general disease trend curve is compared against a patient specific disease trend curve, and the system makes an automated response such as adjusting therapy. | 1. An automated system, having a computing device configured to allow a patient to self-encode a subjective description of a pain experienced by the patient, via direct interactive dialogue between the patient and the computing device, the system comprising: a software function executing on the computing device configured to allow a patient to self-encode a subjective description of said pain to represent a degree or description of pain; anda set of aspect words stored in a data storage operatively coupled to the computing device, wherein the set of aspect words comprises encoded numeric values representing a plurality of different aspects of subjective patient descriptions of pain;a pain code array generated by the software function comprising the numeric values representative of the patient's self-encoded aspect words. 2. The system of claim 1, wherein numeric values of the pain code array are represented in digital form. 3. The system of claim 1, wherein the pain code array comprises a plurality of subcodes for identifying defined details of the subjective description of the patient's pain for identifying a disease or adjusting a treatment. 4. The system of claim 3, wherein the subcodes comprise a location, sensation, or frequency of a pain. 5. The system of claim 3, wherein the subcodes comprise provocative, quality, region, severity, or timing of a pain. 6. The system of claim 3, further comprising a prefix subcode for identifying a coding scheme of the pain code array. 7. A computerized method for digitally representing a self-description of a pain experienced by a patient into a pain code array, the method comprising: encoding the self-description of the pain experienced by the patient including:storing a set of aspect words in a data storage, wherein the aspect words correspond to an aspect of pain, the aspect words are mapped to subcodes, the data storage being operatively coupled with a computing device;receiving, via direct interactive dialogue between the patient and the computing device, one or more aspect words from the patient that self-describes the pain experienced by the patient;encoding the received aspect words into the subcodes; andcombining the subcodes into the pain code array. 8. The method of claim 7, wherein the set of aspect words comprise sharp and dull pain. 9. The method of claim 7, further comprising providing a pointer to a memory location, wherein the memory location stores the pain code array. 10. The method of claim 7, wherein the patient is a human being in need of wellness care. 11. The method of claim 7, wherein the set of aspect words provide subjective descriptors of an illness with an associated pain. 12. The method of claim 11, wherein the subjective descriptors comprise one or more of cause, mass, size, or sensation. 13. The method of claim 12, wherein the cause descriptor comprises an infection or trauma. 14. The method of claim 7, further comprising: decoding a description of pain from the... | Clinical Decision Support, LLC | A61B005/00
US08032211 | B2 | 2011-10-04 | Probes, systems, and methods for examining tissue according to the dielectric properties thereof | 2007-05-01 | The present invention relates to probes, systems, and methods for tissue characterization by its dielectric properties, wherein a physical feature of the probe is designed to define and delimit a tissue volume, at a tissue edge, where characterization takes place. Thus, the probe for tissue-edge characterization comprises: a first inner conductor, which comprises: proximal and distal ends, with respect to a tissue edge, along an x-axis; a first sharp edge, inherently associated with the proximal end; at least one feature, issuing from the first inner conductor, substantially at the proximal end, for forming at least one additional sharp edge, operative to enhance localized electrical fringe fields in the tissue, within a generally predefined tissue volume, at the tissue edge, the tissue volume being generally defined by physical parameters associated with the at least one feature; and a dielectric material, which encloses the conductor, in the y-z planes. | 1. A probe for tissue-edge characterization, comprising: a first inner conductor, which comprises: proximal and distal ends, with respect to a tissue edge, along an x-axis;a first sharp edge, located at the proximal end;at least one feature, issuing from the first inner conductor, at the proximal end, for forming at least one additional sharp edge, operative to enhance localized electrical fringe fields in the tissue, within a predefined tissue volume, at the tissue edge, the tissue volume being defined by physical parameters associated with the at least one feature; anda dielectric material, which encloses the conductor, in the y-z planes;wherein the probe is associated with a resecting tool. 2. A probe for tissue-edge characterization, comprising: a first inner conductor, which comprises: proximal and distal ends, with respect to a tissue edge, along an x-axis;a first sharp edge, located at the proximal end;at least one feature, issuing from the first inner conductor, at the proximal end, for forming at least one additional sharp edge, operative to enhance localized electrical fringe fields in the tissue, within a predefined tissue volume, at the tissue edge, the tissue volume being defined by physical parameters associated with the at least one feature; anda dielectric material, which encloses the conductor, in the y-z planes;wherein the probe is shaped for optimal fit of anatomical constraints. 3. A system for tissue-edge characterization, comprising: a probe for tissue-edge characterization, which comprises: a first inner conductor, which comprises: proximal and distal ends, with respect to a tissue edge, along an x-axis;a first sharp edge, located at the proximal end;at least one feature, issuing from the first inner conductor, at the proximal end, for forming at least one additional sharp edge, operative to enhance localized electrical fringe fields in the tissue, within a predefined tissue volume, at the tissue edge, the tissue volume being defined by physical parameters associated with the at least one feature; anda dielectric material, which encloses the conductor, in the y-z planes;an external control and instrumentation system, for signal generation and signal analysis; anda transmission line, for connecting between the probe and the external control and instrumentation system, wherein the probe further includes an array of probes, operative as a single testing device for tissue-edge characterization. 4. An array of probes, operative as a single testing device for tissue-edge characterization, wherein each probe of the array is constructed in accordance with claim 3. 5. The array of claim 4, shaped for optimal fit of anatomical constraints. 6. The array of claim 4, wherein each probe is associated with a transmission line. 7. The array of claim 6, wherein each probe is associated with a transmission line, connected to the distal end of the probe's conductor, the transmission line being operative to transmit a signal to the probe... | Dune Medical Devices Ltd. | A61B005/05
US08131336 | B2 | 2012-03-06 | Automated in vivo plaque composition evaluation | 2006-06-01 | A method for the automated segmentation of in vivo image data is disclosed. A region of carotid artery in a number of patients was imaged using MRI. Histological data for each imaged region was then obtained, identifying various atherosclerotic plaque components in the imaged region. A portion of the histological data, and the image data, was used to generate PDFs based on image intensity, and on morphological data (local wall thickness and distance from lumen). The remaining data was used to validate the method. A plurality of MRI images were taken at various weightings, and the images were registered and normalized. The lumen and outer wall boundary were identified. The PDFs were combined in a Bayesian analysis with the intensity and morphological data to calculate the likelihood that each pixel corresponded to each of four plaque components. A contour algorithm was applied to generate contours segmenting the images by composition. | 1. A method for in vivo identification of components in an interior region of a body comprising: using a medical imaging apparatus, obtaining an image of an interior region of a body, wherein the interior region includes components from a list of components, the image having pixel intensity information for individual pixels in the image;identifying a morphological structure in the image;for the individual pixels in the image, determining a distance from the pixel to the morphological structure;obtaining a first relationship correlating pixel intensity information with the components in the list of components;obtaining a second relationship correlating distance from the pixel to the morphological structure with the components in the list of components; andcalculating a likelihood that the individual pixels in the image correspond to the components in the list of components using the first and second relationships, the pixel intensity information and the distance from the pixel to the morphological structure. 2. The method of claim 1, wherein the first relationship is a first probability density function and the second relationship is a second probability density function. 3. The method of claim 2, wherein the image comprises a plurality of magnetic resonance images taken at different weightings. 4. The method of claim 3, further comprising the step of selecting a first image from the plurality of images and identifying the morphological structure on the first image. 5. The method of claim 4, wherein the interior region of the body comprises an artery, and further wherein the morphological structure comprises at least one of an artery wall and an artery lumen. 6. The method of claim 5, wherein the artery is a carotid artery. 7. The method of claim 5, wherein the list of components includes necrotic core, calcification, loose matrix, and fibrous tissue. 8. The method of claim 5, further comprising the step of registering the plurality of images to the first image. 9. The method of claim 8, further comprising the step of normalizing the intensity of each of the plurality of images. 10. The method of claim 9, wherein the step of normalizing the intensity of each of the plurality of images includes dividing the pixel intensities by an estimated sensitivity profile. 11. The method of claim 9, further comprising the step of obtaining a median intensity from a region of each image, and wherein the pixel intensity for each of the plurality of images is normalized by the median intensity. 12. The method of claim 9, wherein the likelihood that the individual pixels in the image correspond to the components in the list of components is calculated using a Bayesian network. 13. The method of claim 12, further comprising the step of calculating contours on the image identifying regions of each of the components in the list of components. 14. The method of claim 13, wherein the contours are calculated using a competing active contours technique. 15.... | University of Washington | A61B005/05
US07894875 | B2 | 2011-02-22 | Quantifying blood volume using magnetization transfer magnetic resonance imaging | 2005-06-01 | A magnetic resonance method for imaging blood volume in parenchyma via magnetic transfer (MT) includes: determining a MT effect of parenchyma; determining a MT effect of tissue; and quantifying the parenchymal blood volume using the difference between the MT effect of parenchyma and the MT effect of tissue. In one embodiment, the parenchymal blood volume is quantified through the following: MTRpar=MTRtissue(1−BV/Vpar), where MTRpar is the magnetization transfer ratio of parenchyma, MTRtissue is the magnetization transfer ratio of tissue, BV is the blood volume, and Vpar is a total parenchymal water volume. | 1. A magnetic resonance (MR) method for quantifying the blood volume in parenchyma via a magnetization transfer (MT) effect, comprising: determining a MT effect in parenchyma by operations including acquiring a MR signal of parenchyma in a presence of off-resonance radio frequency (RF) irradiation, acquiring a MR signal of parenchyma in the absence of off-resonance RF irradiation, and determining the MT of parenchyma based on the parenchymal MR signals;determining a MT effect in tissue;determining a MT effect in blood; andquantifying the parenchymal blood volume based on the MT effect of parenchyma, the MT effect of tissue, and the MT effect of blood. 2. The method of claim 1, wherein determining the MT of tissue includes: performing a blood-nulling MR pulse sequence;acquiring a MR signal of tissue in the presence of off-resonance RF irradiation;acquiring a MR signal of tissue in the absence of off-resonance RF irradiation; anddetermining the MT of tissue based on the MR tissue signals. 3. The method of claim 2, wherein performing a blood-nulling MR pulse sequence includes at least one of the following: applying a 180 degree inversion radio frequency pulse followed by an inversion recovery time that nulls a blood MR signal based on a correct T1 of blood water at a particular magnetic field strength;applying one of a strong coherent flow-based and an incoherent diffusion-based de-phasing gradient during evolution of the magnetization before acquisition;exciting and de-phasing water protons in the blood before flowing into a slice of interest; andnulling a MR signal of blood. 4. The method of claim 3, wherein nulling the MR signal of blood includes adding a relaxation agent to remove a water signal of blood. 5. The method of claim 1, wherein determining the MT of blood includes: acquiring a MR signal of blood in a presence of off-resonance RF irradiation;acquiring a MR signal of blood in the absence of off-resonance RF irradiation; anddetermining the MT of blood based on the blood MR signals. 6. The method of claim 5, wherein the blood MR signals are one of the following: isolated blood signals in vivo, andblood signals from a blood phantom maintained under physiological conditions. 7. The method of claim 1 further including: determining the MT effect without a perturbation;determining the MT effect with a perturbation; andcomputing the effect of a blood volume change using the difference between the MT effect without the perturbation and the MT effect with the perturbation. 8. The method of claim 7, further including introducing the perturbation through at least one of the following: CO2 breathing, breathhold, hyperventilation, brain activation, inhale chemicals, and ingested chemicals. 9. A magnetic resonance (MR) method for quantifying the blood volume in parenchyma via magnetization transfer ratio (MTR) comprising: determining a MTR in parenchyma by operations including acquiring a MR signal of parenchyma in a presence of off-resonance ... | - | A61B005/055
US08073535 | B2 | 2011-12-06 | Radiant energy derived temperature(s) | 2006-07-19 | One aspect relates to adjusting a positional state of an individual to a physiological aspect of the individual at least partially in response to detecting a radiant kinetic energy from the individual. Another aspect relates to indicating to configure an individual at least partially in response to a determining at least one physiologically-indicating body temperature of the individual derived at least partially based on a detecting a radiant kinetic energy from the individual. | 1. A method, comprising: adjusting a positional state of an individual based at least in part on an electronic output of an indication related to the adjusting the positional state of the individual, the electronic output generated at least in part in response to electronically detecting a physiological aspect other than the positional state of the individual. 2. The method of claim 1, wherein the adjusting a positional state of an individual based at least in part on an electronic output of an indication related to the adjusting the positional state of the individual, the electronic output generated at least in part in response to electronically detecting a physiological aspect other than the positional state of the individual further comprises: notifying the individual according to the one or more physiological aspects other than solely the positional state of the individual at least partially in response to detecting radiant energy from the individual. 3. The method of claim 1, wherein the adjusting a positional state of an individual based at least in part on an electronic output of an indication related to the adjusting the positional state of the individual, the electronic output generated at least in part in response to electronically detecting a physiological aspect other than the positional state of the individual further comprises: treating health related aspects of the individual at least partially in response to detecting radiant energy from the individual. 4. The method of claim 1, wherein the adjusting a positional state of an individual based at least in part on an electronic output of an indication related to the adjusting the positional state of the individual, the electronic output generated at least in part in response to electronically detecting a physiological aspect other than the positional state of the individual further comprises: adjusting the positional state of the individual according to the one or more physiological aspects other than solely the positional state of the individual at least partially in response to detecting radiant energy from the individual at least partially using a radiant energy imager. 5. The method of claim 1, wherein the adjusting a positional state of an individual based at least in part on an electronic output of an indication related to the adjusting the positional state of the individual, the electronic output generated at least in part in response to electronically detecting a physiological aspect other than the positional state of the individual further comprises: adjusting the positional state of the individual according to the one or more physiological aspects other than solely the positional state of an immobile individual at least partially in response to detecting radiant energy from the immobile individual. 6. The method of claim 1, wherein the adjusting a positional state of an individual based at least in part on an electronic output of an indication related to the adjusting ... | Invention Science Fund 1 | A61B005/00 A61B005/103 A61B005/117 G08B023/00 G08B017/12
US08055335 | B2 | 2011-11-08 | Adaptations to intra-thoracic fluid monitoring algorithm | 2006-07-28 | Adaptations to an intra-thoracic fluid-status-trend indication and/or alert algorithm are disclosed. Some embodiments monitor fluid levels in heart failure patients and others suffering from pulmonary edema and the like. Some embodiments reset a cumulative fluid index when a short-term intra-thoracic impedance value exceeds a baseline impedance value minus a predetermined positive hysteresis value. Many device, system, and method embodiments hereof serve to reduce the number of false positive alerts while retaining the desired sensitivity. | 1. A method of monitoring fluid levels by an implantable device, comprising: the device taking a series of intra-thoracic impedance measurements from a patient;the device modifying a short-term impedance value based on the series of intra-thoracic impedance measurements;the device modifying a baseline impedance value based on the series of intra-thoracic impedance;the device adding a difference of the baseline impedance value minus the short-term impedance value to a cumulative index in response to the short-term impedance value being less than the baseline impedance value minus a predetermined positive hysteresis value;the device resetting the cumulative index in response to the short-term impedance value being greater than the baseline impedance value minus the hysteresis value; andthe device notifying the patient of possible fluid accumulation in response to the cumulative index exceeding a predetermined threshold value. 2. A method according to claim 1, further comprising calculating an average value of the series of intra-thoracic impedance measurements, wherein modifying the short-term impedance value and the baseline impedance value is based on the average value. 3. A method according to claim 1, wherein the hysteresis value is based on a physical characteristic of the implantable medical device. 4. The method of claim 3, wherein the physical characteristic includes the size of the implantable medical device. 5. A method according to claim 1, wherein the series of intra-thoracic impedance measurements from the patient include a degree of variation from day to day, and wherein the hysteresis value is based on the degree of variation. 6. A method according to claim 1, further comprising calculating an initial baseline impedance value. 7. A method according to claim 6, wherein the predetermined hysteresis value comprises a percentage of the initial baseline impedance value. 8. A method according to claim 1, further comprising initiating therapy to the patient or modifying therapy being provided to the patient in response to the cumulative index exceeding the predetermined threshold value. 9. A method according to claim 1, wherein the step of the device notifying the patient of possible fluid accumulation in response to the cumulative index exceeding a predetermined threshold value is selected from the group consisting of (a) sounding an audible alarm, (b) vibrating, (c) causing stimulation, (d) communicating to an external medical device, and (e) combinations of two or more of (a)-(d). 10. An implantable medical device, comprising: a hermetically-sealed enclosure carrying an enclosure electrode;a lead functionally coupled to the enclosure and carrying a lead electrode; andcircuitry housed within the enclosure, the circuitry being configured to: take a series of intra-thoracic impedance measurements from a patient via the enclosure electrode and the lead electrode,modify a short-term impedance value and a baseline impedance value base... | Medtronic, Inc. | A61B005/05
US08442607 | B2 | 2013-05-14 | Hand-held vital signs monitor | 2006-09-07 | The invention features a vital sign monitor that includes: 1) a hardware control component featuring a microprocessor that operates an interactive, icon-driven GUI on an LCD; and, 2) a sensor component that connects to the control component through a shielded coaxial cable. The sensor features: 1) an optical component that generates a first signal; 2) a plurality electrical components (e.g. electrodes) that generate a second signal; and, 3) an acoustic component that generates a third signal. The microprocessor runs compiled computer code that operates: 1) the touch panel LCD; 2) a graphical user interface that includes multiple icons corresponding to different software operations; 3) a file-management system for storing and retrieving vital sign information; and 4) USB and short-range wireless systems for transferring data to and from the device to a PC. | 1. A device for monitoring a patient's vital signs, comprising: a sensor component comprising a substrate configured to attach to the patient's chest and comprising a plurality of sensors attached to and supported by the substrate that measure, respectively a first, second, and third time-dependent signal;a control component comprising:a display element,an analog-to-digital converter configured to convert the first, second, and third signals into, respectively, a first digital signal, a second digital signal, and a third digital signal,a CPU configured to operate an algorithm that generates a value of LVET by processing at least two points from one of the first digital signal, the second digital signal, and the third digital signal and another algorithm that generates a blood pressure value by processing the first digital signal, second digital signal, and the value of LVET,a graphical user interface generated by computer code operating on the CPU and configured to render on the display element the blood pressure value, and,means for connecting the sensor component to the control component and transmitting information between these components. 2. The device of claim 1, further comprising a touch panel connected to the display element. 3. The device of claim 2, further comprising a touch panel controller in electrical communication with the CPU and the touch panel. 4. The device of claim 2, wherein the graphical user interface further comprises a plurality of icons, each corresponding to a different operation on the device. 5. The device of claim 4, wherein the CPU comprises compiled computer code configured to run an operation when an icon is addressed through the touch panel. 6. The device of claim 1, wherein the CPU comprises compiled computer code configured to run an operating system. 7. The device of claim 1, wherein the CPU comprises compiled computer code configured to run a file-management system. 8. The device of claim 1, wherein the device further comprises a memory component. 9. The device of claim 8, wherein the memory component is a removable flash memory component. 10. The device of claim 8, wherein the memory component is a removable SDRAM memory component. 11. The device of claim 8, further comprising a barcode scanner. 12. The device of claim 11, wherein the CPU comprises compiled computer code configured to communicate with the barcode scanner and decode a barcode read by the scanner. 13. The device of claim 1, further comprising a digital camera. 14. The device of claim 1, further comprising a wireless modem. 15. The device of claim 14, wherein the wireless modem is configured to operate on a wide-area wireless network. 16. The device of claim 15, wherein the wireless modem is configured to operate on a CDMA, GSM, or IDEN wireless network. 17. The device of claim 14, wherein the wireless modem is configured to operate on a local-area wireless network. 18. The device of claim 14, further comprising a wireless mo... | Sotera Wireless, Inc. | A61B005/1455 A61B005/02
US08920411 | B2 | 2014-12-30 | Apparatus and method for intra-cardiac mapping and ablation | 2006-06-28 | An intra-cardiac mapping system is based on locating the ports through which blood flows in or out the heart chambers. For many procedures, such as ablation to cure atrial fibrillation, locating the pulmonary veins and the mitral valve accurately allows to perform a Maze procedure. The location of the ports and valves is based on using the convective cooling effect of the blood flow. The mapping can be performed by a catheter-deployed expandable net or a scanning catheter. The same net or catheter can also perform the ablation procedure. | 1. A medical system comprising: an array of elements configured to be introduced into an intra-cardiac cavity; anda control computer coupled to the array of elements and configured at least to:locate points on a wall of the intra-cardiac cavity based on sensing blood flow with the elements;map the wall of the intra-cardiac cavity based on the located points; andablate a pattern into the wall of the intra-cardiac cavity with at least some of the elements while updating the map,wherein at least one of the elements is configured at least to sense temperature, and the control computer is further configured at least to monitor, with at least one of the at least one of the elements, temperature during each of the locating and the ablating. | Kardium Inc. | A61B018/08 A61B018/12 A61B005/028 A61B005/00 A61B005/029 A61B018/10 A61B018/18 A61B018/00 A61B018/02 A61B018/14 A61B018/20
US20080039708 | A1 | 2008-02-14 | Apparatus and method for assessing body composition | 2006-08-10 | A method for analyzing composition of a human body includes inducing a substantially homogeneous static magnetic field in the entire body. A substantially homogeneous radio frequency magnetic field is induced in the entire body so as to induce nuclear magnetic resonance effects in the body. Nuclear magnetic resonance signals emanating from the entire body are analyzed to determine body composition. | 1. A method for analyzing composition of a human body, comprising: inducing a substantially homogeneous static magnetic field in the entire body;inducing a substantially homogeneous radio frequency magnetic field in the entire body so as to induce nuclear magnetic resonance effects in the body; andanalyzing nuclear magnetic resonance signals emanating from the entire body. 2. The method of claim 1 wherein the analyzing comprises: composing at least a part of the nuclear magnetic resonance signals into a measurement vector;calculating mass of at least one constituent as a predetermined function of the measurement vector, the predetermined function representing the at least one constituent and defining a standard for a range of compositional and/or temperature variations of the at least one constituent. 3. The method of claim 1 further comprising determining at least one of fat content, lean content and free water content from the nuclear magnetic resonance signals. 4. The method of claim 3 further comprising: administering a treatment to the body;repeating the inducing the static and radio frequency magnetic fields, analyzing the measurements and determining at least one of fat content, lean mass content and free water content; andevaluating the efficacy of the treatment from the repeated determination of the at least one of fat content, lean mass content and free water content. 5. The method of claim 4 further comprising: adjusting the treatment;administering the adjusted treatment;repeating the inducing the static and radio frequency magnetic fields, analyzing the measurements and determining at least one of fat content, lean mass content and free water content; andevaluating the efficacy of the adjusted treatment from the repeated determination of the at least one of fat content, lean mass content and free water content. 6. The method of claim 4 wherein the treatment comprises a medication. 7. The method of claim 4 wherein the treatment comprises a physical therapy regime. 8. The method of claim 3 further comprising determining bone mass from the analyzed nuclear magnetic resonance measurements. 9. The method of claim 8 further comprising: administering a bone mass treatment to the body;repeating the inducing the static and radio frequency magnetic fields, analyzing the measurements and determining the bone mass andevaluating the efficacy of the bone mass treatment from the repeated determination of the bone mass. 10. The method of claim 8 further comprising: adjusting the bone mass treatment;administering the adjusted treatment;repeating the inducing the static and radio frequency magnetic fields, analyzing the measurements and determining the bone mass; andevaluating the efficacy of the adjusted bone mass treatment from the repeated determination of the bone mass. 11. The method of claim 1 further comprising adjusting the magnitude of the static magnetic field while keeping the radio frequency fixed, in order to optimize the magneti... | ECHO MEDICAL SYSTEMS, L.L.C. | A61B005/05
US20080004543 | A1 | 2008-01-03 | Electrophysiological approaches to assess resection and tumor ablation margins and responses to drug therapy | 2007-07-17 | A method and system are provided for determining a condition of a selected region of tissue to facilitate the location of surgical resection margins. Electropotential and impedance are measured at one or more locations in an area of the body where tissue is to be removed. An agent may be introduced into the region of tissue to enhance electrophysiological characteristics of that tissue. The condition of the tissue is measured by electropotential and impedance profile. Differences in the profile are used to determine the borders between normal and abnormal tissue so as to facilitate what tissue to resect. Methods and apparatus are also disclosed to determine the efficacy of various therapies. | 1. A method for determining the location of a tumor margin comprising: measuring a first electrophysiological characteristic of an area of tissue to be removed; measuring a second electrophysiological characteristic of an area of normal tissue; and determining the location of a tumor margin based on the difference in the first electrophysiological characteristic of the area of tissue to be removed and the second electrophysiological characteristic of the area of normal tissue. 2. The method of claim 1, wherein the first electrophysiological characteristic and the second electrophysiological characteristic is an impedance of the tissue. 3. The method of claim 1, wherein the first electrophysiological characteristic and the second electrophysiological characteristic is the DC potential of the tissue. 4. The method of claim 1, further including introducing at least one agent into the area of tissue to be removed and the area of normal tissue. 5. The method of claim 1, wherein the area of normal tissue is adjacent to the area of tissue to be removed. 6. A method for determining the location of a tumor margin comprising: measuring a first plurality of electrophysiological characteristics of an area of tissue to be removed at a first location; measuring a second plurality of electrophysiological characteristics of an area of normal tissue at a second location; and determining the location of a tumor margin based on the difference in first and second pluralities of electrophysiological characteristics. 7. The method of claim 6, wherein the first and second pluralities of electrophysiological characteristics are the impedance and DC potential of the tissue. 8. The method of claim 6, wherein the first and second plurality of electrophysiological characteristics are used to generate a electrophysiological profile of an area of tissue to be removed and the area of normal tissue. 9. The method of claim 6, further including introducing at least one agent into the area of tissue to be removed. 10. An apparatus for determining the location of a tumor margin comprising: a first electrode for measuring a first electrophysiological characteristic of an area of tissue to be removed; a second electrode for measuring a second electrophysiological characteristic of an area of normal tissue; and a device operative to determine the difference between the first and second electrophysiological characteristics. 11. The apparatus of claim 10, wherein the area of normal tissue is adjacent to the area of tissue to be removed 12. The apparatus of claim 10, wherein the first and second electrodes are on the same member. 13. An apparatus for determining an area of tissue to be removed from a body comprising: a first electrode for measuring a first electrophysiological characteristic of an area of tissue to be removed; a second electrode for measuring a second electrophysiological characteristic of an area of normal tissue; a device operative to displa... | Epi-Sci, LLC | A61B005/053
US20080009772 | A1 | 2008-01-10 | Systems and methods for altering brain and body functions and for treating conditions and diseases of the same | 2005-09-23 | The present invention relates to systems and methods for management of brain and body functions and sensory perception. For example, the present invention provides systems and methods of sensory substitution and sensory enhancement (augmentation) as well as motor control enhancement. The present invention also provides systems and methods of treating diseases and conditions, as well as providing enhanced physical and mental health and performance through sensory substitution, sensory enhancement, and related effects. | 1. A method for improving balance in a subject comprising: exposing a subject to sensory stimulation for at least ten minutes provided by a stimulator placed in contact with said subject that provides information about said subject's head position under conditions such that said subject experiences enhanced balance. 2. The method of claim 1, wherein said sensory stimulation comprises tactile stimulation. 3. The method of claim 2, wherein said tactile stimulation comprises electrotactile stimulation. 4. The method of claim 1, wherein said stimulator comprises a single electrode. 5. The method of claim 1, wherein said stimulator comprises a plurality of electrodes. 6. The method of claim 1, wherein said contact comprises contact with said subject's tongue. 7. The method of claim 1, wherein said information comprises information about said subject's head position with respect to the gravitational plane. 8. The method of claim 1, wherein a processor that is in electronic communication with said stimulator provides said information. 9. The method of claim 8, wherein said processor receives data corresponding to said head position from a sensor of angular or linear motion, and wherein said processor converts said data into a pattern that is transmitted to said stimulator. 10. The method of claim 9, wherein said sensor of angular or linear motion comprises an accelerometer or gyroscope. 11. The method of claim 1, wherein said subject undergoes said stimulation for at least twenty minutes. 12. The method of claim 1, wherein said electrical stimulation is provided to said subject under conditions that permit said subject to experience said enhanced balance for a post-treatment period of time after said sensory simulation is stopped. 13. The method of claim 12, wherein said post-treatment period of time is six hours. 14. The method of claim 12, wherein said post-treatment period of time is one week. 15. The method of claim 12, wherein said post-treatment period of time is one month. 16. A system for treating a subject, comprising: a) a sensor that collects information related to body position of said subject; b) a stimulator configured to transmit tactile stimulation to said subject's head; and c) a processor configured to: i) receive information from said sensor related to a subject's head position; ii) convert said information into a tactile information; and iii) transmit said tactile information to said stimulator to allow said stimulator to transmit said tactile information via said tactile stimulation to said subject. 17. The system of claim 16, wherein said processor is further configured to run training software that permits said subject to correlate said pattern with said body position. 18. The system of claim 16, wherein said tactile stimulation comprises electrotactile stimulation. 19. The system of claim 16, wherein said sensor comprises a sensor of angular or linear motion. 20. The system of claim 19, where... | Wicab, Inc. | A61B005/103
US20080009682 | A1 | 2008-01-10 | Method and system for clinical interpretation and review of patient data | 2006-07-07 | The method and system improves the efficiency of the use of trained medical personnel in treating monitored patients. Specifically, this efficiency is improved in remote chronic disease monitoring. The method and system incorporates a pool of call screeners to contact and screen remote patients that have not submitted their data. Depending on the results of the screening, the patient may require assistance from skilled medical personnel and be routed to such personnel. Alternative embodiments may screen all remote patients without first collecting physiological data. A preferred embodiment will include a means for the patient to provide feedback to the caseworker or the skilled medical personnel. | 1. A method of clinically interpreting and reviewing patient data, the method comprising: collecting a set of physiological data from each of a plurality of patients;triaging the set of physiological data from each of the plurality of patients to determine whether any of the plurality of patients need clinical attention and whether the set of physiological data for any of the plurality of patients has not been collected; andscreening those of the plurality of patients that did not have the set of physiological data collected; andforwarding a set of screening data to a skilled medical personnel when the screening data indicates that one of the plurality of patients needs clinical attention. 2. The method as claimed in claim 1, wherein the collecting step includes sensing the set of physiological data with a remote sensing system, and each of the plurality of patients submitting the set of physiological data sensed by the remote sensing system. 3. The method as claimed in claim 1, wherein the screening step includes a screener contacting the plurality of patients that did not have the set of physiological data collected. 4. The method as claimed in claim 3, wherein the screening step includes the screener submitting a set of scripted questions to the plurality of patients that did not have the set of physiological data collected, and further wherein the screening data includes a set of answers to the set of scripted questions. 5. The method as claimed in claim 3, further comprising the screener assisting one of the plurality of patients when the screening data indicates that one of the plurality of patients does not need medical attention. 6. The method as claimed in claim 1, wherein when the triaging step determines the physiological data for one of the plurality of patients has not been collected, a blank record corresponding to the patient is placed in a queue. 7. The method as claimed in claim 6, wherein a plurality of screeners select from a plurality of blank records in the queue. 8. The method as claimed in claim 6, wherein the queue is located on a secure internet site. 9. The method as claimed in claim 6, wherein the queue is located in a database. 10. The method as claimed in claim 1, further comprising any one of the plurality of patients providing a set of feedback corresponding to a perceived level of care. 11. A system for clinically interpreting and reviewing patient data, the system comprising: a monitoring system configured to collect a set of physiological data from a plurality of patients;a storage media for storing a computer application; anda processor coupled to the monitoring system and the storage media, the processor configured to execute the computer application, and further configured to receive the set of physiological data from the monitoring system,wherein when the computer application is executed, the set of physiological data is triaged to determine whether any of the plurality of patients need clinical att... | - | A61B005/00
US20080076997 | A1 | 2008-03-27 | ANALYTE MONITORING DEVICE AND METHODS OF USE | 2007-08-31 | In one aspect, a housing comprising, a data processing unit, a data communication unit in communication with the data processing unit to communicate one or more signals related to an analyte level of a person of interest, and an insulin inhalation unit to deliver an inhalable dose of insulin, where the data processing unit is configured determine one or more discrete inhalable insulin dose amount based on the one or more signals related to the analyte level is provided. | 1. An integrated therapy management device, comprising: a housing comprising: a data processing unit; a data communication unit in communication with the data processing unit to communicate one or more signals related to an analyte level of a person of interest; and an insulin inhalation unit to deliver an inhalable dose of insulin; wherein the data processing unit is configured determine one or more discrete inhalable insulin dose amount based on the one or more signals related to the analyte level. 2. The device of claim 1 wherein the insulin inhalation unit includes one or more of a dry powder insulin dispensation unit, a liquid aerosol insulin dispensation unit, a passive inhalation unit, a propellant based insulin dispensation unit, an electromechanical dispensation unit, or a microprocessor based inhalation unit. 3. The device of claim 1 further including an output unit operatively coupled to the housing to output information related to the one or more of the determined inhalable dose of insulin, or the one or more signals related to the analyte level of the person of interest. 4. The device of claim 3 wherein the output unit includes a display unit to display the information related to the one or more of the determined inhalable dose of insulin or the one or more signals related to the analyte level. 5. The device of claim 3 wherein the output unit outputs the one or more output information substantially in real time. 6. The device of claim 3 wherein the output information includes one or more of insulin on board information, prior insulin dose determination information, analyte level trend information, or a meal event notification information. 7. The device of claim 1 wherein the data processing unit is configured to determine one or more of an impending hyperglycemic condition, a hyperglycemic condition, or a glucose level trend information. 8. The device of claim 1 further including a storage unit operatively coupled to the data processing unit to store one or more information associated with the one or more signals related to the analyte level, the determined inhalable dose of insulin, or physiological information of the person of interest. 9. The device of claim 8 wherein the physiological information includes one or more of a medical history information, an insulin absorption information, insulin bioavailablity information. 10. The device of claim 1, wherein the data communication unit includes one of a transmitter, a receiver, or a transceiver. 11. A post operative therapy management device, comprising: an analyte monitoring unit to monitor an analyte level of a person of interest substantially in real time during a post operative recovery period; and a drug administration unit operatively coupled to the analyte monitoring device to determine one or more medication dose amount based on the monitored analyte level of the person. 12. The device of claim 11 further including a housing, wherein the analyte monit... | ABBOTT DIABETES CARE, INC. | A61B005/05
US20080076984 | A1 | 2008-03-27 | DVT DETECTION | 2005-10-19 | A device comprising a light transmission and detection system having transducers (10, 20, 7, 8), control means (5) and output means (7). The transducers are placed at various sites on the body of a patient and the light absorbed and/or reflected at these sites is measured and signals related to vasomotor activity are collected. The output can take the form of a detailed display of the vasomotor signals collected from the transducers (10, 20, 7, 8) to a simple indication of a condition present or absent. For example, the presence of a unilateral DVT can be detected by measuring the dissimilarity between two transducer signals from the soles of a patient's feet. The invention can also be used to provide an indication or not of for example, DVT and diabetic peripheral neuropathy. | 1. A device comprising a light transmission and detection system to assess vasomotor activity at individual sites on a body for the monitoring and assessment of a range of clinical conditions including suspected DVT and diabetic peripheral neuropathy. 2. A device as claimed in claim 1, wherein the device comprises a multi channel light transmission and detection system, including one or more wave transducers, the wave transducers placed at one or more sites on a body, control means to continuously measure the light absorbed at the or more sites and provide signals relating to the absolute value at the or more sites. 3. A device as claimed in claim 1, wherein the device comprises a multi channel light transmission and detection system, including one or more wave transducers, the wave transducers placed at one or more sites on a body, control means to continuously measure the light reflected at the or more sites and provide signals relating to the absolute value at the or more sites. 4. A device as claimed in claim 2, wherein the control means measure the light absorbed at the or more sites and provide signals relating to the differential value between the sites. 5. A device as claimed in claim 3, wherein the control means measure the light reflected at the or more sites and provide signals relating to the differential value between the sites. 6. A device as claimed in claim 1 wherein the signals relating to the simultaneous low frequency heart rate variation and the low frequency vasomotor variation are extracted and compared. 7. A device as claimed in claim 1 wherein the transducers are infra red wave transducers. 8. A vasomotor activity assessment device including: a. two or more transducers, each transducer being configured for attachment to a respective portion of a body, wherein each transducer includes: (1) alight emitter situated to emit light into the portion of the body upon which the light emitter's transducer is situated, and(2) a light detector situated to receive light from the light emitter through the portion of the body;b. a control unit wherein: (1) signals from the light detectors of the transducers are received, the signals being indicative of the light received by the light detectors; and(2) the signals from the light detectors are compared to indicate differences in blood circulation between the respective portions of the body upon which the transducers are situated. 9. The vasomotor activity assessment device of claim 8 wherein each light emitter emits light in infrared wavelengths. 10. The vasomotor activity assessment device of claim 8 further including digital to analog converters situated between the control unit and the transducers, wherein each digital to analog converter receives instruction signals from the control unit and supplies a resulting voltage to a corresponding one of the light emitters of the transducers. 11. The vasomotor activity assessment device of claim 8 further including analog to digital c... | - | A61B005/00
US20080071169 | A1 | 2008-03-20 | METHODS AND APPARATUS FOR MEASURING THE INTERNAL STRUCTURE OF AN OBJECT | 2007-08-08 | Various methods and apparatus are described for reducing signal artifacts resulting from reflections from the surface of the object. In one method, a similar paths algorithm is used to create a calibration signal to reduce signal artefacts. In another method, an equivalent location algorithm is used to create calibration data to reduce signal artefacts. In another method, blocking screens are positioned in contact with, or closely adjacent to, the surface. In another method, an anti-reflective layer is employed. The methods may be employed singly or jointly in a breast tumour imaging device. | 1) A method of measuring the internal structure of an object, the method including the steps of: a) energising one or more transmitters so as to transmit wave energy onto the object; b) detecting the effect of the object on the passage of the wave energy with a plurality of receivers to generate a plurality of output signals; c) focusing the output signals to generate data associated with a desired point in the object; d) selecting one or more additional points in the object, each additional point having an equivalent position, in relation to the transmitters and receivers. to the desired point; e) focusing the output signals to generate additional data each associated with a respective additional point; and f) reducing signal artifacts by i) generating calibration data from the additional data, and ii) subtracting the calibration data from the data associated with the desired point. 2) A method according to claim 1 wherein step i) includes selecting data associated with one of the additional points. 3) A method according to claim 1 wherein step i) includes calculating an average of the additional data. 4) A method according to claim 3 wherein the average is a weighted average. 5) A method according to claim 1 wherein each transmitter is a stacked slot-fed patch antenna including a first patch, a second patch, and a ground plane including a slot for coupling wave energy into the first and second patches. 6) A method according to claim 1 wherein the wave energy contains frequency components spanning a range of frequencies. 7) A method according to claim 6 wherein the wave energy contains frequency components spanning a range having a width which is greater than 50% of the centre-frequency. 8) A method according to claim 6 wherein the wave energy contains frequency components spanning a range having a width which is greater than 1 GHz. 9) A method according to claim 8 wherein the wave energy contains frequency components spanning a range having a width greater than 4 GHz. 10) Apparatus for measuring the internal structure of an object, the apparatus including: a) one or more transmitters configured to transmit wave energy onto the object, b) a plurality of receivers configured to detect the effect of the object on the passage of the wave energy and generate a plurality of output signals; and c) a processor configured to: i) focus the output signals to generate data associated with a desired point in the object; ii) select one or more additional points in the object, each additional point having an equivalent position, in relation to the transmitters and receivers. to the desired point; iii) focus the output signals to generate additional data associated with each additional point; and iv) reduce signal artifacts by (1) generating calibration data from the additional data, and (2) subtracting the calibration data from the data associated with the desired point. 11) Apparatus according to claim 10 further including a pluralit... | - | A61B005/05
US20080004547 | A1 | 2008-01-03 | MONITORING FLUID FLOW IN THE GASTROINTESTINAL TRACT | 2007-09-19 | A sensor capable of sensing the flow of fluids is placed in the gastrointestinal tract. The sensor may be, for example, an ultrasonic flow sensor, an optical flow sensor, or a thermal convection flow sensor. A system for monitoring fluid flow in the gastrointestinal tract may include monitor configured for placement in the gastrointestinal tract that includes such a sensor. The monitor measures the flow of fluid in the gastrointestinal tract based on the output of the senor. The monitor may take the form of a capsule with a means or mechanism for attachment to a mucosal lining of the gastrointestinal tract. In exemplary embodiments, the sensor is placed in the esophagus, senses the flow of fluid from the stomach into the esophagus, and is used to diagnose gastroesophageal reflux disease (GERD). | 1. A medical monitor comprising: a housing; an attachment mechanism to attach the housing to a mucosal lining of a gastrointestinal tract; and a flow sensor to sense fluid flow outside of the housing within the gastrointestinal tract. 2. The monitor of claim 1, wherein the sensor comprises an ultrasonic flow sensor. 3. The monitor of claim 2, wherein the sensor comprises an optical flow sensor. 4. The monitor of claim 3, wherein the sensor comprises at least one of an electromagnetic flow sensor, a temperature sensor, or a sensor that senses concentration of a component of the fluid. 5. The monitor of claim 4, further comprising a processor to monitor fluid flow based on a signal output by the sensor as a function of the fluid flow. 6. The monitor of claim 5, wherein the sensor outputs the signal as a function of at least one of velocity or rate of fluid flow. 7. The monitor of claim 5, wherein the processor measures fluid flow based on the signal. 8. The monitor of claim 5, further comprising a transmitter, wherein the processor transmits flow information to a receiver located outside of a patient via the transmitter. 9. The monitor of claim 5, wherein the housing is attached to a mucosal lining of an esophagus, and the processor monitors reflux flow of fluid from a stomach to the esophagus. 10. The monitor of claim 1, further comprising a chamber to receive tissue of the mucosal lining, wherein the attachment mechanism comprises a pin that advances through the tissue. 11. The monitor of claim 1, wherein the attachment mechanism is biodegradable. 12. A medical monitor comprising: means for housing components of the medical monitor; means for attaching the housing means to a mucosal lining of a gastrointestinal tract of a patient; and means for monitoring fluid flow outside of the housing within the gastrointestinal tract. 13. The medical monitor of claim 12, wherein means for monitoring fluid flow comprises means for monitoring reflux flow of fluid from a stomach to an esophagus. 14. The medical monitor of claim 13, further comprising means for determining a direction of the fluid flow, wherein the means for monitoring comprises means for monitoring reflux flow of fluid from a stomach to an esophagus based on the direction. 15. The medical monitor of claim 12, wherein the means for attaching is biodegradable. 16. A system comprising: a monitor that includes a housing, an attachment mechanism to attach the housing to a mucosal lining of a gastrointestinal tract, and a flow sensor to sense fluid flow within the gastrointestinal tract outside of the housing; and a receiver to receive fluid flow measurement information from the monitor. 17. The system of claim 16, further comprising a delivery device to carry the monitor to a location within the gastrointestinal tract for attachment at the location. 18. The system of claim 17, wherein the delivery device includes a lumen for application of suction to the lining o... | Medtronic, Inc. | A61B005/103
US20080002927 | A1 | 2008-01-03 | Miniature fiber optic spectroscopy probes | 2007-06-12 | The invention provides various fiber optic probe assemblies for the delivery and collection of light in small spaces. The provided probe assemblies are small, flexible and well suited to performing minimally invasive spectroscopic examinations of biological tissues in-vivo. The invention also provides intravascular catheters that include the fiber optic probe assemblies. | 1. A side-viewing fiber optic probe assemblage, comprising: at least two optical fibers arranged in a flat linear array wherein each optical fiber has a proximal end and a distal end and the elongate axes of the fibers are at least substantially parallel; and at least one beam redirecting element in optical communication with one or more of the optical fibers at the distal end, wherein the at least one beam redirecting element is configured to direct light off-axis with respect to the fibers. 2. The probe of claim 1, wherein the proximal end of the fibers are attached one or more of a light source for transmitting light through at least one of the fibers and a detector or spectrograph for measuring light collected by one or more of the fibers. 3. The assemblage of claim 1, where the central fiber is coupled to an excitation light source and the outer fibers are coupled to at least one light detector for the analysis of light collected by the outer fibers. 4. The assemblage of claim 1, wherein the beam redirecting element comprises of a separate mirror or prismatic element in optical communication with the distal fiber end(s) for reflecting or refracting the light off axis. 5. The assemblage of claim 4, wherein the beam redirecting element consists essentially of a single mirror or prismatic element in optical communication with the distal end of the three fibers for reflecting or refracting the light off axis. 6. The assemblage of claim 1, wherein the beam redirecting element for at least one of the fibers comprises a faceted end that redirects light off-axis. 7. The assemblage of claim 6, wherein the faceted end is angle-polished. 8. The assemblage of claim 1, further comprising a flat round lens for redirecting an excitation beam and a collection field of view. 9. The assemblage of claim 1, wherein at least one of the fibers is an excitation fiber and at least one other of the fibers is a collection fiber and further comprising separate filters for the excitation and collection fibers 10. The assemblage of claim 9, with filters deposited directly onto fiber endface. 11. The assemblage of claim 1, further comprising an at least substantially flat structural housing in which the optical fibers and the at least one beam redirecting element are disposed. 12. The assemblage of claim 11, wherein the housing comprises a U shaped channel. 13. The method of claim 12, wherein the U-shaped channel is manufactured from metal or a rigid polymeric material. 14. The assemblage of claim 11, wherein the housing is a single flat strip of metal or of a polymeric material. 15. The assemblage of claim 11, wherein the housing comprises an extruded tube segment having an at least substantially rectangular profile and an aperture for passage of light to and from the optics disposed within the housing. 16. The assemblage of claim 1, further comprising a flexible transparent tube, sealed at the distal end and having fiber connectors at the... | Prescient Medical, Inc. | G02B006/00 A61B005/00
US20080025583 | A1 | 2008-01-31 | SYSTEM AND METHOD FOR ON-DEMAND VISUAL ENHANCEMENT OF CLINICAL CONITIONS IN IMAGES | 2006-07-27 | A system and method for enhancing visualization of clinical conditions comprising receiving imaging data on a subject from an imaging modality, receiving user input on at least one suspected clinical condition of the subject undergoing imaging on the imaging modality, and processing the imaging data in association with a knowledgebase using an optimal image processing algorithm to enhance visualization of the at least one suspected clinical condition in at least one image. | 1. A method for enhancing visualization of clinical conditions comprising: receiving imaging data on a subject from an imaging modality;receiving user input on at least one suspected clinical condition of the subject undergoing imaging on the imaging modality; andprocessing the imaging data in association with a knowledgebase using an optimal image processing algorithm to enhance visualization of the at least one suspected clinical condition in at least one image. 2. The method of claim 1, wherein the steps of receiving user input and processing the imaging data are repeated based on second and subsequent suspected clinical conditions. 3. The method of claim 1, wherein the imaging data includes imaging type, protocol and/or technique information. 4. The method of claim 1, wherein the imaging data includes images whose acquisition technique was optimized for detecting a specific clinical condition. 5. The method of claim 1, wherein the knowledgebase includes a plurality of clinical conditions, and a plurality of associated algorithms and a plurality of algorithm parameters for the plurality of clinical conditions. 6. A method for enhancing visualization of a clinical condition in a medical image comprising: receiving clinical data on a subject undergoing imaging on an imaging modality;acquiring imaging data on the subject from the imaging modality; andprocessing the clinical data and the imaging data in association with a knowledgebase using an optimal image processing algorithm with optimal parameter settings for enhancing visualization of at least one clinical condition in at least one image. 7. The method of claim 6, further comprising selecting at least one clinical condition for enhanced visualization in at least one image. 8. The method of claim 7, wherein the at least one clinical condition for enhanced visualization is selected by a user from a list of clinical conditions presented to the user at a user interface. 9. The method of claim 7, wherein the at least one clinical condition for enhanced visualization is selected automatically by a selection algorithm based on the subject's clinical data, prior medical history and/or suspect clinical condition. 10. The method of claim 6, wherein the clinical data includes a repository of the subject's medical data, including the subject's personal medical history, current physical state and/or present medical condition. 11. The method of claim 6, wherein the clinical data includes an electronic medical record (EMR) of the subject. 12. The method of claim 6, wherein the optimal image processing algorithm includes one or more of detection, segmentation, registration, and enhancement of the at least one clinical condition. 13. The method of claim 6, wherein the imaging data includes imaging type, protocol and/or technique information. 14. The method of claim 6, wherein the imaging data includes images whose acquisition technique was optimized for detecting a specific clinical condition. ... | GENERAL ELECTRIC COMPANY | A61B005/05
US20080077001 | A1 | 2008-03-27 | Medical information system for intensive care unit | 2006-08-18 | A method for longitudinal tracking of a patient in a critical care facility. A first diagnostic image at a time t1 is obtained, taken using a first set of imaging parameters. At least a portion of the first set of imaging parameters is stored. A second diagnostic image is obtained at a time t2, later than time t1, using a second set of imaging parameters. At least a portion of the second set of imaging parameters is stored. First and second diagnostic images are of substantially the same body tissue. A region of interest is identified from either the first or second diagnostic image. A computer aided diagnostic process executes for a portion of the region of interest on each of the first and second diagnostic images. Results of the computer aided diagnostic process are compared. | 1. A method for tracking of a patient in a critical care facility, the method comprising the steps of: a) obtaining a first diagnostic image at a time t1, taken using a first set of imaging parameters;b) storing at least a portion of the first set of imaging parameters;c) obtaining a second diagnostic image at a time t2, time t2 being later than time t1, taken using a second set of imaging parameters, wherein the first and second diagnostic images are of substantially the same body tissue;d) storing at least a portion of the second set of imaging parameters;e) identifying a region of interest from either the first or second diagnostic image;f) executing a computer aided diagnostic process for a portion of the region of interest for each of the first and second diagnostic images to generate first and second image results; andg) comparing the first and second image results. 2. The method of claim 1 wherein obtaining a first diagnostic image comprises obtaining an x-ray image. 3. The method of claim 1 wherein identifying a region of interest further comprises running a computer-aided diagnostic process. 4. The method of claim 1 further comprising obtaining measurement data stored for the patient. 5. The method of claim 1 wherein using the second set of parameters comprises using the first set of imaging parameters. 6. The method of claim 1 further comprising registering the first and second diagnostic images to each other to provide spatially registered diagnostic images. 7. The method of claim 1 further comprising normalizing the first and second diagnostic images to improve consistency of the display. 8. A method for managing medical images for a patient in a critical care facility, the method comprising the steps of: a) obtaining a first diagnostic image at a time t1, taken using a first set of imaging parameters;b) storing at least a portion of the first set of imaging parameters;c) obtaining a second diagnostic image at a time t2, later than time t1, taken using a second set of imaging parameters, wherein the first and second diagnostic images are of substantially the same body tissue;d) storing at least a portion of the second set of imaging parameters; ande) providing a display displaying at least the first diagnostic image and the second diagnostic image, arranged in chronological order on a display monitor. 9. The method of claim 8 wherein obtaining a first diagnostic image comprises obtaining an x-ray image. 10. The method of claim 8 further comprising the steps of: obtaining measurement data from the patient at a time t3 and at a later time t4; andproviding a graphical display showing measurement data values for at least times t3 and t4. 11. The method of claim 8 wherein obtaining the second diagnostic image comprises obtaining at least a portion of the first set of imaging parameters, in response to a worklist instruction 12. The method of claim 8 further comprising: f) identifying a region of interest from either the first or... | Eastman Kodak Company | A61B005/05
US20080056998 | A1 | 2008-03-06 | COMPOSITION AND PROCESSES FOR CROSSING THE BLOOD-BRAIN BARRIER WITH POLYPEPTIDES FOR IN VIVO NEUROIMAGING | 2007-07-24 | According to an exemplary embodiment of the present invention, a versatile delivery module based on a myristoylated polyarginine backbone can be provided to cross a blood-brain barrier (“BBB”). An incorporation of a fatty acid group can be achieved using a Schotten-Bauman reaction with quantitative yield, and a peptide can be further synthesized by conventional solid phase peptide synthesis (“SPPS”). An in vivo distribution of the delivery module into a brain over time using near-infrared (“NIR”) fluorescence imaging can be obtained. A fluorescent cargo can be detected in vivo after an intravenous injection and can be further characterized in perfused brains. A staining of an excised brain can show that the delivery module can primarily accumulate in neurons with occasional localization in astrocytes and endothelial cells. This exemplary approach can be used for the delivery of imaging probes and targeted therapeutics across the BBB. | 1. A composition, comprising: at least one fatty acylated peptide, the composition cross, a blood barrier of a brain, of at least one of an animal or a human upon application thereof. 2. The composition according to claim 1, wherein the at least one fatty acylated peptide comprises a dye. 3. The composition according to claim 2, wherein the dye is detectable by a near-infrared fluorescence imaging procedure. 4. The composition according to claim 2, wherein the at least one fatty acylated peptide further comprises a therapeutic agent. 5. The composition according to claim 1, wherein the at least one fatty acylated peptide comprises a therapeutic agent. 6. The composition according to claim 1, wherein the at least one fatty acylated peptide comprises a chelate. 7. The composition according to claim 1, wherein the at least one fatty acylated peptide is formulated as C14-βAla-(Arg)7-Cys(R)—NH2. 8. The composition according to claim 7, wherein R is a dye. 9. The composition according to claim 7, wherein R is a therapeutic agent. 10. The composition according to claim 7, wherein R is a chelate. 11. The composition according to claim 1, wherein at least one fatty acylated peptide causes the composition to be localized in particular cells in the brain. 12. A method of providing a composition including at least one fatty acylated peptide, comprising: the combination into at least one of an animal or a human; and imaging at least a portion of the mammal, wherein the composition cross a blood barrier of the brain of at least one of the animal or the human. 13. The method of claim 12, wherein the at least one fatty acylated peptide comprises a dye. 14. The method of claim 13, wherein the dye is detectable by a near-infrared fluorescence imaging procedure. 15. The method of claim 12, wherein the imaging step is performed using a near-infrared fluorescence imaging procedure. 16. The method of claim 12, further comprising monitoring a presence of the combination in the portion over a period of time. 17. The method of claim 12, wherein the at least one fatty acylated peptide further comprises a therapeutic agent. 18. The method of claim 12, wherein the at least one fatty acylated peptide comprises a dye. 19. The method of claim 18, wherein the imaging step is performed using a magnetic resonance imaging procedure. | The General Hospital Corporation | A61B005/00
US20080077127 | A1 | 2008-03-27 | Intraocular pressure control | 2007-07-30 | An improved method for controlling intraocular pressure during ophthalmic surgery. | 1. A method of controlling intraocular pressure with a microsurgical system, comprising the steps of: providing a desired intraocular pressure;storing a known volume of a pressurized gas in a receiver;providing a pressure transducer for measuring the pressure of said gas in said receiver;using said gas to pressurize a surgical fluid stored in an infusion chamber of an ophthalmic surgical cassette, said cassette having a fluid level sensor for measuring the level of said fluid in said infusion chamber;calculating an expected pressure decay in said receiver with a computer using said measured level of said fluid;calculating a volume flow rate of said fluid with said computer using said expected pressure decay;calculating an expected intraocular pressure with said computer using said volume flow rate and said measured pressure of said gas; andadjusting said amount of said gas in said using step with said computer based on a comparison of said expected intraocular pressure and said desired intraocular pressure. 2. The method of claim 1 wherein said gas is air. 3. The method of claim 1 further comprising the steps of: providing a second receiver containing a known volume of said gas; andusing said second receiver to provide additional gas to said receiver. | - | A61B018/04 A61B005/00
US07341561 | B2 | 2008-03-11 | Wrist-worn high-accuracy pulsation measuring apparatus | 2004-05-24 | A wrist-worn apparatus capable of sensing pulsation of blood in the blood tubes of a user's wrist with high accuracy. The apparatus comprises a body of the apparatus, a band to be used to wear the body of the apparatus on the user's wrist, and a fluid-containing pulsation-sensing fluid chamber provided on the user's wrist side of the case. A part of an outer wall that defines the fluid chamber comprises an elastically deformable member that is elastically deformed depending on pulsation of blood transmitted from the band to thereby change the fluid pressure within the fluid chamber. A deformation preventing member is bonded by vulcanization to a part of a side of the deformable member that will come into contact with the user's wrist for preventing the part of the deformable member from being elastically deformed. | 1. A wrist-worn apparatus comprising: a body of the apparatus; anda band attached to the body of the apparatus for wearing the body of the apparatus on a user's wrist;wherein the body of the apparatus comprises: a pulsation sensing unit that includes a pulsation sensing fluid chamber which contains a fluid and which comprises a bottom that comes into contact with the user's wrist when the body of the apparatus is worn on the user's wrist, the fluid chamber having an outer wall which includes the bottom of the fluid chamber and which defines the fluid chamber, the outer wall comprising an elastically deformable member which is elastically deformed depending on pulsation of blood in blood vessels of the user's wrist, said pulsation being transmitted through the band from the user's wrist when the body of the apparatus is worn on the user's wrist to thereby change a fluid pressure within the fluid chamber; anda deformation preventing member provided on the bottom of the fluid chamber for preventing elastic deformation of the fluid chamber;wherein the deformable member includes a brim, and the body of the apparatus further comprises a case and a stop member that fixes the deformable member in a pressed state at the brim to the case, and wherein the brim comprises a first ring-like ridge abutting on the case and a second ring-like ridge abutting on the stop member. 2. The wrist-worn apparatus of claim 1, wherein a portion of the deformable member that composes the bottom of the fluid chamber is made of a material having a higher elasticity than the brim, and the bottom of the fluid chamber is made of a material having resistance to the environment. 3. The wrist-worn apparatus of claim 2, wherein the deformation preventing member is fixed to an inner surface of the bottom of the fluid chamber. 4. The wrist-worn apparatus of claim 3, wherein the deformation preventing member and the bottom of the fluid chamber are molded integrally with each other. 5. The wrist-worn apparatus of claim 2, wherein the deformation preventing member is provided inside the bottom of the fluid chamber such that a space is formed between the deformation preventing member and the bottom of the fluid chamber, and the body of the apparatus further comprises an announciator provided on the deformation preventing member in the space between the deformation preventing member and the bottom of the fluid chamber. 6. The wrist-worn apparatus of claim 2, wherein the deformation preventing member is fixed to an outer surface of the bottom of the fluid chamber. 7. The wrist-worn apparatus of claim 6, wherein the stop member is superimposed on a brim of the deformation preventing member. 8. The wrist-worn apparatus of claim 2, wherein the stop member comprises a ridge provided thereon and engaged in a recess provided on the deformable member. 9. The wrist-worn apparatus of claim 2, wherein the deformable member comprises a soft part made of a soft material elastically deformable de... | Casio Computer Co., Ltd. | A61B005/02
US07783356 | B2 | 2010-08-24 | Automated device programming at changeout | 2006-06-29 | This document discusses, among other things, methods and systems for facilitating automated device programming at changeout. A method comprises receiving, from a first device, physiological data at a temporary storage device; and processing the received physiological data, wherein the processing includes determining if a first signal processing function was used by the first device and substantially offsetting the first signal processing function if the first signal processing function was used by the first device; and processing the resultant physiological data to be compatible with a second device. The method further comprising providing the processed resultant physiological data to the second device. | 1. A machine-assisted method comprising: receiving, at a temporary storage device, physiological data from a first implantable medical device, wherein the physiological data includes electrocardiogram data obtained from raw electrocardiogram signals by the first implantable medical device using a first signal processing function;applying a second signal processing function to the physiological data, wherein the second signal processing function substantially reverses the first signal processing function to provide reverted data, wherein the reverted data is conditioned to approximate the raw electrocardiogram signals;communicating the reverted data to a second implantable medical device; andapplying, at the second implantable medical device, a third signal processing function to convert the reverted data to be compatible with the second implantable medical device. 2. The method of claim 1, wherein the electrocardiogram data is associated with a tachyarrhythmia episode. 3. The method of claim 1, wherein the second signal processing function is calculated to minimize one or more of a mean squared error, a minimum phase shift, a minimum dominant frequency component deterioration, a reserved signal-to-noise ratio, or a high cross-correlation between sensed physiological data and the resultant physiological data. 4. The method of claim 1, wherein one or more of the first and second signal processing functions include one or more of a frequency-selective function, an upsampling function, a downsampling function, a re-sampling function, a filtering function, an amplifying function, an attenuating function, an averaging function, a function to calculate the median, mode, standard deviation or quartiles, a function to build a histogram, a function to estimate a probability distribution function or cumulative distribution function, or a compressing function. 5. The method of claim 1, wherein the applying the second signal processing function includes applying the second signal processing function in a time domain. 6. The method of claim 1, wherein the applying the second signal processing function includes applying the second signal processing function in a frequency domain. 7. The method of claim 1, wherein the third signal processing function includes one or more of a frequency-selective function, an upsampling function, a downsampling function, a re-sampling function, a filtering function, an amplifying function, an attenuating function, an averaging function, a function to calculate the median, mode, standard deviation or quartiles, a function to build a histogram, a function to estimate a probability distribution function or cumulative distribution function, or a compressing function. 8. The method of claim 1, wherein the second signal processing function comprises a plurality of signal processing functions aggregated to substantially reverse the effects of the first signal processing function on the physiological data. 9. The method of claim ... | Cardiac Pacemakers, Inc. | A61N001/362
US07343191 | B1 | 2008-03-11 | MRI system | 2001-12-27 | In one example, an illumination system is provided in an MRI system including an open MRI assembly comprising a pole covered by a canopy. The MRI system is within a shielded room. A light source is provided outside of the shielded room, at least one light projector is connected to the canopy, and optical fibers couple the light source to the light projector. The light projector is preferably flexible. The light projector or projectors increase the illumination in the imaging volume, facilitating medical procedures conducted on a subject within the imaging volume. | 1. A magnetic resonance imaging (MRI) system, comprising: a magnet assembly defining an imaging volume and at least one recessed portion;a shielded room surrounding the magnet assembly;a light source outside of the shielded room;at least one light projector within the room to direct illumination within the imaging volume, the light projector being bendable along a length;the at least one light projector being coupled to the at least one recessed portion of the magnet assembly; andmeans for optically connecting the light source to the at least one light projector, said means extending through a wall of the shielded room. 2. The MRI system of claim 1, wherein said means comprises a plurality of optical fibers. 3. The MRI system of claim 2, wherein the plurality of optical fibers extend through the at least one light projector, and the at least one light projector supports the optical fibers. 4. The MRI system of claim 2, comprising a plurality of optical fibers in the form of at least one bundle. 5. The MRI system of claim 1, further comprising a wave guide extending through the wall, wherein said means extends through the wave guide. 6. The MRI system of claim 1, wherein the at least one light projector comprises a plurality of segments, and at least one segment is movable with respect to an adjacent segment. 7. The MRI system of claim 6, wherein each movable segment comprises a first, rounded end and a second, recessed end for receiving the rounded end of an adjacent segment, wherein the rounded end of one segment can move within the recessed end of the adjacent segment. 8. The MRI system of claim 1, wherein the at least one light projector is connected to the MRI assembly. 9. The MRI system of claim 8, wherein the at least one light projector is connected to the MRI assembly within the imaging volume. 10. The MRI system of claim 1, wherein the magnet assembly comprises: a ferromagnetic frame; andfirst and second opposing poles supported by the ferromagnetic frame, wherein the at least one light projector is coupled to one of the poles. 11. The MRI system of claim 10, wherein: the magnet assembly further comprises a first canopy over the first pole, the first canopy defining the at least one recessed portion; andthe at least one light projector is connected to the first canopy within the at least one recessed portion. 12. The MRI system claim 11, wherein the means extends between the pole and the canopy to the at least one light projector. 13. The MRI system of claim 11, wherein the opposing poles are aligned along a vertical axis such that one of the poles is an upper pole and the other of the poles is a lower pole, wherein the at least one light projector is coupled to the upper pole. 14. The MRI system of claim 1, wherein the MRI system is an open MRI system. 15. The MRI system of claim 1, wherein the light source is an alternating current light source. 16. An open magnetic resonance imaging (MRI) system comprising: a magnet ass... | Fonar Corporation | A61B005/05
US07315767 | B2 | 2008-01-01 | Impedance spectroscopy based systems and methods | 2003-09-05 | One aspect of the invention provides a device that non-invasively determines the concentration of a substance in a target. The device includes a first electrode, a measuring circuit, and a data processor. In one embodiment of the device, the first electrode can be electrically insulated from the target, e.g., a cover layer of insulating material covers the first electrode. | 1. A method for managing a process involving a specimen, the method comprising: arranging a first electrode at the specimen, wherein the first electrode is electrically insulated from the specimen;receiving a modulated electrical voltage signal at the first electrode to generate a modulated field in the specimen;measuring at least one parameter depending on a response of the specimen to the field;determining a concentration of a substance in the specimen based at least in part on the measured parameter; andcontrolling an aspect of the process based at least in part on the determined concentration. 2. The method of claim 1 wherein controlling an aspect of the process comprises controlling a valve based at least in part on the determined concentration. 3. The method of claim 1 wherein the method further comprises arranging a second electrode at the specimen and wherein the modulated electrical voltage generates a modulated field between the first and the second electrode. 4. The method of claim 3 wherein the second electrode is in electric contact with the specimen. 5. The method of claim 3 wherein the method further comprises measuring a temperature of the specimen and using the temperature in the determination of the concentration. 6. The method of claim 1 wherein the modulated electrical voltage signal is a sine wave. 7. The method of claim 6 wherein the modulated electrical voltage signal has a frequency between 10 MHz and 2 GHz. 8. The method of claim 1 wherein the method further comprises arranging an antenna electrode at the specimen in proximity to the first electrode and wherein the response of the specimen is measured by measuring a signal transmitted from the first electrode to the antenna electrode. 9. The method of claim 1 wherein the substance is glucose. 10. The method of claim 1 wherein the specimen is a living body. 11. The method of claim 1 wherein the determining the concentration comprises using calibration data to convert the parameter to the concentration. 12. The method of claim 1 wherein the first electrode forms part of a resonant circuit having a resonance frequency and wherein the resonant circuit is operated substantially at the resonance frequency. 13. The method of claim 12 wherein the resonant circuit is at least part of a tank circuit of an active oscillator and wherein the parameter is one of an amplitude and a frequency of a signal generated by the oscillator. 14. The method of claim 1 wherein receiving a modulated voltage comprises receiving a frequency sweeped modulated voltage wherein the frequency is swept from a frequency below the resonance frequency to a frequency above the resonance frequency. 15. The method of claim 1 wherein the substance is an alcohol. 16. The method of claim 1 wherein the specimen is a salt solution. 17. The method of claim 1 wherein the substance is a salt. | Solianis Holding AG | G05B021/00 B32B005/02 C12Q001/68 G01N015/06 A61B005/05
US07818051 | B2 | 2010-10-19 | Wireless ECG in implantable devices | 2007-10-26 | An implantable medical device such as an implantable pacemaker or implantable cardioverter/defibrillator includes a programmable sensing circuit providing for sensing of a signal approximating a surface electrocardiogram (ECG) through implanted electrodes. With various electrode configurations, signals approximating various standard surface ECG signals are acquired without the need for attaching electrodes with cables onto the skin. The various electrode configurations include, but are not limited to, various combinations of intracardiac pacing electrodes, portions of the implantable medical device contacting tissue, and electrodes incorporated onto the surface of the implantable medical device. | 1. A method for acquiring a signal approximating a surface electrocardiogram (ECG) using an implantable medical device, the method comprising: receiving an ECG acquisition command using a command receiver of the implantable medical device;programming a pass band of a sensing circuit of the implantable medical device, the sensing circuit programmable for at least a surface ECG pass band and an intracardiac electrogram pass band, the programming the pass band caused by a processor of the implantable medical device in response to the ECG acquisition command and including programming the pass band to the surface ECG pass band;programming a sense interface of the implantable medical device to electrically connect at least two implantable electrodes to the sensing circuit, the programming the sense interface caused by the processor of the implantable medical device in response to the ECG acquisition command; andsensing a cardiac signal after the pass band of the sensing circuit and the sense interface are programmed in response to the ECG acquisition command. 2. The method of claim 1, wherein receiving the ECG acquisition command comprises receiving the ECG acquisition command from an external device via telemetry. 3. The method of claim 2, wherein receiving the ECG acquisition command comprises receiving the ECG acquisition command using a user input device in a remote device coupled to the external device via a telecommunication network. 4. The method of claim 1, wherein receiving the ECG acquisition command comprises: detecting a predetermined condition; andgenerating the ECG acquisition command in response to a detection of the predetermined condition. 5. The method of claim 4, wherein detecting the predetermined condition comprises detecting an arrhythmia. 6. The method of claim 4, wherein detecting the predetermined condition comprises sensing an activity level. 7. The method of claim 4, wherein detecting the predetermined condition comprises detecting the predetermined condition according to a predetermined schedule. 8. The method of claim 7, wherein detecting the predetermined condition comprises detecting the predetermined condition on a predetermined periodic basis. 9. The method of claim 1, wherein programming the sensing circuit comprises programming a band-pass filter providing for the pass band. 10. The method of claim 1, wherein programming the pass band comprises programming a low cutoff frequency to about 0.1 Hz. 11. The method of claim 1, wherein programming the pass band comprises programming a low cutoff frequency to about 0.5 Hz. 12. The method of claim 1, wherein programming the pass band comprises programming a high cutoff frequency to about 100 Hz. 13. The method of claim 1, wherein programming the pass band comprises programming a high cutoff frequency to a frequency between about 30 Hz and about 50 Hz. 14. The method of claim 1, further comprising programming a gain of the sensing circuit after receiving the ECG a... | Cardiac Pacemakers, Inc. | A61B005/04
US07515059 | B2 | 2009-04-07 | Patient support surface with physiological sensors | 2007-11-19 | A patient support surface comprises a cover defining an interior region, a modifiable support layer situated in the interior region and having at least one air bladder, and a sensor layer situated in the interior region and having at least one sensor configured to detect a physiological parameter of a patient atop the patient support surface. | 1. A patient support surface comprising: a cover defining an interior region,a modifiable support layer situated in the interior region and having at least one air bladder, anda sensor layer situated in the interior region above the at least one air bladder and having at least one sensor configured to detect a physiological parameter of a patient atop the patient support surface, the physiological parameter comprising at least one vital sign of the patient, the at least one sensor comprising a first sensor having a first output signal from which the at least one vital sign is determined, and the sensor layer comprising a second sensor having a second output signal which is used to determine whether to adjust a pressure of the at least one air bladder. 2. The patient support surface of claim 1, wherein the first sensor comprises one of a hear rate sensor, a respiration rate sensor, and a temperature sensor and the second sensor comprises a force sensor. 3. The patient support surface of claim 2, wherein the sensor layer comprises a piezoelectric material located between the modifiable support layer and the cover. 4. The patient support surface of claim 1, wherein the physiological parameter is one of a heart rate, a respiration rate, a body temperature, and blood oxygenation. 5. The patient support surface of claim 1, wherein the at least one sensor comprises a plurality of sensors configured to detect a plurality of physiological parameters of a patient atop the patient support surface. 6. The patient support surface of claim 5, wherein the plurality of physiological parameters comprise one or more of a heart rate, a respiration rate, a body temperature, and blood oxygenation. 7. The patient support surface of claim 1, further comprising a controller configured to generate an alert if a physiological parameter derived from the at least one sensor goes outside a predefined range. 8. The patient support surface of claim 7, wherein the controller is further configured to generate an alert at a nurse station and/or over an automated paging system if a physiological parameter derived from the at least one sensor goes outside a predefined range. 9. The patient support surface of claim 7, wherein the controller is configured to activate an alarm if the physiological parameter derived from the at least one sensor goes outside the predefined range. 10. The patient support surface of claim 1, further comprising a controller configured to monitor an apnea condition of a patient atop the patient support surface based on information from the at least one sensor. 11. A patient support surface comprising: a cover defining an interior region,a modifiable support layer situated in the interior region and having at least one air bladder,a sensor layer situated in the interior region and having at least one sensor configured to detect a physiological parameter of a patient atop the patient support surface, anda controller configured to monitor an apnea co... | Hill-Rom Services, Inc. | G08B021/00
US07349726 | B2 | 2008-03-25 | Pulse oximeter and sensor optimized for low saturation | 2006-04-19 | Embodiments of the present invention are directed to a system and method for measuring blood oxygen saturation. Specifically, embodiments of the present invention include emitting light having a wavelength spectrum that is optimized for an oxygen saturation reading less than 80 percent, detecting the light, and transmitting signals based on the detected light, the signals being useful in determining blood oxygen saturation with a pulse oximeter. | 1. A method for measuring blood oxygen saturation, comprising: emitting light from a light source of a pulse oximeter sensor;detecting the light at a detector of the pulse oximeter sensor;limiting light signals received at the detector from the light source to two or less spectra, wherein the two or less spectra are optimized for an oxygen saturation reading less than 80 percent;transmitting signals based on the limited light to a pulse oximeter, the signals being useful in determining blood oxygen saturation with the pulse oximeter; andcalculating a blood oxygen saturation value based on the limited light. 2. The method of claim 1, wherein the two or less spectra are optimized for a fetal oxygen saturation reading. 3. The method of claim 1, wherein the two or less spectra are optimized for an oxygen saturation reading less than 65 percent. 4. The method of claim 1, wherein the two or less spectra are optimized for an oxygen saturation reading greater than 15 percent. 5. The method of claim 1, comprising detecting the light with the detector, wherein the detector is located a distance of at least 10 mm from the light source that is emitting the light. 6. The method of claim 1, comprising emitting the light a distance from the detector, wherein the distance is optimized to reduce a sensitivity to perturbation induced artifacts in determining the blood oxygen saturation. 7. The method of claim 1, comprising emitting both red and an infrared light, wherein the infrared light has an infrared wavelength in a range useful for adults and the red light has a red wavelength in a range optimized for a fetus. 8. The method of claim 7, wherein the range optimized for the fetus of the red wavelength includes 735 nanometers at an intensity of at least 50% of an intensity of any other wavelengths in the wavelength spectrum. 9. The method of claim 1, wherein a mean wavelength of one of the two or less spectra is between about 700 and about 790 nanometers. 10. The method of claim 9, wherein a mean wavelength of one of the two or less spectra is 805 nanometers to 940 nanometers. 11. The method of claim 1, wherein the two or less spectra are optimized for increased depth of penetration of light in a fetus as compared to an optimum penetration depth for an adult. 12. The method of claim 1, wherein the light comprises red light and infrared light, each of the red light and infrared light having an extinction and scattering coefficient for blood perfused tissue, wherein the two or less spectra are optimized such that a product of the extinction and scattering coefficients of the red light and the infrared light forms first and second values, a ratio between the first and second values being between 0.5 and 2.0 for a majority of an oxygen saturation reading range of 0 to 65 percent. 13. The method of claim 1, wherein the two or less spectra are optimized such that sensitivity to perturbation induced artifacts and changes in saturation are limited in determi... | Nellcor Puritan Bennett LLC | A61B005/00
US07570998 | B2 | 2009-08-04 | Acoustic communication transducer in implantable medical device header | 2007-07-20 | An implantable medical device is adapted for implantation into body tissue. The implantable medical device comprises a housing and a header coupled to the housing. A cavity is located in the header. An ultrasonic transducer adapted to transmit acoustic waves at a communication frequency is located in the cavity, and a coupling surface is interposed between the ultrasonic transducer and the body tissue and is acoustically coupled with the body tissue. | 1. An implantable medical device for implantation into body tissue comprising: a housing and a header coupled to the housing;a cavity located in the header;a casing disposed within the cavity, the casing having a wall defining a coupling surface;an ultrasonic transducer disposed inside the casing, the transducer adapted to transmit acoustic waves at a communication frequency; andcontrol circuitry disposed in the housing, the control circuitry adapted to communicate with a remote device by driving the transducer at the communication frequency and processing electrical signals received from the transducer;wherein the coupling surface is configured to be interposed between the ultrasonic transducer and the body tissue, the coupling surface having a resonance frequency greater than about 20 kHz and the coupling surface configured to be acoustically coupled with the body tissue. 2. The implantable medical device of claim 1 wherein the ultrasonic transducer comprises a polyvinylidine diflouride (PVDF) material. 3. The implantable medical device of claim 2 wherein the ultrasonic transducer further comprises a substrate located adjacent to a back wall of the casing, the substrate includes an aperture, and the PVDF material is disposed over the aperture. 4. The implantable medical device of claim 1 wherein the ultrasonic transducer comprises a lead zirconate titanate (PZT) material and the coupling surface comprises a surface that resonates at the communication frequency. 5. The implantable medical device of claim 4 wherein the PZT material is coupled to the coupling surface. 6. The implantable medical device of claim 1 wherein a plurality of cavities are located in the header, each cavity having a casing disposed therein and each casing having an ultrasonic transducer disposed therein, each casing having a coupling surface that is interposed between each ultrasonic transducer and the body tissue and is acoustically coupled with the body tissue. 7. The implantable medical device of claim 6 wherein the header includes a plurality of surfaces, and at least two of the surfaces include a cavity. 8. The implantable medical device of claim 1 wherein the approximate shape of the ultrasonic transducer is circular. 9. The implantable medical device of claim 1 wherein the communication frequency is approximately 40 kiloHertz. 10. The implantable medical device of claim 1 wherein the ultrasonic transducer is adapted to receive acoustic waves at the communication frequency. 11. The implantable medical device of claim 1 wherein the implantable medical device includes a pulse generator. 12. The implantable medical device of claim 1 wherein the transducer is disposed within the casing such that a space is maintained between the transducer and an inner surface of the casing, the space being filled with a medium having an impedance that generally matches the impedance of the human body. 13. The implantable medical device of claim 1 wherein the transducer is di... | Cardiac Pacemakers, Inc. | A61N001/00
US07316651 | B2 | 2008-01-08 | Method for automatically calibrating electronic sphygmomanometer | 2004-09-21 | The present invention discloses a method for automatically calibrating an electronic sphygmomanometer, which pumps air at a predetermined air pressure to a testing electronic sphygmomanometer to simultaneously pressurize a set of pressure sensors set for regular use and at least one other set of pressure sensors being interconnected in the electronic sphygmomanometer to detect whether or not the set of pressure sensors used at regular time is normal. The detected change of pressure during the detection is sent to a control module, and the control module will compare the detected value of each pressure sensor. If the comparison is matched, then it means that the set of pressure sensors used at regular time is normal; if the comparison is mismatched, then the pressure sensors are determined as abnormal and the air valve connected to such pressure sensors is shut, such that when a user uses the electronic sphygmomanometer for the next time, another set of pressure sensors will be started. The present invention can achieve the purpose of allowing users to calibrate the electronic sphygmomanometer on their own without the need of sending the electronic sphygmomanometer to the original manufacturer and further saving time and simplifying the operation. | 1. A method for automatically calibrating electronic sphygmomanometer, said sphygmomanometer including a normally used pressure sensor set and at least second and third additional sensors, comprising the steps of: turning on a power supply;setting a control module coupled to a power module at an operating mode;said control module controlling an air pump module to pressurize an electronic sphygmomanometer to a predetermined pressure value;opening a valve of a used pressure sensor set in said electronic sphygmomanometer and also opening a valve of another pressure sensor set at the same time, said pressure sensors being capable of detecting a change of pressure, converting said change of pressure into a numeric value, and sending said numeric value to a processor of said control module, said control module sending said predetermined pressure value and a detected pressure value of each pressure sensor of said pressure sensor set to a display module; andsaid control module comparing the received numeric values, thereby comparing an air pressure value of said used pressure sensor set with an air pressure value of said second pressure sensor; wherein: if said air pressure reading of the used pressure set matches with said air pressure reading of said second pressure sensor, then said used pressure sensor set is determined to be normal and calibration is ended:if said air pressure reading of the used pressure sensor set does not match an air pressure reading of said second pressure sensor, then said second pressure sensor is compared with a third pressure sensor;if an air pressure reading of the second pressure sensor does not match an air pressure reading of the third pressure sensor, then said used pressure sensor is determined to be normal and calibration is ended;if said air pressure reading of the another pressure sensor matches an air pressure reading of the third pressure sensor, then said used pressure sensor set is determined to be abnormal, and said air value connected to said used pressure sensor set is shut off, in which case, when a blood pressure is measured at a next time, a user is capable of using another normal pressure sensor for the measurement, not only maintaining a continuous use of said electronic sphygmomanometer, but also allowing users to calibrate said electronic sphygmomanometer on their own. | Health & Life Co., Ltd. | A61B005/00
US07335162 | B2 | 2008-02-26 | System for performing an analysis of pressure-signals derivable from pressure measurements on or in a body | 2006-11-17 | A system for performing an analysis of pressure-signals derivable from pressure measurements on or in a body of a human being or animal, includes a communication interface for receiving a set of digital pressure sample values, a memory for storing these values, and a processor capable of performing the analysis, the processor having means to identify features related to single pressure waves in the pressure signals based on input of the digital data into the processor, and the processor further having determination means which based on the features is configured to a) determine a minimum pressure value related to diastolic minimum value and a maximum pressure value related to systolic maximum value, b) determine at least one parameter of the single wave parameters elected from the group of: pressure amplitude=ΔP=[(maximum pressure value)−(minimum pressure value)], latency (ΔT), rise time or rise time coefficient=ΔP/ΔT, and wavelength of the single wave, c) determine number of the single pressure waves occurring during a given time sequence, including determination of the number of single pressure waves with pre-selected values of one or more of the single pressure wave parameters during the given time sequence, and d) determine number of single pressure waves with pre-selected combinations of two or more of the single pressure wave parameters during the given time sequence. Further, the system has a display for visual presentation of the result of analysis performed by the processor. | 1. A system for performing an analysis of pressure-signals derivable from pressure measurements on or in a body of a human being or animal, said system including: a communication interface for receiving a set of digital pressure sample values,a memory for storing these values, and a processor capable of performing the analysis, said processor having means to identify features related to single pressure waves in said pressure signals based on input of said digital data into the processor,said processor further having determination means which based on said features is configured to:a) determine a minimum pressure value related to diastolic minimum value and a maximum pressure value related to systolic maximum value,b) determine at least one parameter of the single wave parameters elected from the group of: pressure amplitude=ΔP=[(maximum pressure value)−(minimum pressure value)], latency (ΔT), rise time or rise time coefficient=ΔP/ΔT, and wavelength of the single wave,c) determine number of said single pressure waves occurring during a given time sequence, including determination of the number of single pressure waves with pre-selected values of one or more of said single pressure wave parameters during said given time sequence, andd) determine number of single pressure waves with pre-selected combinations of two or more of said single pressure wave parameters during said given time sequence,and a display for visual presentation of the result of analysis performed by the processor. 2. A system according to claim 1, wherein said display is a video interface controlled by said processor. 3. A system according to claim 1, wherein said communication interface, memory, processor and display together constitute a single apparatus means. 4. A system according to claim 3, wherein a pressure sensor and pressure transducer is connectable to said apparatus. 5. A system according to claim 3, wherein said apparatus is used as an interface for connecting a network station or personal computer to a pressure sensor. 6. A system according to claim 3, wherein said apparatus is digitally operated when sampling and storing pressure measurements obtained from a pressure sensor placed in or on a patient. 7. A system according to claim 3, wherein said apparatus has an input for receiving pressure measurements from a pressure sensor capable of sensing pressures elected from intracranial pressure, blood pressure, and pressure in other body cavities of a human or animal. 8. A system according to claim 3, wherein said apparatus includes an input control. 9. A system according to claim 8, wherein said input control includes at least one of a calibration function, a function for selecting the interval of pressure recordings, and a function for adjusting the real time clock. 10. A system according to claim 3, wherein an internal battery powers said apparatus. 11. A system according to claim 10, wherein said internal battery is rechargeable. 12. A system according to... | Sensometrics AS | A61B005/02
US07727162 | B2 | 2010-06-01 | Bias-probe rotation test of vestibular function | 2007-10-11 | Apparatus and methods for rotation test stimulus and analysis methods overcome many of the limitations of traditional clinical tests of peripheral vestibular function. An embodiment includes a rotational stimuli applied to the rotational motion for testing that includes two separate components, a bias component and a probe component. The bias component for rotational motion is designed to temporarily turn off vestibular responses in one ear while the responsiveness in the opposite ear is simultaneously evaluated using the probe component of the stimulus. Responses from application of these stimuli are analyzed by isolating and separating the bias response from the probe response. The bias and probe component responses are parameterized by applying curve fits of mathematical functions to the isolated bias and probe component responses. These parameters characterize the patient's vestibular function. | 1. A system comprising: an eye velocity computing unit arranged such that the eye velocity computing unit operatively computes eye velocity from eye position data from a subject as a result of applying a stimulus to control rotational motion of the subject to affect vestibular responses of the subject, the stimulus having a bias component and a probe component such that vestibular responses in one ear of the subject are temporarily turned off during application of the bias component with the probe component modulating the bias component to evaluate responsiveness in another ear of the subject; anda filter arranged such that the filter operatively isolates and separates a bias response to the bias component of the stimulus from a probe response to the probe component of the stimulus to analyze separately the bias response and the probe response. 2. The system of claim 1, wherein the filter includes a bandpass filter arranged such that the bandpass filter operatively filters a slow phase eye velocity in isolating the probe response providing a bandpass slow phase eye velocity. 3. The system of claim 2, wherein the system includes tools that parameterize the probe response including tools that curve fit an averaged bandpass slow phase eye velocity, {dot over ({circumflex over (θ)}bp, the curve fit related to a probe frequency, ωp, and a bias frequency, ωb, and having a probe component eye velocity amplitude, Ap, a probe component phase, φp, a phase of the modulation waveform, φb, and a modulation factor, m, that varies from 0 to 1, as fit parameters. 4. The system of claim 3, wherein the curve fit includes a curve fit according to the relation {dot over ({circumflex over (θ)}bp=Ap(1+m cos(ωbt+φb))cos(ωpt+φp). 5. The system of claim 1, wherein the system includes: a first low pass filter arranged such that the first low pass filter operatively filters a slow phase eye velocity operatively removing the probe response to provide an isolated bias component of the eye velocity;a second low pass filter arranged such that the second low pass filter operatively filters a stimulus velocity, operatively removing the probe component to provide an isolated bias component of the stimulus velocity; anda diagnostics tool arranged such that an input-output function is operatively generated, the input-output function correlated to the isolated bias component of the eye velocity versus the isolated bias component of the stimulus velocity. 6. The system of claim 5, wherein the system is arranged such that the system operatively estimates a phase for an averaged isolated bias component and a phase for an averaged low pass slow phase eye velocity at a frequency of the bias component, and operatively time shifts the averaged isolated bias component and the averaged low pass slow phase eye velocity such that the averaged isolated bias component and the averaged low pass slow phase eye velocity are aligned with a 180° phase shift between each other. 7. The system of ... | Oregon Health & Science University | A61B005/00 A61B019/00
US07344504 | B2 | 2008-03-18 | Venous distensibility evaluation index measuring apparatus | 2004-01-13 | In an venous distensibility evaluation index measuring apparatus, a pressure adjusting section generates a pressure to supply it to a venous occluding section; in response thereto the venous occluding section starts to press a vein in the upper arm; upon this operation, an electrode section causes a current to flow, while detecting a voltage at that time; an impedance conversion section converts this detected voltage in combination with the supplied current into an impedance; an impedance transition gradient calculating unit determines a gradient of a rate of change in impedance to the elapsed time; a venous distensibility evaluation index determining unit determines a venous age corresponding to said gradient of the rate of change in impedance to the elapsed time as well as a venous sclerosis level corresponding to the venous age based on the relation data stored previously in a storage section; and finally a display section indicates the venous age and the venous sclerosis level. | 1. A venous distensibility evaluation index measuring apparatus comprising: a venous occluding section;a pressure adjusting section;a clock section;an electrode section;an impedance conversion section;an impedance transition gradient calculating unit;a storage section;a venous distensibility evaluation index determining unit; anda display section;wherein said venous occluding section causes a vein in one part of body regions to be in a pressed condition;said pressure adjusting section adjusts a pressure used to cause the vein in the one part of the body regions to be in the pressed condition by increasing or decreasing the pressure, which is to be supplied to said venous occluding section;said clock section measures an elapsed time since said venous occluding section has started the pressing operation of said vein in the one part of the body regions;said electrode section supplies a current at a predetermined frequency to a vein in a location more distant from the heart with respect to that of said venous occluding section yet in the same circulation path as said vein of the one part of the body regions, while detecting a voltage, when said clock section measures said elapsed time;said impedance conversion section generates said current at the predetermined frequency to be supplied by said electrode section, while converting said voltage detected by said electrode section in combination with the supplied current into an impedance;said impedance transition gradient calculating unit arithmetically calculates a gradient of a rate of change in impedance to the elapsed time based on said impedance converted in said impedance conversion section and said elapsed time measured by said clock section;said storage section stores previously data indicative of a relation between the gradient of the rate of change in impedance to the elapsed time and a first venous distensibility evaluation index;said venous distensibility evaluation index determining unit specifies said first venous distensibility evaluation index corresponding to said gradient of the rate of change in impedance to the elapsed time calculated by said impedance transition gradient calculating unit from said relation data stored previously in said storage section; andsaid display section indicates said first venous distensibility evaluation index specified by said venous distensibility evaluation index determining unit. 2. A venous distensibility evaluation index measuring apparatus in accordance with claim 1, in which said pressed condition represents a condition pressed at a constant pressure in a range from 30 mmHg to 90 mmHg. 3. A venous distensibility evaluation index measuring apparatus in accordance with claim 1, in which said pressed condition represents a condition pressed at a constant pressure of 50 mmHg. 4. A venous distensibility evaluation index measuring apparatus in accordance with claim 1, in which said predetermined frequency is in a range from 1 kHz to 500 kHz. 5. A venou... | Tanita Corporation | A61B005/02 A61B005/04
US08190224 | B2 | 2012-05-29 | Medical sensor for reducing signal artifacts and technique for using the same | 2006-09-22 | A sensor may be adapted to reduce motion artifacts by mitigating the effects of the tissue moving within the sensor. A sensor is provided with an elastomeric sensor body adapted to accommodate patient motion. Further, a sensor is provided in which the sensor cable is arranged to mitigate its pressure on a patient's tissue. | 1. A sensor comprising: a conformable bandage-type sensor body configured to be applied to a digit; at least one sensing element disposed on the sensor body; and a cable adapted to be electrically coupled to the sensing element, wherein the cable is disposed along the sensor body in a curvilinear configuration and wherein the cable emerges from the sensor body at a site not on the outer perimeter of the sensor body. 2. The sensor, as set forth in claim 1, wherein the sensor comprises at least one of a pulse oximetry sensor or a sensor for measuring a water fraction. 3. The sensor, as set forth in claim 1, wherein the sensor comprises a cable guide adapted to hold the cable in the curvilinear configuration. 4. The sensor, as set forth in claim 1, wherein the cable is embedded in the conformable bandage-type sensor body in a curvilinear configuration. 5. The sensor, as set forth in claim 1, wherein the cable emerges from the conformable bandage-type sensor body at an angle not in line with a plane along a tangent line of a surface of the conformable bandage-type sensor body at a point where the cable emerges from the conformable bandage-type sensor body. 6. The sensor, as set forth in claim 1, wherein the sensor comprises a reflectance-type sensor. 7. The sensor, as set forth in claim 1, wherein the sensor comprises a transmission-type sensor. 8. A system comprising: a monitor; and a sensor adapted to be operatively coupled to the monitor, the sensor comprising: a conformable bandage-type sensor body configured to be applied to a digit; at least one sensing element disposed on the conformable bandage-type sensor body; and a cable adapted to be electrically coupled to the sensing element, wherein the cable is disposed along the conformable bandage-type sensor body in a curvilinear configuration and wherein the cable emerges from the sensor body at a site not on the outer perimeter of the sensor body. 9. The system, as set forth in claim 8, wherein the sensor comprises at least one of a pulse oximetry sensor or a sensor for measuring a water fraction. 10. The system, as set forth in claim 8, wherein the sensor comprises a cable guide adapted to hold the cable in the curvilinear configuration. 11. The system, as set forth in claim 8, wherein the cable is embedded in the conformable bandage-type sensor body in a curvilinear configuration. 12. The sensor, as set forth in claim 8, wherein the cable emerges from the conformable bandage-type sensor body at an angle not in line with plane along a tangent line of a surface of the conformable bandage-type sensor body at a point where the cable emerges from the conformable bandage-type sensor body. 13. The system, as set forth in claim 8, wherein the sensor comprises a reflectance-type sensor. 14. The system, as set forth in claim 8, wherein the sensor comprises a transmission-type sensor. 15. A method comprising: electrically coupling a sensing element to a monitor with a cable, wherein sensing ... | Nellcor Puritan Bennett LLC | A61B005/1455
US07925066 | B2 | 2011-04-12 | Method and apparatus for correcting an error in the co-registration of coordinate systems used to represent objects displayed during navigated brain stimulation | 2007-09-11 | An error in the co-registration of a coordinate system used to represent a head of a subject in image data with a coordinate system used to represent the location of trackers affixed to the scalp surface of the head and a tracked device, such as a transcranial magnetic stimulation (“TMS”) induction coil device, is corrected using information representative of the actual distance between the tracked device and the scalp of the subject, such that representations of the tracked device and the subject's head are accurately shown on a display of a navigated brain stimulation (“NBS”) system tracking movement of the tracked device in relation to the subject's head. The correction of the error in the co-registration is performed without collecting additional tracking information from trackers on a tracked TMS coil device and the head, which avoids interrupting NBS using the TMS coil device. | 1. A method for correcting an error in positioning a representation of a tracked device in relation to a representation of a scalp surface of a head, comprising: supplying information representative of an actual distance between the tracked device and the scalp surface, wherein the tracked device and the scalp surface representations are generated in connection with performing navigated brain stimulation (“NBS”) using a transcranial magnetic stimulation (“TMS”) induction coil device, andcorrecting co-registration data using the distance information, wherein the co-registration data is generated from correlating a coordinate system used to represent the head of the subject in image data with a coordinate system used to represent the location of reflective trackers affixed to the scalp surface of the subject and the tracked device. 2. The method of claim 1, wherein image data is magnetic resonance imaging data. 3. The method of claim 1, wherein the distance information is automatically determined. 4. The method of claim 3, wherein the tracked device is a TMS coil device and a proximity sensor on the TMS coil device generates the distance information. 5. The method of claim 4, wherein the proximity sensor measures a distance between a point on the TMS coil device and a point on the scalp surface. 6. The method of claim 1, wherein the distance information is provided by a user. 7. The method of claim 1 further comprising: displaying the representation of the tracked device in relation to the representation of the scalp surface on a display using the corrected co-registration data. 8. The method of claim 1, wherein the tracked device is a TMS coil device and wherein the distance information is generated while a user operates the TMS coil device to stimulate a target site on a brain of the subject. 9. The method of claim 1, wherein the tracked device is a TMS coil device and wherein the distance information is generated while a user moves the TMS coil device in relation to the head without stimulating the brain. 10. The method of claim 1, wherein the tracked device is a TMS coil device and wherein the correcting of the co-registration data is performed while a user operates the TMS coil device to stimulate target sites on a brain of the subject. 11. The method of claim 1, wherein the tracked device is a TMS coil device and wherein the correcting of the co-registration data is performed while a user moves the TMS coil device in relation to the head without stimulating the brain. 12. The method of claim 1 further comprising: a user of the tracked device observing the position of the representation of the tracked device in relation to the representation of the scalp surface on a NBS display; andthe user supplying the distance information if the observed position is different than an actual position of the tracked device in relation to the scalp surface. 13. The method of claim 1, wherein the actual position of the tracked device is touching th... | Nexstim Oy | G06K009/00 A61N001/00
US08340754 | B2 | 2012-12-25 | Method and a device for determining the hydration and/or nutrition status of a patient | 2004-12-21 | The invention relates to the field of monitoring the hydration and/or nutrition status of a patient. According to the invention a method is provided to determine at least one of a mal-hydration component, an adipose tissue component and a lean tissue component of a patient comprising the steps of determining chemical or physical properties of the patient and deriving the at least one component on the basis of the determined chemical or physical properties of the patient and previously determined values of a mass or volume fraction of water in lean tissue and a mass or volume fraction of water in adipose tissue. The invention also relates to a device for carrying out the method according to the invention and to a computer program product to be used on such a device. | 1. A method to determine a mal-hydration component, an adipose tissue component, and a lean tissue component of a patient, the method comprising the steps of: (a) determining chemical or physical properties of the patient; wherein the chemical or physical properties of the patient are at least one of the whole body mass, the lipid mass and the total bone mineral content mass of the patient, and(b) deriving the mal-hydration component, the adipose tissue component and the lean tissue component on the basis of the determined chemical or physical properties and previously determined patient-independent values of a mass or volume fraction of water in lean tissue and a mass or volume fraction of water in adipose tissue, wherein the mal-hydration component, the adipose tissue component and the lean tissue component is the mass or volume of the patient. 2. The method according to claim 1, characterised in that the chemical or physical properties of the patient further comprises the volume or mass of at least one of the total water, the extracellular water and the intracellular water of the patient. 3. The method according claim 1, characterised in that the previously determined values comprise the mass or volume fraction of the total water in lean tissue and the mass or volume fraction of the total water in adipose tissue. 4. The method according to claim 1, characterised in that the previously determined values comprise the mass or volume fraction of extracellular water in lean tissue and the mass or volume fraction of extracellular water in adipose tissue. 5. The method according claim 1, characterised in that the previously determined values comprise the mass or volume fraction of intracellular water in lean tissue and the mass or volume fraction of intracellular water in adipose tissue. 6. A device for carrying out a method to determine a mal-hydration component, an adipose tissue component, and a lean issue component of a patient, the method comprising the steps of: (a) determining chemical or physical properties of the patient; and(b) deriving the mal-hydration component, the adipose tissue component and the lean tissue component on the basis of the determined chemical or physical properties and previously determined patient-independent values of a mass or volume fraction of water in lean tissue and a mass or volume fraction of water in adipose tissue, wherein the mal-hydration component, the adipose tissue component and the lean tissue component is the mass or volume of the patient;the device comprisinga measurement and/or input unit configured to provide values for the chemical or physical properties of the patient to be determined,an evaluation unit configured to derive the mal-hydration component, the adipose tissue component and the lean tissue component on the basis of the determined properties of the patient and previously determined patient-independent values of a mass or volume fraction of water in lean tissue and a mass or volume fr... | Fresenius Medical Care Deutschland GmbH | A61B005/05
US08956418 | B2 | 2015-02-17 | Smart joint implant sensors | 2007-08-03 | A prosthesis for implantation into a mammalian body, the device comprising: (a) a prosthesis for implantation into a mammalian body that includes a sensor array comprising a plurality of sensors mounted to the prosthesis; and (b) an electronics structure for receiving signals from the sensor array and wirelessly transmitting representative signals to a remote receiver, where the plurality of sensors are operative to sense pressure, applied to the prosthesis by another object, in at least two axes generally perpendicular to one another. | 1. A prosthetic device for implantation into a mammalian body having a bodily fluid, the prosthetic device prosthesis comprising: a prosthesis having at least one articular surface adapted to form a joint with one of a bone and a second prosthetic implant, the one of the bone and the second prosthetic implant applying a load to the articular surface of the prosthesis after implantation of the prosthesis into the mammalian body, the prosthesis for being bathed by the bodily fluid when implanted in the mammalian body, the prosthesis including a microchannel and a micropump in fluid communication with the microchannel to pump the bodily fluid through the microchannel,a sensor array comprising a plurality of sensors mounted to the prosthesis; andan electronics structure for receiving signals from the sensor array and wirelessly transmitting representative signals to a remote receiver;wherein at least one of the plurality of sensors is operative to sense pressure, applied to the at least one articular surface of the prosthesis at the joint, in at least two axes generally perpendicular to one another, andwherein at least one sensor of the plurality of sensors is in fluid communication with the microchannel. 2. The prosthetic device of claim 1, wherein the electronics structure includes a timing circuit configured to automatically activate the sensor array and to automatically deactivate the sensor array. 3. The prosthetic device of claim 1, wherein the plurality of sensors include at least one of resistive microcantilevers, piezoelectric microcantilevers, and microcapacitor sensors. 4. The prosthetic device of claim 1, wherein the prosthesis includes at least one of a knee replacement femoral prosthesis, a knee replacement tibial prosthesis, a knee replacement tibial tray prosthesis, a hip replacement femoral prosthesis, a hip replacement acetabular cup prosthesis, a hip replacement acetabular cup insert prosthesis, a trial knee replacement femoral prosthesis, a trial knee replacement tibial prosthesis, a trial knee replacement tibial tray prosthesis, a trial hip replacement femoral prosthesis, a trial hip replacement acetabular cup prosthesis, and a trial hip replacement acetabular cup insert prosthesis. 5. The prosthetic device of claim 1, wherein the electronics structure includes a microcontroller, an amplifier, and a transmitter, the microcontroller being operatively coupled to the amplifier to amplify the signals from the sensor array and being operatively coupled to the transmitter to transmit amplified signals to the remote receiver, the remote receiver being located outside the mammalian body. 6. The prosthetic device of claim 1, wherein the electronics structure includes an application specific integrated circuit, which includes a filter for filtering out low frequency noise. 7. The prosthetic device of claim 1, wherein the electronics structure includes an application specific integrated circuit, which includes a multiplexer for multip... | Zimmer, Inc. | A61F002/30 A61B005/00 A61F002/38 G06F019/00 A61L027/50 A61B005/03 A61B005/07 A61B005/145 A61F002/46 A61F002/48
US08712507 | B2 | 2014-04-29 | Systems and methods for arranging and labeling cardiac episodes | 2006-12-21 | Methods and systems for arranging and labeling cardiac episodes based on acquired cardiac episode data are described. Cardiac episodes are algorithmically arranged based on one or more discriminating features of the episode data. A user is presented with at least one episode selected from the arrangement of cardiac episodes. The user inputs a label that characterizes the selected episode. The label is algorithmically appended to the data of the selected episode and to other episodes of the arrangement of cardiac episodes based on the discriminating features. | 1. A method operable on data acquired by an implantable cardiac device and associated with a plurality of cardiac episodes, the method comprising: algorithmically grouping, with at least one of a number of data processors, the cardiac episodes based on multiple discriminating features of the episodes, each cardiac episode including a plurality of consecutive cardiac beats, wherein the discriminating features include at least one feature from a cardiac signal and at least one feature from a non-cardiac signal;algorithmically selecting, with at least one of the number of data processors, at least one episode from an arrangement of cardiac episodes;graphically displaying an electrogram (EGM) signal of the at least one episode to a user through a patient-external user interface;after displaying the EGM signal, receiving an input from a user through the patient-external user interface, the input from the user identifying a user-selected label that characterizes the EGM signal of the selected episode;algorithmically appending, with at least one of the number of data processors, the user-selected label to data of the selected episode; andalgorithmically appending, with at least one of the number of data processors, the user-selected label to data of non-selected episodes of the arrangement of cardiac episodes. 2. The method of claim 1, wherein grouping the cardiac episodes comprises grouping the episodes based on similarity of the one or more discriminating features. 3. The method of claim 1, wherein a number of groups is determined by a user. 4. The method of claim 1, wherein a number of groups is determined algorithmically. 5. The method of claim 1, wherein grouping the cardiac episodes comprises ordering the episodes based on the one or more discriminating features and grouping the ordered episodes. 6. The method of claim 5, wherein grouping the ordered episodes comprises: identifying, by the user, one or more ordered episodes defining boundary episodes between groups; andalgorithmically grouping, with at least one of the number of data processors, the ordered episodes based on the boundary episodes. 7. The method of claim 1, wherein receiving the input from the user comprises: algorithmically selecting, with at least one of the number of data processors, a label for the selected episode; andconfirming, by the user, the algorithmically selected label or selecting, by the user, a label different from the algorithmically selected label. 8. The method of claim 1, further comprising receiving additional episode data acquired by the implantable cardiac device and repeating the algorithmically grouping and algorithmically appending processes using previously acquired episode data and the additional episode data. 9. The method of claim 8, wherein repeating the algorithmically grouping and algorithmically appending processes is initiated algorithmically or manually. 10. The method of claim 1, wherein the one or more discriminating features of the ep... | Cardiac Pacemakers, Inc. | A61B005/04
US08758238 | B2 | 2014-06-24 | Health related location awareness | 2006-12-21 | A remote health monitoring system, comprising a device suitable for transmitting and receiving data and configured for determining a geographic location of the device, a communication network and a server. The device is suitable for communicating with the server via the communication network, and a visitation schedule of a healthcare provider is determined based upon health related information of a patient and the geographic location of the device. | 1. A remote health monitoring system, comprising: at least two data transmitting and receiving devices, each data transmitting and receiving device of said at least two data transmitting and receiving devices includes a global positioning system receiver, said global positioning system receiver determines a geographic location of said device, each data transmitting and receiving device transmits said geographic location of said device, each data transmitting and receiving device being associated with a single patient and includes at least one actuator for data input for responding to a health related information query, each data transmitting and receiving device providing patient availability, and each data transmitting and receiving device requesting a healthcare service; anda server, said server communicates with each data transmitting and receiving device over a communication network, said server stores health related information for a plurality of patients, the server receives said geographic location of each data transmitting and receiving device, the server generates a visitation schedule of a healthcare provider based upon the health related information of each patient of said plurality of patients, said geographic location of each device, patient availability of each patient, a risk stratification of each patient, and any requests for healthcare service, the server further tracking patient compliance with a treatment program by comparing received geographic location data of a particular device with predetermined healthcare service location data. 2. The remote health monitoring system claimed in claim 1, further comprising a workstation, wherein said workstation communicates with said server. 3. The remote health monitoring system claimed in claim 2, wherein said workstation comprises at least of one of a personal computer, a handheld computer or a remote terminal. 4. The remote health monitoring system claimed in claim 1, further comprising a measuring apparatus suitable for measuring health related data and transmitting said health related data to said server via said communication network. 5. The remote health monitoring system claimed in claim 4, wherein said measuring apparatus measures at least one of a blood glucose level, a pulse, a weight, a blood pressure, or a peak flow. 6. The remote health monitoring system claimed in claim 1, wherein each data transmitting and receiving device is configured for receiving queries from said server, accepting a patient query response, and transmitting said patient query responses to said server. 7. The remote health monitoring system claimed in claim 6, wherein said visitation schedule is further determined by a web based traffic report and a web based weather report. 8. The remote health monitoring system claimed in claim 1, wherein said each transmitting and receiving device is configured to receive patient availability data. 9. The remote health monitoring system claimed in claim 1, w... | Health Hero Network, Inc. | A61B005/00 G06Q010/00 G06F019/00 G06Q010/06
US08430828 | B2 | 2013-04-30 | Method and apparatus for a multi-use body fluid sampling device with sterility barrier release | 2007-01-26 | A device for use with a gripper is provided. A cartridge is provided that defines a plurality of cavities. A plurality of penetrating members are at least partially contained in the cavities of the cartridge. The penetrating members are slidably movable to extend outward from the cartridge to penetrate tissue. Each cavity has a longitudinal opening that provides access to an elongate portion of the penetrating member. A sterility barrier is coupled to the cartridge. The sterility barrier covers a plurality of the longitudinal openings. The sterility barrier is configured to be moved so that the elongate portion is accessed by the gripper without touching the barrier. | 1. A device comprising: a disposable having a plurality of cavities; an electrically powered force generator configured to be coupled to a penetrating member, and coupled to a processor that provides instruction to the electrically power force generator;a plurality of penetrating members at least partially contained in said cavities of the single disposable wherein the penetrating members are slidably movable to extend outward from lateral openings associated with the plurality of penetrating members on said disposable to penetrate tissue;a single fracturable sterility barrier that covers the lateral openings in order to maintain at least a tip of each of the penetrating members in the cavities in a sterile environment prior to launch; anda punch positioned and movable to penetrate that portion of the fracturable sterility barrier covering the lateral opening associated with one of the penetrating members to release the penetrating member from the sterile environment created by that portion of the sterility barrier during launch of the penetrating member so that the penetrating member exits the lateral opening without contacting the barrier. 2. The system of claim 1 wherein the punch moves vertically when urged by a cam surface. 3. The system of claim 1 wherein the disposable moves vertically when urged by a cam surface. 4. The system of claim 1 further comprising a cam having a radial configuration for urging the motion of the punch. 5. The system of claim 1 further comprising a cam having a radial configuration for urging the motion of a disposable pusher which in turn moves the disposable. 6. The system of claim 1 further comprising a ratchet mechanism preventing a cam urging the motion of the punch from moving in reverse. 7. The system of claim 1 further comprising a mechanical slider actuated by a user, said slider configured to actuate a cam that urges the motion of the punch. 8. The system of claim 1 further comprising an electrically powered force generator for actuating an active one of said penetrating members. 9. The system of claim 1 further comprising: a position sensor coupled to said force generator used to determine position of an active one of said penetrating members. 10. A device comprising: a disposable having a plurality of cavities; an electrically powered force generator configured to be coupled to a penetrating member, and coupled to a processor that provides instruction to the electrically power force generator;a plurality of penetrating members at least partially contained in said cavities of the single disposable wherein the penetrating members are slidably movable to extend outward from lateral openings on said disposable to penetrate tissue;a single fracturable sterility barrier that covers the lateral openings associated with the penetrating members in order to maintain at least a tip of each of the penetrating members in a sterile environment prior to launch of a penetrating member, wherein the tip of the p... | Sanofi-Aventis Deutschland GmbH | A61B005/00
US08509876 | B2 | 2013-08-13 | Implantable MRI compatible stimulation leads and antennas and related systems and methods | 2005-08-09 | In vivo medical stimulation probes include an elongate lead having at least one stimulation electrode disposed on a distal portion thereof. The probes may include a plurality of axially spaced apart RF chokes disposed on and/or in an axially extending shielding layer of the lead in advance of the at least one electrode to inhibit induced RF current from forming and/or traveling along the shielding layer. | 1. An in vivo medical stimulation probe, comprising: an elongate lead having a length and at least one stimulation electrode disposed on a distal portion thereof, at least one axially exending conductor coupled to the at least one stimulation electrode, and an axially extending shielding layer surrounding the at least one conductor over at least a major length of the lead and terminating at a lead location that is in advance of the at least one stimulation electrode;a plurality of RF chokes axially spaced apart along the length of the lead and disposed on and/or in the shielding layer in advance of the at least one electrode to inhibit induced RF current from forming and/or traveling along the shielding layer; andan MRI antenna that is configured to collect and transmit signal data in response to an applied RF excitation pulse in an MRI scanner system, wherein the lead is MRI-compatible. 2. A medical stimulation probe according to claim 1, the lead further comprising a recording/sensing electrode disposed at the distal portion. 3. A medical stimulation probe according to claim 1, wherein the lead is a flexible lead, and wherein, the at least one stimulation electrode is a plurality of spaced apart stimulation electrodes and the at least one axially extending conductor is a plurality of conductors held in a core of the lead, a respective one for each electrode, and wherein the shielding layer is discontinuous and is configured to surround the conductors over at least a major length of the lead and terminate at a lead location that is in advance of the electrodes. 4. A medical stimulation probe according to claim 3, further comprising an axially extending primary inner shielding layer surrounding the core with the plurality of electrodes, wherein the discontinuous shielding layer is a second shielding layer that is generally cylindrically disposed over the primary inner shielding layer, and wherein the primary inner and second shielding layers both terminate at a distal location of the lead that precedes the electrodes. 5. A medical stimulation probe according to claim 4, further comprising a first insulating dielectric layer disposed between the conductors and the primary inner shielding layer, and a second insulting dielectric layer disposed between the primary inner shielding layer and the second shielding layer, wherein the conductors, the first and second insulating dielectric layers and the primary inner and second shielding layers comprise MRI compatible materials, and wherein the RF chokes are formed in the second shielding layer to provide an electrical length that is about λ/4 or less, wherein λ is an MRI wavelength. 6. A medical stimulation probe according to claim 5, the lead further comprising a bio- and MRI-compatible outer polymeric layer. 7. A medical stimulation probe according to claim 1, wherein the MRI antenna is a coaxial antenna having a signal receiving length of between about 1-4 cm. 8. A medical stimulation probe acc... | The Johns Hopkins University | A61B005/055
US09474453 | B2 | 2016-10-25 | Measuring blood flow and venous capacitance | 2005-09-15 | Non-invasively measuring a physiological parameter by applying to a subject's body part a venous occlusion plethysmographic device including a first section having a first fluid chamber and at least a second region having a second fluid chamber to engage a first region of the body part and a second region of the body part, proximal of the first region; pressurizing the first chamber to a pressure sufficient to compensate for hydrostatic pressure added to the inherent venous pressure at the maximal vertical lowering level of the body part relative to the subject's heart level; intermittently raising and lowering the pressure in the second fluid chamber to a pressure above or equal to the pressure in the first chamber, but below the arterial blood pressure; measuring changes in volume of the first region of the body part; and utilizing the measured volume changes to provide a measure of the physiological parameter. | 1. A method for non-invasively measuring a physiological parameter of a subject, comprising: applying to a body part of the subject a venous occlusion plethysmographic device including a first section and a second section, the applying comprising engaging the first section with a first engaged extent of a distal region of the body part including its distal tip, and engaging the second section with a second engaged extent of a proximal region of the body part;wherein the second engaged extent is adjacent to said first engaged extent at the side thereof facing the direction of venous blood flow toward the heart of the subject;pressurizing said first section to produce a static pressure field therein in which the pressure applied to at least a part of said first section exceeds the sum of the inherent venous pressure and the hydrostatic pressure prevailing within said body part;intermittently raising and lowering the pressure in said second section to a pressure above or equal to the pressure within said first section but below the arterial blood pressure;measuring changes in volume of said first engaged extent of the body part;and utilizing said measured changes in volume to provide a measure of said physiological parameter. 2. The method according to claim 1, wherein said measured changes in volume are determined by measuring the volume changes at some given pulsewave landmark over at least a single pulse cycle. 3. The method according to claim 1, wherein said measured changes in volume are accumulated over a measured time period, and the rate of change is determined to thereby provide a measurement of volumetric blood flow. 4. The method according to claim 1, wherein said measured changes in volume are accumulated for sufficient time to reach a plateau, and the volume of accumulated blood is determined to thereby provide a measurement of venous capacitance at the higher level of pressure in said second section. 5. The method according to claim 1, wherein said first section includes a first chamber for applying said static pressure to said distal region including its distal tip, and said second section includes a second chamber for applying said intermittently raised and lowered pressure to said proximal region. 6. The method according to claim 5, wherein said first chamber is configured to engage said distal region including its distal tip of the body part. 7. The method according to claim 5, wherein said first section further includes a third chamber on the proximal side of said first chamber such that said first chamber pressurizes a portion of said distal region of the body part including its distal tip, and said third chamber pressurizes said distal region of the body part between said portion and said second engaged extent. 8. The method according to claim 7, wherein the pressures in said first and third chambers are the same and each exceeds the sum of the inherent venous pressure and the hydrostatic pressure prevailing within said b... | Itamar Medical Ltd. | A61B005/02 A61B005/029 A61B005/022 A61B005/00
US20080021350 | A1 | 2008-01-24 | Cervix Measurment Device with Disposable Tip | 2006-07-13 | The present invention provides several devices and methods for determining dimensions of female reproductive organs. In one embodiment, a device for determining a dimension of a female reproductive organ includes a hollow member having a body, a distal end, and a portion extending substantially perpendicular to the body, a measurement member having a body, a proximal end, a closed distal end, and a measurement scale along a length of the body, and a probe member having a body, a distal end, a proximal end, and a light-emitting element. The probe member is configured to be inserted into the body of the measurement member, and the measurement member is configured to be inserted into the body of the hollow member. The measurement member and the hollow member may be disposable and may be discarded after use. | 1. A device for determining a dimension of an organ comprising: a hollow member having a body, a distal end, and a portion extending substantially perpendicular to the body, a measurement member having a body, a proximal end, a closed distal end, and a measurement scale along a length of the body, and a probe member having a body, a distal end, a proximal end, and a light-emitting element, wherein the probe member is configured to be inserted into the body of the measurement member, and the measurement member is configured to be inserted into the body of the hollow member. 2. The device of claim 1, wherein the measurement member interlocks with the hollow member to secure a position of the measurement member within the hollow member. 3. The device of claim 1, wherein the portion of the hollow member extending substantially perpendicular to the body is disposed on the distal end of the hollow member. 4. The device of claim 1, wherein the portion of the hollow member extending substantially perpendicular to the body comprises a shape chosen from the group consisting of a tear-drop shape and a circular shape. 5. The device of claim 1, wherein the probe member comprises a handle disposed on the proximal end. 6. The device of claim 5, wherein the handle is coupled to the proximal end of the measurement member with a clamping cap. 7. The device of claim 5, wherein the handle comprises a cavity and a battery disposed in the cavity. 8. The device of claim 6, wherein the battery is connected to the light-emitting element. 9. The device of claim 1, wherein the body of the probe member is formed from a metal. 10. The device of claim 1, wherein the body of the probe member is formed from plastic. 11. The device of claim 1, wherein the hollow member and the measurement member are formed from plastic. 12. A method for measuring a length of a cervix, comprising: inserting a device into a vagina, the device comprising a hollow member having a body and a distal end having a flange, a measurement member having a body, a proximal end, a closed distal end, and a measurement scale along a length of the body, and a probe member having a body, a distal end, a proximal end, and a light-emitting element, wherein the probe member is configured to be inserted into the body of the measurement member, and the measurement member is configured to be inserted into the body of the hollow member, advancing the device distally within the vagina until the flange contacts a cervix at an external uterine opening, advancing the measurement member until the distal end of the measurement member contacts a cervical-uterine junction at a fornix vaginae, and observing a position of the proximal end of the hollow member along the measurement scale to determine the length of the cervix in the fornix vaginae. 13. The method of claim 12, comprising illuminating the vagina using the light-emitting element. 14. The method of claim 12, comprising locking the measuremen... | - | A61B005/103
US20080075143 | A1 | 2008-03-27 | DIGITAL THERMOMETERS WITH AUDIBLE FEEDBACK | 2006-09-21 | A digital thermometer is provided that gives audible feedback when the thermometer is properly positioned and can give audible directions to reposition the thermometer and start the process again when the thermometer ceases to be properly positioned. A probe has a temperature sensor at a first end adapted to be inserted into the mouth and under the tongue, and a housing portion at the second end. A display component displays the measured temperature. An audio component plays music while the probe is properly positioned and issues a command to try again when the probe ceases to be properly positioned. Electronic circuitry receives a temperature signal from the temperature sensor, translates the signal into a value representative of the measured temperature, and provides the translated value to the display for displaying the temperature. Electronic circuitry also detects improper positioning of the probe by detecting a rapid decrease in temperature at the temperature sensing end. | 1. A digital thermometer for measuring the temperature of a living being by inserting a portion of the thermometer in the mouth of the being comprising: a probe with first and second ends, and an intermediate portion disposed between the first and second ends;a temperature sensor at the first end of the probe;a housing portion at the second end of the probe;said temperature sensor at the first end of the probe adapted to be inserted into the mouth and under the tongue of the being;a display for displaying a temperature measured by said thermometer; andelectronic circuitry in communication with said temperature sensor to detect whether said probe is properly positioned, said electronic circuitry provides audible feedback indicating that said probe is properly positioned and detects a temperature drop that triggers audible feedback to signal that said probe ceases to be properly positioned. 2. The digital thermometer in accordance with claim 1, wherein said circuitry further provides audible direction to reposition said probe to restart temperature measurement after said audible feedback to signal that said probe ceases to be properly positioned. 3. The digital thermometer in accordance with claim 1, wherein said electronic circuitry temperature drop detection at said probe includes detection of a temperature decrease during a time period of not more than about 5 seconds. 4. The digital thermometer in accordance with claim 1, wherein said audible feedback for proper positioning is music. 5. The digital thermometer in accordance with claim 4 wherein the said music is a children's song. 6. The digital thermometer in accordance with claim 4, wherein said audible feedback when said probe becomes improperly positioned is to cease playing said music. 7. The digital thermometer in accordance with claim 1, wherein said audible direction when said probe ceases to be properly positioned comprises an audible command. 8. The digital thermometer in accordance with claim 1, wherein said housing comprises the shape of a children's character. 9. A digital thermometer for measuring the temperature of a living being by inserting a portion of the thermometer in the mouth of the being comprising: a probe with first and second ends, and an intermediate portion disposed between the first and second ends;a temperature sensor at the first end of the probe;a housing portion at the second end of the probe;said temperature sensor at the first end of the probe adapted to be inserted into the mouth and under the tongue of the being;a display for displaying a temperature measured by said thermometer; andelectronic circuitry in communication with said temperature sensor to detect whether said probe is properly positioned, said electronic circuitry emits music as audible feedback that said probe is properly positioned and detects a cessation of temperature rise during a selected time period that triggers audible feedback comprising ceasing to emit music to thereby signal ... | - | G01K007/00 G01K001/00 A61B005/00 G08B017/00
US20080077434 | A1 | 2008-03-27 | System and Method for Administration of On-Line Healthcare | 2005-07-15 | The present invention discloses a healthcare administration system useful for the management of anamnesis and medical records, data analysis, guided diagnosis, medical treatment, and clinical investigation. The novel system comprising: a plurality of self-sufficient subsystems adapted to record, store, share, clinically investigate and analyze information by means of a common medical information protocol (CMIP); at least one end-unit device adapted to diagnose and/or treat patients, in communication with a subsystem for controlling, monitoring and recording the treatment process and its outcome by means of a medical protocol; at least one module adapted for a CMIP. The end-unit device is guided by the CMIP so that anamnesis, diagnosis and targeted treatment is dictated, provided, monitored, recorded and/or clinically investigated. The present invention also discloses a guided method for a healthcare administration system, useful for the management of medical records, data analysis, diagnosis, guided treatment and medical investigation by means of the medical system as defined above. | 1. A healthcare administration system useful for the management of anamnesis and medical records, data analysis, guided diagnosis, medical treatment, and clinical investigation; said system comprising: a. a plurality of self-sufficient subsystems adapted to record, store, share, clinically investigate and analyze information by means of a common medical information protocol (CMIP); b. at least one end-unit device adapted to diagnose and/or treat patients, in communication with a subsystem for controlling, monitoring and recording the treatment process and its outcome by means of a medical protocol; c. at least one module adapted for a common medical information protocol (CMIP); wherein said end-unit device is guided by said CMIP so that anamnesis, diagnosis and targeted treatment is dictated, provided, monitored, recorded and/or clinically investigated. 2. The system according to claim 1, wherein the CMIP's module is selected from the group of patient data archiving module; practitioner data archiving module; anamnesis data module; diagnosis protocols data module, diagnosis registration data module; treatment protocols data module; clinical investigation management module; medical knowledge data module; information security data module; registry data module; controlling, monitoring and recording module, data retrieving module or any combination thereof. 3. The system according to claim 2, wherein the end-unit device is an assembly for directing energy for performing treatment on a patient, said assembly comprising means for emitting energy to be directed toward the patient's body, and communication means. 4. The system according to claim 2, wherein the end-unit device also includes a device monitoring the energy absorbed in the body; said energy includes forms of light, electromagnetic wave, sound, ultrasound, pressure wave and other forms of radiation. 5. The system according to claim 2, wherein the end-unit device is an energy emitting device comprising an applicator and sensor applying a medical treatment at a treatment point; said energy includes forms of light, electromagnetic wave, sound, ultrasound, pressure wave and other forms of radiation. 6. The system according to claim 2, additionally comprising at least one sensor and one transmitter; said sensor is adapted to detect predetermined physical, biological or chemical parameters; said transmitter is adapted to transmit a energy form for treatment and/or diagnosis, characterized by any of the said detected parameters, so that remote anamnesis and targeted treatment is dictated, provided, monitored, and/or recorded; said energy includes forms of light, electromagnetic wave, sound, ultrasound, pressure wave and other forms of radiation. 7. The system according to claim 2, additionally comprising software adapted to collect the transmitted data and analyze said data so as to help the medical professional in producing a medical diagnosis. 8. The system according to claim 2, ad... | - | G06Q010/00 A61B005/00
US20080020163 | A1 | 2008-01-24 | Self-Adhesive Security Seal Sticker with an Incorporated Graphite or Granulated Layer for Fingerprint and Dna Collection, Procedure of Lamination to Manufacture This Sticker | 2005-04-27 | A self-adhesive sticker that comprises a kit of four superposed layers. The first layer provides the base, support, the second layer (3) is located in the middle of the kit, the third layer is made of graphite or granulated platte (10) placed on the upper surface of layer (3), and the fourth layer is a protective layer located on the upper surface of the kit. | 1. A self-adhesive sticker with security seal and an incorporated graphite or granulated plate for fingerprinting and DNA collection, characterized in that the sticker comprises four superposed layers forming a rectangular kit, wherein: a first layer is a base layer (5) located at the bottom of the kit for receiving other layers, and has a larger surface than other layers, and a border that protrudes beyond the perimeter of other layers, and a silicone treatment on its upper surface; a second layer (3) is located on the top of the first layer and in the middle of the kit, and includes a support material with adhesive on both an upper surface and a lower surface (13), and an adhesive lamination with a security imprint on its lower surface (13) which is in contact with the upper surface of the first layer, wherein, after the lower surface of the second layer is separated from the upper surface of the first surface and adhered to a document surface, when the self-adhesive sticker is removed from the document surface, the security imprint will be left on the document surface; a third layer includes a graphite or a granulated plate (10), placed onto the upper face of the second layer (3); and a fourth layer includes a protective polypropylene film (2) located on top of the kit, which has a previous crown treatment on its upper surface, and has a lower surface in contact with the second layer (3) and the third layer, and a stripe (7) on one lateral border. 2. The self-adhesive sticker with security seal according to claim 1, characterized in that the first layer (5) includes a polypropylene film with a shiny, smooth finish on its lower surface. 3. The self-adhesive sticker with security seal according to claim 1, characterized in that the second layer (3) includes a polypropylene (OPP) film that has both an upper surface and a lower surface treated with an adhesive, preferably an aqueous acrylate of type PSA, and a non-adhesive stripe on one of the smaller lateral borders of the upper face. 4. The self-adhesive sticker with security seal according to claim 1, characterized in that the graphite plate (10) comprises three superposed layers: (a) a base layer made of mechanical paper; (b) a silicone application with a smooth, shiny finish; and (c) a layer with finely ground graphite; wherein the graphite plate (10) adheres to the second layer (3) by means of an adhesive, preferably an aqueous acrylate of PSA type. 5. The self-adhesive sticker with security seal according to claim 1, characterized in that the granulated plate (10) comprises three superposed layers: (a) a base layer made of uncoated paper; (b) an adhesive application, preferably of PSA type, and (c) a layer of finely ground pumice stone; wherein the granulated plate (10) adheres to the second layer (3) by means of an adhesive, preferably an aqueous acrylate of PSA type. 6. The self-adhesive sticker with security seal according to claim 1, characterized in that the protective polyp... | - | A61B005/117
US20080027298 | A1 | 2008-01-31 | System for Repetitive Measurements of Cardiac Output in Freely Moving Individuals | 2007-07-06 | A system for evaluating the cardiovascular system parameters using indicator dilution and non-invasive or minimally invasive detection and calibration methods are disclosed. Intravascular indicators are stimulated, and emissions patterns detected for computation of cardiac output, cardiac index, blood volume and other indicators of cardiovascular health. | 1) A cardiac output system for repetitive cardiac output measuring of a freely moving individual comprising: a) a dye calibration and delivery system (CDS) configured to be worn by the individual comprising: i. a calibration station configured to hold at least one calibration cartridge and to draw blood from the individual; and ii. a dye delivery station configured to hold at least one dye delivery cartridge and to administer a predetermined amount of dye to the individual's blood stream. 2) The system of claim 1 further comprising hardware and software configured to control the calibration station and the dye delivery station. 3) The system of claim 1, wherein the at least one cartridge is configured to contain a plurality of separately sealed chambers having different contents. 4) The system of claim 3, wherein the contents include any one of dye, sterile water or sterile saline. 5) The system of claim 1, wherein the at least one cartridge is configured to be of a transparent material. 6) The system of claim 1, wherein the calibration station includes at least one element that is configured to illuminate the dye within the calibration cartridge. 7) The system of claim 1, wherein the calibration station includes at least one element configured to sense fluorescence intensity transmitted from or reflected by the dye. 8) The system of claim 7, wherein the CDS is calibrated remotely by an external device based on the sensed fluorescence intensity. 9) The system of claim 8, wherein the CDS administers the dye to the individual based on received commands from the external device. 10) The system of claim 1, wherein the CDS is configured to administer the dye at predetermined times. 11) The system of claim 1, wherein the dye is administered repetitively based on the individual's measured heart rate. 12) The system of claim 1, wherein the dye is administered while the individual is on an exercise equipment. 13) The system of claim 1, wherein the CDS is configured to administer a predetermined amount of dye to the individual based on the individual's weight. 14) The system of claim 1, wherein the dye is indocyanine green (ICG). 15) The system of claim 1, wherein the CDS is configured to draw blood and/or administer dye to the individual through plurality of onboard attached IV lines. 16) The system of claim 1, wherein the calibration station is further configured to retain at least one final calibration cartridge. 17) The system of claim 16, wherein the CDS is configured to draw a final blood sample from the individual into the final calibration cartridge. 18) The system of claim 17, wherein the CDS is configured to transmit to the external device data related to the concentration of the dye in the final calibration cartridge. 19) The system of claim 17, wherein the CDS is configured to transmit to the external device data related to blood volume within the individual's cardiovascular system based on the concentratio... | Alfred E. Mann Institute for Biomedical Engineering at the University of Southern Californ | A61B005/02
US20080071179 | A1 | 2008-03-20 | BLOOD PRESSURE MEASURING APPARATUS AND BLOOD PRESSURE MEASURING METHOD | 2007-09-20 | This invention provides a blood pressure measuring apparatus capable of deriving an appropriate pressure value even in an environment in which the environmental temperature constantly changes. A blood pressure measuring apparatus has a cuff to be attached to the external ear and its periphery, a signal acquiring unit which acquires a pulse wave signal and/or Korotkoff sounds from a pressed portion and its periphery pressed by the cuff, a pressure sensor which outputs a predetermined signal level corresponding to a pressure value in the cuff, a temperature measuring unit which measures a temperature near the pressure sensor, a blood pressure value deriving unit which derives a blood pressure value on the basis of a pressure value derived from the signal level, and the pulse wave signal and/or the Korotkoff sounds, and an adjusting unit which performs adjustment which compensates for a characteristic change of the pressure sensor with respect to the pressure value, if the temperature measured by the temperature measuring unit changes by a predetermined value or more. | 1. A blood pressure measuring apparatus characterized by comprising: a cuff to be attached to an external ear and a periphery thereof; signal acquiring means for acquiring a pulse wave signal and/or Korotkoff sounds from a pressed portion and a periphery thereof pressed by said cuff; a pressure sensor which outputs a predetermined signal level corresponding to a pressure value in said cuff; blood pressure value deriving means for deriving a blood pressure value on the basis of a pressure value derived from the signal level, and the pulse wave signal and/or the Korotkoff sounds; and adjusting means for performing adjustment which compensates for a characteristic change of said pressure sensor with respect to the pressure value, if the signal level changes by not less than a predetermined value when said cuff is not pressurized. 2. A blood pressure measuring apparatus characterized by comprising: a cuff to be attached to an external ear and a periphery thereof; signal acquiring means for acquiring a pulse wave signal and/or Korotkoff sounds from a pressed portion and a periphery thereof pressed by said cuff; a pressure sensor which outputs a predetermined signal level corresponding to a pressure value in said cuff; temperature measuring means for measuring a temperature near said pressure sensor; blood pressure value deriving means for deriving a blood pressure value on the basis of a pressure value derived from the signal level, and the pulse wave signal and/or the Korotkoff sounds; and adjusting means for performing adjustment which compensates for a characteristic change of said pressure sensor with respect to the pressure value, if the temperature measured by said temperature measuring means changes by not less than a predetermined value. 3. A blood pressure measuring apparatus characterized by comprising: a cuff to be attached to an external ear and a periphery thereof; signal acquiring means for acquiring a pulse wave signal and/or Korotkoff sounds from a pressed portion and a periphery thereof pressed by said cuff; a pressure sensor which outputs a predetermined signal level corresponding to a pressure value in said cuff; temperature measuring means for measuring a temperature near said pressure sensor; blood pressure value deriving means for deriving a blood pressure value on the basis of a pressure value derived from the signal level, and the pulse wave signal and/or the Korotkoff sounds; and adjusting means for performing adjustment which compensates for a characteristic change of said pressure sensor with respect to the pressure value, if the signal level changes by not less than a predetermined value when said cuff is not pressurized, and if the temperature measured by said temperature measuring means changes by not less than a predetermined value. 4. A blood pressure measuring apparatus according to claim 1, characterized in that said adjusting means performs the adjustment on the basis of a pressure value of a signal level ou... | Terumo Kabushiki Kaisha Nippon Telegraph and Telephone Corporation | A61B005/02
US20080077020 | A1 | 2008-03-27 | METHOD AND APPARATUS FOR MONITORING VITAL SIGNS REMOTELY | 2007-08-31 | A method and apparatus for monitoring vital signs, such as cardiopulmonary activity, using a ballistograph are provided. The method and apparatus may be used to monitor an infant sleeping in a crib, a patient in a hospital, a person with a chronic disease at home or in professional care, or a person in an elder-care setting. | 1. Apparatus for monitoring heart and respiration rates of a human subject at rest, comprising, in operative condition, (a) a sensing unit having (i) a fluid or gas-filled pad adapted to be placed on a bed, crib, or chair support, for cushioning at least an upper body portion of a subject lying on or resting against the support, mattress or cushion, and (ii) a pressure sensor in gas or fluid communication with gas or fluid in said unit, for generating electrical signals in response to pressure variations within the gas or fluid in the pad, and(b) a monitoring unit operatively connected to said pressure sensor, for (i) receiving signals therefrom, (ii) generating from said signals, information about the heart and respiration rates of the subject, and (iii) relaying such information to a monitoring station or individual. 2. The apparatus of claim 1, wherein the pad is a fluid-filled pad. 3. The apparatus of claim 1, wherein the pad is a gas-filled pad. 4. The apparatus of claim 1, which further includes a pressure-control unit comprising a pump in fluid or gas communication with the pad and a controller operatively connected to the pump for maintaining fluid or gas within the pad at a selected pressure or within a defined pressure range. 5. The apparatus of claim 1, wherein said pad comprises a single fluid or gas-filled chamber, having a pressure sensor in fluid or gas communication therewith, for generating electrical signals in response to pressure changes within the chamber. 6. The apparatus of claim 1, wherein said pad includes at least two independent, fluid or gas-filled chambers, each of which has a pressure sensor in fluid communication therewith, for generating electrical signals in response to pressure changes within the associated chamber. 7. The apparatus of claim 1, which further includes an ambient-null device comprising a fluid or gas-filled ambient pad, a weight carried on the ambient pad, for exerting pressure thereon, and an ambient pressure sensor in fluid or gas communication with fluid in the ambient pad, for generating electrical signals in response to pressure changes within the fluid or gas, in response to ambient motion in the vicinity of the subject, wherein said monitoring unit is operatively connected to said ambient pressure sensor, for (i) receiving signals therefrom, and (ii) processing the signals received from the first-mentioned and ambient pressure sensors, to filter such ambient motion from motion related to the subject's heart and respiration rates. 8. The apparatus of 1, wherein said monitoring unit includes a processor operative to (i) generate heart-rate information of the subject, based on time-dependent signals having frequency components in the range from about 0.1 to about 10 Hz, and (ii) generate respiration rate information of the subject based on time-dependent signals having frequency components in the range less than about 1 Hz. 9. The apparatus of claim 8, wherein the information generated ... | BAM Labs, Inc. | A61B005/0205 G01L009/00 G01L009/04
US20080015427 | A1 | 2008-01-17 | System and network for remote medical procedures | 2006-06-30 | Systems and methods are provided for remotely navigating an elongate medical device in an operating region in a subject's body at a local procedure site, under the control of a user at a remote site. A navigation system having a controller responsive to signals from a local computer is provided. An imaging system displays an image of the operating region on a local display, and a physiology monitoring system displays information about the subject. The system utilizes a local computer for providing instructions from a local user to the navigation system controller, and a remote computer for providing instructions from a remote user to the navigation system controller. A display is provided at the remote site, and a video linking system provides a combined video display at the remote site. The system further includes an audio linking system and a data linking system for providing data communication between the remote and local sites. | 1. A system for navigating a medical device in an operating region in a subject's body at a local procedure site, under the control of a user at a remote site, the system comprising: a local navigation system for selectively orienting the distal end of the elongate flexible medical device in the operating region, the navigation system including a controller responsive to control signals provided from a computer;a local device advancer for advancing and retracting the device in the operating region, the device advancer including a controller responsive to control signals provided from a computer;at least one local medical imaging system for displaying an image of the operating region on a local display;at least one video camera imaging system for providing video images of the local procedure site on a local display;at least one subject physiology monitoring system for displaying information about the subject's physiology on a local display;a local computer for providing instructions from a local user to the navigation system controller and the advancer controller;a remote computer for providing instructions from a remote user to the navigation system controller and the advancer controller;a display at the remote site;a video linking system for providing a combined video display on the display at the remote site of the local display of the at least one local medical imaging system, the local display of the at least one local video imaging system, and the local display of the at least one subject physiology monitoring system;an audio linking system for providing two way audio communication between the local procedure site and the remote site; anda data linking system for providing data communication between a computer at the remote site and the navigation system controller and the advancer system controller, wherein the data linking system communicates signals input by a user of the computer at the remote site for remotely controlling operation of the navigation system at the local site. 2. The system of claim 1, wherein the navigation system is configured to give priority to control signals received from the local controller from a local user over control signals received from the remote computer via the data linking system. 3. The system of claim 1, wherein the navigation system is configured to execute the control signals received from the remote computer via the data linking system upon authorization from a local user at the local site. 4. The system according to claim 1 wherein the at least one medical imaging system is one of the group consisting of a fluoroscopic imaging system, a magnetic resonance imaging system, and an ultrasound imaging system. 5. The system according to claim 1 wherein the at least one subject physiology system is a system for measuring and displaying electrical activity. 6. The system according to claim 1 wherein the at least one subject physiology system is a system for measuring and displaying an electrocardiogra... | - | A61B005/05
US20080011298 | A1 | 2008-01-17 | Monitoring physiologic conditions via transtracheal measurement of respiratory parameters | 2006-12-04 | A method of monitoring a physiologic condition includes suspending, via trans-tracheal implantation, a dual pressure sensor for exposure to a bidirectional airflow within the trachea. A respiratory parameter is measured via the dual pressure sensor based on an airflow-induced pressure differential sensed by the dual pressure sensor, and a physiologic condition is determined via the measured respiratory parameter. | 1. A method of implanting a trans-tracheal sensor comprising: forming an opening in a wall of a trachea in a tissue region between a pair of adjacent rings of the wall of the trachea;slidably inserting a support arm of a sensor assembly into and through the opening in the wall of the trachea to suspend at least one pressure sensitive element on a first end of the support arm within the trachea; andmaintaining a second end of the support arm externally of the wall of the trachea to support the first end of the sensor assembly within a passageway of the trachea for exposure to a respiratory airflow within the trachea. 2. The method of claim 1 wherein forming the opening comprises: puncturing the wall in the tissue region without cutting the adjacent rings of the wall of the trachea. 3. The method of claim 2 wherein slidably inserting the support arm comprises: advancing the sensor assembly in a first direction through the opening in the wall of the trachea that is generally perpendicular to a second direction of the respiratory airflow through the trachea. 4. The method of claim 3 wherein advancing the sensor assembly comprises: completing advancement of the sensor assembly into the airway of the trachea in the first direction without advancing the sensor in the second direction. 5. The method of claim 4 wherein slidably inserting a support arm comprises: arranging the at least one pressure sensitive element to be in a generally centrally axial position within the passageway of the trachea. 6. The method of claim 1 wherein maintaining the second end of the support arm comprises: securing, via an anchor, the second end of the support arm against the wall of the trachea; andexcluding air from passing through the opening in the wall of the trachea via: (1) sealing the second end of the support arm relative to the anchor; and (2) sealing the anchor relative to the wall of the trachea. 7. The method of claim 6 wherein securing the second end of the support arm comprises: inserting a generally tubular portion of the anchor into the opening in the wall of the trachea; andslidably inserting the support arm into the generally tubular portion of the anchor to position the first end of the support arm within the airway of the trachea and to secure the second end of the support arm relative to the anchor externally of the wall of the trachea. 8. The method of claim 1 wherein slidably inserting the support arm comprises: positioning the support arm to cause the at least one pressure sensitive element to extend generally co-planar relative to the second end of the support arm. 9. The method of claim 8 wherein positioning the support arm comprises: arranging the support arm with a size and a shape to cause the at least one pressure sensitive element to extend generally co-planar relative to the opening in the wall of the trachea through which the support arm extends. 10. The method of claim 8 wherein slidably inserting the support arm comprises: providin... | Transoma Medical, Inc. | G01N007/00 A61M016/00 A61B005/08
US07343188 | B2 | 2008-03-11 | Devices and methods for accessing and analyzing physiological fluid | 2002-05-09 | Systems, devices and methods for determining the concentration of physiological fluid analytes are provided. The subject systems have a plurality of biosensor devices present on a disposable cartridge. Each biosensor device includes a biosensor and a skin penetration means. In practicing the subject methods, a movement means of the device is used to move each biosensor device in a first direction that provides for penetration of the skin-piercing means into a skin layer followed by movement of the biosensor in a second direction that provides for removal of the skin-piercing means from the skin layer, where this movement profile provides for physiological fluid access and analyte concentration determination by the analyte sensor means. The subject systems, devices and methods for using the same find use in determining the concentration of a variety of different physiological fluid analytes, and are particularly suited for use in detection of physiological fluid glucose concentration. | 1. A system comprising: a plurality of devices wherein each said device comprises: (i) a skin-piercing member configured to access physiological fluid beneath the skin surface;(ii) a biosensor for measuring a characteristic of the accessed physiological fluid wherein said skin-piercing member is integrated with said biosensor; and(iii) a physiological fluid transfer pathway extending from said at least one skin-piercing member to said biosensor; andwherein the hosuing comprises at least one ramped surface for deflecting said skin-piercing member through the skin surface at an oblique angle relative to said skin surface when said skin-piercing member is operatively positioned relative to said skin surface; andmeans for moving each of said plurality of devices in a manner that provides for cooperation between said at least one ramped surface and said skin-piercing member to cause penetration of the skin surface by said skin-piercing member at said oblique angle relative to the skin surface by said skin-piercing member. 2. The system according to claim 1 wherein each said device comprises a planar configuration wherein said skin-piercing member extends therefrom. 3. The system according to claim 2 wherein said skin-piercing member extends substantially within the same plane as said planar configuration. 4. The system according to claim 3 wherein said planar device defines a biosensor having a test strip configuration and said skin-piercing member extends from said test strip. 5. The system according to claim 2 wherein said skin-piercing member extends in a direction substantially transverse to said planar device. 6. The system according to claim 5 wherein said planar device defines a frame having a biosensor portion and a skin-piercing portion spaced apart from each other. 7. The system according to claim 1 wherein each said device comprises an angled configuration having a distal end defining said skin-piercing member and a proximal end defining said biosensor. 8. The system according to claim 1 wherein said biosensor comprises an electrochemical configuration. 9. The system according to claim 1 wherein said biosensor comprises a photometric configuration. 10. The system of claim 1, wherein said plurality of devices is provided in a cartridge. 11. the cartridge according to claim 10 further comprising a frame and a plurality of torsion bars attached to said frame wherein each said device is operatively attached to a torsion bar. 12. The cartridge according to claim 11 wherein each said torsion bar allows said attached device to be movable relative to said frame. 13. The cartridge according to claim 12 wherein each said torsion bar allows said attached device to rotate at least partially about an axis defined by said torsion bar. 14. The cartridge according to claim 13 wherein said axis of rotation is perpendicular to a path along which said cartridge is caused to travel. 15. The cartridge according to claim 10 wherein said cartridge c... | Lifescan, Inc. | A61B005/05
US07349732 | B1 | 2008-03-25 | System and method for emulating a surface EKG using internal cardiac signals sensed by an implantable medical device | 2003-12-12 | A surface electrocardiogram (EKG) is emulated using signals detected by the internal leads of an implanted device. In one example, the emulation is performed using a technique that concatenates portions of signals sensed using different electrodes, such as by combining far-field ventricular signals sensed in the atria with far-field atrial signals sensed in the ventricles or by combining near-field signals sensed in the atria with near-field signals sensed in the ventricles. In another example, the emulation is performed using a technique that selectively amplifies or attenuates portions of a single signal sensed using a single pair of electrodes, such as by attenuating near-field portions of an atrial unipolar signal relative to far-field portions of the same signal or by attenuating atrial portions of a cross-chamber signal relative to ventricular portions to the same signal. The surface EKG emulation may be performed by the implanted device itself or by an external programmer based on cardiac signals transmitted thereto. | 1. A method for emulating a surface electrocardiogram (EKG) of a patient in which an implantable cardiac stimulation device is implanted, the method comprising: sensing a single cross-chamber cardiac signal using an atrial electrode and a ventricular electrode;distinguishing portions of the cross-chamber cardiac signal corresponding to atrial signals from those corresponding to ventricular signals; andadjusting the relative amplitudes of the portions of the cross-chamber cardiac signal corresponding to atrial signals and the portions corresponding to ventricular signals so as to yield an emulated surface EKG using only the single cardiac signal with the adjusted relative amplitudes. 2. The method of claim 1 wherein adjusting the relative magnitudes of the portions of the cross-chamber cardiac signal is performed to yield a predetermined ratio of atrial peak signal amplitude to ventricular peak signal amplitude. 3. The method of claim 2 wherein the predetermined ratio is in the range of 1:4 to 1:10. 4. The method of claim 1 wherein distinguishing portions of the cross-chamber cardiac signal corresponding to atrial signals from those corresponding to ventricular signals comprises identifying transition points between atrial signals and ventricular signals within the cross-chamber cardiac signal. 5. The method of claim 4 wherein identifying transition points between atrial signals and ventricular signals comprises: identifying a pair of ventricular depolarization and repolarization events within the cross-chamber cardiac signal;scanning the cross-chamber cardiac signal prior to the ventricular depolarization event to find a baseline point to serve as a first transition point; andscanning signals sensed following the ventricular repolarization event to find a nearest baseline point to serve as a second transition point. 6. The method of claim 4 wherein identifying transition points between atrial signals and ventricular signals comprises: identifying a pair of ventricular depolarization and repolarization events within the cross-chamber cardiac signal;scanning the cross-chamber cardiac signal prior to the ventricular depolarization event to find a baseline point to serve as a first transition point;determining the R-R interval for the immediately preceding heart beat;calculating a time delay value based on the R-R interval using a programmable factor; andidentifying a second baseline point based upon the time-delay value and the ventricular depolarization event. 7. The method of claim 1 further comprising controlling device functions based, in part, on the emulated surface EKG. 8. The method of claim 1 performed entirely by the implantable medical device. 9. The method of claim 1 performed by the implantable medical device in combination with a device external to the patient and further comprising transmitting the cross-chamber cardiac signal to the external device and wherein the steps of distinguishing portions of the cross-chamber cardiac ... | Pacesetter, Inc. | A61B005/0402
US07324844 | B1 | 2008-01-29 | Implantable cardiac stimulation system and method for measuring atrioventricular conduction and adjusting atrioventricular hysteresis | 2004-06-28 | An implantable cardiac stimulation device and method measure atrioventricular conduction times and automatically adjust an atrioventricular delay time based on the measured conduction time values. | 1. A method of measuring atrioventricular conduction times in an implantable cardiac stimulation device, the method comprising: periodically adjusting an atrioventricular delay until an intrinsic ventricular event is detected in response to a corresponding atrial event;maintaining the adjusted atrioventricular delay for a predetermined period;recording a plurality of conduction time values between atrial events and corresponding intrinsic ventricular events;processing the conduction time values to determine a standard deviation of the conduction time values; andadjusting a hysteresis value as a function of the plurality of conduction time values and the standard deviation of the conduction time values. 2. The method of claim 1, wherein recording comprises recording a plurality of conduction times between intrinsic atrial events and corresponding intrinsic ventricular events. 3. The method of claim 1, wherein recording comprises recording a plurality of conduction times between stimulated atrial events and corresponding intrinsic ventricular events. 4. The method of claim 1, wherein processing further comprises calculating an average conduction time and a measure of variability of the conduction times. 5. The method of claim 1, further comprising setting an atrioventricular delay to a value based on the average conduction time and the measure of variability. 6. A method of measuring atrioventricular conduction times in an implantable cardiac stimulation device, the method comprising: periodically adjusting an atrioventricular delay until an intrinsic ventricular event is detected in response to a corresponding atrial event;maintaining the adjusted atrioventricular delay for a predetermined period;recording a plurality of conduction time values between atrial events and corresponding intrinsic ventricular events during each of a plurality of predetermined periods;processing the conduction time values to determine a standard deviation of the conduction times during each of the plurality of predetermined periods and adjusting a hysteresis value as a function of the plurality of conduction time values and the standard deviation of the conduction time values; andstoring the standard deviation in memory for subsequent retrieval. 7. The method of claim 6, wherein recording comprises recording a plurality of conduction times between intrinsic atrial events and corresponding intrinsic ventricular events. 8. The method of claim 6, wherein recording comprises recording a plurality of conduction times between stimulated atrial events and corresponding intrinsic ventricular events. 9. The method of claim 6, wherein processing further comprises calculating an average conduction time and a measure of variability of the conduction times. | Pacesetter, Inc. | A61B005/04 A61N001/00
US07444866 | B2 | 2008-11-04 | System for rehabilitation training using muscle force data measured of a person both before impaired and when impaired | 2007-08-14 | A system for rehabilitation training is able to specify the muscle of a person in need of rehabilitation, and also to help the person to set a proper goal of training. To this end, the system includes a trainer device for measuring living data of the person and for training him or her, and a data server for keeping the living body data of the person measured by the trainer device. The system further includes a menu formulator. When the person is to undergo the process of rehabilitation, the menu formulator compares his or her living body data measured by the trainer device to his or her living body data measured when he or she was not impaired and kept in the data server to find out a difference therebetween. A menu for rehabilitation is formed based on the difference, so that rehabilitation effects will be enhanced. | 1. A system for rehabilitation training comprising: a trainer device for measuring living data of a person and for training the person;a data server for storing living body data of the person measured by said trainer device; anda menu formulator for forming a menu for rehabilitation of the person,said trainer device including a bi-articular arm device having a structure simulating an upper limb or a lower limb of a human being,said bi-articular arm device comprising at least one link on which the upper limb or lower limb of the human being is secured when the trainer device is used, and multiple actuators for generating a driving force for rotating said at least one link,said menu formulator comparing the living body data measured of the person, when undergoing a process of rehabilitation, by said trainer device to the living body data which was measured of the person, when not impaired, and is stored in said data server, to find out a difference between both of the living body data, thereby forming the menu based on the difference,said bi-articular arm device having the actuators generating forces at the distal end of said at least one link in multiple directions. 2. The system in accordance with claim 1, wherein the living body data is of force of a muscle, said menu formulator forming the menu with the muscle of which muscular force is weakened specified. 3. The system in accordance with claim 1, wherein said bi-articular arm device measuring muscular force of the upper limb or the lower limb of the person. 4. A system for rehabilitation training comprising: trainer means for measuring living data of a person and for training the person;data keeping means for keeping living body data of the person measured by said trainer means; andmenu forming means for forming a menu for rehabilitation of the person,said trainer device including a bi-articular arm device having a structure simulating an upper limb or a lower limb of a human being,said bi-articular arm device comprising at least one link on which the upper limb or lower limb of the human being is secured when the trainer device is used, and multiple actuators for generating a driving force for rotating said at least one link,said menu forming means comparing the living body data measured of the person, when undergoing a process of rehabilitation, by said trainer means with the living body data which was measured of the person, when not impaired, and is stored in said data keeping means, to find out a difference between both of the living body data, thereby forming the menu based on the difference,said bi-articular arm device having the actuators generating forces at the distal end of said at least one link in multiple directions. 5. The system in accordance with claim 1, wherein the bi-articular arm device comprises a first link and a second link respectively corresponding to a lower arm and an upper arm, where a root end of the second link is rotatably connected to a base and a root end ... | Oki Electric Industry Co., Ltd. | A61B005/22
US07322941 | B2 | 2008-01-29 | Arterial syringe safety vent | 2006-03-15 | An improved arterial syringe safety vent is dually optimized for needle safety and arterial blood degassing efficiency. The safety vent of the invention includes a housing, a needle lock to capture a needle, and a venting portion comprising a hydrophilic filter. The needle lock of the invention is adapted to lock a needle tip between a membrane and a venting potion to prevent accidental needle stick. In en exemplary embodiment the safety vent of the invention engages a needle capture device in a manner that allows movement of the housing in relation to the needle capture device so that the tip of a needle captured by the needle capture device can be locked in a position that prevents exposure of the needle tip. The safety vent of the invention is self-supporting to permit single-handed operation. | 1. An arterial syringe apparatus comprising: a housing containing first and second opposing open ends;a needle lock adapted to unreleasably capture a hypodermic needle;a penetrable membrane; anda venting means, consisting of a filter fixed between said second end and said penetrable membrane, said filter capable of preventing the flow of liquid through said second end;wherein said needle lock is adapted to allow a needle's tip to pierce said membrane, after which a needle's tip is locked between said membrane and said venting means. 2. The device as recited in claim 1, wherein said filter is comprised of a sintered porous thermoplastic containing a cellulose additive. 3. The arterial syringe apparatus of claim 1, wherein said needle lock comprises at least one capture flute adapted to provide an interference fit with at least one needle hub flute of an arterial syringe. 4. The arterial syringe apparatus of claim 1, wherein said needle lock comprises a clamshell needle lock. 5. The arterial syringe apparatus of claim 1, wherein said penetrable membrane is provided between said needle lock and said second end. 6. The arterial syringe apparatus of claim 1, wherein said venting portion is provided between said penetrable membrane and said second end. 7. The arterial syringe apparatus of claim 1, wherein said housing is adapted to be self-supporting on a horizontal surface so that said first end is adapted to receive a downwardly oriented hypodermic needle of an arterial syringe. 8. The arterial syringe apparatus of claim 7, wherein said housing comprises at least one leg. 9. The arterial syringe apparatus of claim 1, wherein said housing is adapted to receive a needle capture device and allow movement of said housing along said received needle capture device. 10. The arterial syringe apparatus of claim 9, wherein said housing is adapted to engage and unreleasably capture said needle capture device. 11. An arterial syringe apparatus comprising: a housing containing first and second opposing ends;a venting naeans; anda penetrable membrane;wherein said housing is adapted to couple with a needle capture device to permit movement of said housing in relation to said needle capture device to allow a needle unreleasable captured by said needle capture device to penetrate said penetrable membrane, so that after piercing the membrane a needle's tip is locked between said membrane said venting means. 12. The arterial syringe apparatus of claim 11, wherein said housing is adapted to engage and unreleasably capture said needle capture device. 13. The arterial syringe apparatus of claim 11, wherein said venting means is provided between said penetrable membrane and said second opposing end. 14. The arterial syringe apparatus of claim 11, wherein said venting means comprises a filter capable of preventing the flow of liquid through said second end. 15. The arterial syringe apparatus of claim 11, wherein said venting means comprises a hydrophilic filte... | ModalWorks Inc. | A61B005/00 A61B019/00 B65D081/00 A61M005/00 A61M005/32
US07724147 | B2 | 2010-05-25 | Medical notification apparatus and method | 2006-07-13 | A medical notification apparatus and method for use with a preexisting healthcare facility nurse call system are disclosed. The apparatus sends a message signal to the healthcare facility call system when the apparatus receives and identifies an acoustic signal indicative of a medical device alarm or other parameter. The apparatus comprises an acoustic sensor, a signal processing unit, and an interface unit. A band pass filter, timing gate, and a processor are configured in one embodiment to process the received acoustic signal to identify an acoustic alarm. A memory device may be used to store a set of identification criteria for identifying a variety of acoustic alarms, and to store a set of message signals. The sent message signal is selected from among the stored set of message signals. | 1. A medical notification apparatus comprising: an acoustic sensor configured to generate a sensor signal in response to an acoustic alarm that is generated by a medical device and is indicative of a medical device parameter;a signal processing unit in communication with the acoustic sensor and configured to generate an identification signal when the sensor signal from the acoustic sensor satisfies an identification criterion; andan interface unit in communication with the signal processing unit and configured to send a message signal to a healthcare facility call system in response to the identification signal from the signal processing unit. 2. The apparatus of claim 1 wherein the signal processing unit comprises a signal conditioner having a level adjuster, the signal conditioner adapted to smooth the sensor signal. 3. The apparatus of claim 1 wherein the signal processing unit comprises a band pass filter. 4. The apparatus of claim 1 wherein the signal processing unit comprises a timing gate. 5. The apparatus of claim 1 wherein the signal processing unit comprises an active filter. 6. The apparatus of claim 1 wherein the signal processing unit comprises a processor adapted to execute a fast Fourier transform routine to analyze the sensor signal. 7. The apparatus of claim 1 wherein the identification criterion comprises a frequency band. 8. The apparatus of claim 1 wherein the identification criterion comprises a pulse pattern. 9. The apparatus of claim 1 wherein the interface unit comprises a switch configured to produce a contact closure in response to the identification signal from the signal processing unit. 10. The apparatus of claim 1 wherein the interface unit comprises a radio frequency transmitter configured to transmit a radio frequency signal to the healthcare facility call system in response to the identification signal from the signal processing unit. 11. The apparatus of claim 1 wherein the interface unit comprises a wireless transmitter and is configured to wirelessly transmit a signal to a portable communications device in response to the identification from the signal processing unit. 12. The apparatus of claim 1 wherein the interface unit comprises an Ethernet driver and is configured to transmit an electronic message to the healthcare facility call system in response to the identification signal from the signal processing unit. 13. The apparatus of claim 1 further comprising a memory unit associated with the signal processing unit and storing the identification criterion. 14. The apparatus of claim 1 further comprising a memory unit associated with the interface unit and storing a set of message signals, each one of the set of message signals associated with a different medical device alarm; and wherein the message signal sent to the healthcare facility call system is selected from among the stored set of message signals. 15. A medical notification apparatus for use with a healthcare facility call system, the m... | Cardinal Health 303, Inc. | G08B023/00
US07330752 | B2 | 2008-02-12 | Procedure for detection of stress by segmentation and analyzing a heart beat signal | 2003-08-18 | A procedure for the detection of stress state is disclosed, wherein ambulatory heart beat signal is measured. In the first phase segments are defined from heart beat signal with a chosen rule for segmentation. Then at least one segment describing a physiological state with elevated cardiac activity due to physical workload and/or increased metabolic rate is identified and excluded, if exists, and segments other than the excluded segments are detected for a potential stress state, which is identified using a predetermined rule for the heart beat signal. | 1. Procedure for the detection of stress state associated with body balance wherein the overall cardiovascular function is substantially higher than immediate physical metabolic requirements, the procedure comprising the steps of: measuring an ambulatory heart beat signal,defining segments from said heart beat signal with a first chosen rule for segmentation, andidentifying and excluding at least one segment describing a physiological state with elevated cardiac activity due to physical workload and/or increased metabolic rate, if exists, anddetecting segments other than the excluded segments for a potential stress state, which is identified using a predetermined second chosen rule for the heart beat signal. 2. Procedure according to claim 1, including the step of using the first chosen rule to identify state and period of one or more following: exercise, physical activity, movement, recovery from exercise and postural changes. 3. Procedure according to claim 1, wherein the second chosen rule comprises a procedure to identify internally coherent segments from said heart beat signal. 4. Procedure according to claim 1, including the step of using detected segments for correcting heart rate based oxygen- and energy consumption estimate. 5. Procedure according to claim 1, including the step of determining an index representing a summary of the existence and level of stress, relaxation and/or resources for a chosen period of measurement. 6. Procedure according to claim 1, including the step of measuring stress and relaxation on the basis of heart period measurement, wherein information on the length of detected relaxation and length of detected stress is used as informative in the detection and quantification of relaxation and stress states. 7. Procedure according to claim 1, including the step of obtaining information on the exercise, physical activity, movement, or postural changes from said heart beat signal and at least one separate input. 8. Procedure according to claim 1, wherein the stress state is defined with the formula:STRpow=E⁡(HR·CTHFpow·LFpow)wherein HR denotes heart rate level, CT denotes inconsistencies in the frequency distribution of HRV due to changes in respiratory period, or alternatively, variability in the respiratory signal, and HFpow and LFpow denote spectral powers in the HF and LF regions of the HRV, respectively. 9. Procedure according to claim 1, wherein the procedure comprises the calculation of a relaxation index a relaxation index defined by the formula:RLXpow=E⁡(HFpowHR)wherein HR denotes heart rate level, and HFpow denotes spectral powers in the HF regions of the HRV. 10. Procedure according to claim 1, wherein the procedure comprises the calculation of a total resources index a total resources index defined by the formula:Total_resources=c1·TRT·RLXpow-c2·TST·STRpowwhere c1 and c2 are scaling constants, T is total time of the measurement, Tr is time classified as relaxation, Ts is time classified as stress, R... | Firstbeat Technologies Oy | A61B005/04 A61B005/083
US07338651 | B2 | 2008-03-04 | Multi-use multimodal imaging chelates | 2002-09-04 | Cyclen-based chelates can be used as contrast agents for multi-modal imaging of tissue cells. The cyclen-based chelates are preferably polyazamacrocyclic molecules formed from 1,4,7,10 tetraazacyclododecane (“cyclen”) having varying chelating ions, phosphoester chains, and light harvesting moieties. By changing the chelating ion, phosphoester chain length and/or the light harvesting moiety different imaging techniques, such as MRI, CT, fluorescence and absorption, x-ray and NIR, may be employed to image the tissue cells. Additionally, the cyclen-based chelates may be conjugated to provide for site-specific delivery of the cyclen-based chelate to the desired tissue cells. The cyclen-based chelates may also be delivered to the tissue cells by attaching the cyclen-based chelates to a polymeric delivery vehicle. Although these cyclen-based chelates have a wide variety of application, the preferred use is for imaging of cancer cells, such as brain cancer, for improving resection of a cancerous tissue. | 1. A compound of the following formula:wherein M is chelating ion selected from the group consisting of gallium (Ga), copper (Cu), nickel (Ni), indium (In), technetium (Tc), yttrium (Y), lutetium (Lu) and lanthanide (Ln) series ions. 2. A compound of the following Formula (I):wherein: M is a chelating ion selected from the group consisting of gallium (Ga), copper (Cu), nickel (Ni), indium (In), technetium (Tc), yttrium (Y) and lanthanide (Ln) series ions;R1 and R3 are, independently,R4 is H, CH3, C2H5, C3H7, C4H9, C5H11, C6H13;A is a sensitizer; andR5 is:and n is 0-10. 3. A compound of claim 2, wherein A is selected from the group consisting of: 4. A compound of claim 2, wherein A isand Y is F, Cl, CH3, OCH3, CF3, or NO2. 5. The compound of claim 2, wherein M is a lanthanide series ion. 6. The compound of claim 2, wherein the lanthanide series ion is selected from the group consisting of gadolinium (Gd), terbium (Tb), europium (Eu), ytterbium (Yb), neodymium (Nd), lutetium (Lu), erbium (Er) ions. | Texas Tech University System | A61B005/055
US07330759 | B2 | 2008-02-12 | Biventricular cardiac pacemaker for cardiac resynchronisation therapy | 2003-11-28 | The invention concerns a cardiac pacemaker comprising a stimulation pulse generator (RVP; LVP) for biventricular stimulation of a heart, which is to be connected to at least one right-ventricular electrode for the stimulation of a right ventricle of the heart and to at least one left-ventricular electrode for the stimulation of a left ventricle of the heart and is connected to a control unit and is adapted to trigger right-ventricular and left-ventricular stimulation pulses with an interventricular delay time which is adjustable by means of the control unit. The invention is characterized in that the control unit is connected to an impedance detection unit which is to be connected to intercardiac electrodes and is adapted to form from an input signal formed by the impedance detection unit and dependent on the intracardiac impedance, an output signal indicating an optimum biventricular stimulation mode. | 1. A cardiac pacemaker comprising a stimulation pulse generator (RVP; LVP) adapted for biventricular stimulation of a heart, which is to be connected to at least one right-ventricular electrode adapted for the stimulation of a right ventricle of the heart and to at least one left-ventricular electrode adapted for the stimulation of a left ventricle of the heart and is connected to a control unit and is adapted to trigger right-ventricular and left-ventricular stimulation pulses with an interventricular delay time which is adjustable by means of the control unit, wherein the control unit is connected to an impedance detection unit which is adapted to be connected to a plurality of intercardiac electrodes and is adapted to form from an input signal formed by the impedance detection unit and dependent on an intracardiac impedance, an output signal indicating an optimum biventricular stimulation mode, wherein the control unit is adapted to adjust the interventricular delay time at which a second derivative of the pattern of the intracardiac impedance during a cardiac cycle is at the greatest. 2. A cardiac pacemaker as set forth in claim 1, wherein the control unit is adapted to trigger various biventricular stimulation modes and to evaluate the intracardiac impedance for each stimulation mode. 3. A cardiac pacemaker as set forth in claim 1, wherein the control unit is adapted to form from an input signal formed by the impedance detection unit and dependent on the intracardiac impedance, an output signal indicating an optimum interventricular delay time. 4. A cardiac pacemaker as set forth in claim 1, wherein the control unit is adapted to form from an input signal formed by the impedance detection unit and dependent on the intracardiac impedance, an output signal determining the interventricular delay time. 5. A cardiac pacemaker as set forth in claim 1, wherein the interventricular delay time is adjustable at between 20 and 40 ms. 6. A cardiac pacemaker as set forth in claim 1, wherein the stimulation pulse generator (RVP; LVP) is adapted to be connected to different ventricular electrodes or ventricular electrodes which are variable in respect of their position in the heart, wherein the control unit is adapted to evaluate intracardiac impedances for various electrode configurations or electrode positions and to indicate an optimum electrode position or configuration. 7. A cardiac pacemaker as set forth in claim 1, wherein the impedance detection unit is adapted to detect the impedance by way of voltage measurement which takes place between two electrodes of different electrode lines. 8. A cardiac pacemaker as set forth in claim 1, wherein the cardiac pacemaker is adapted to produce a current between a pacemaker housing and an intracardiac electrode for impedance measurement. 9. A cardiac pacemaker as set forth in claim 7 wherein the electrodes for voltage measurement are different from the electrodes for producing the current for impedance ... | BIOTRONIK GmbH & Co. | A61N001/365 A61B005/02
US07335163 | B2 | 2008-02-26 | Combined computer mouse and blood pressure sphygmomanometer | 2007-04-30 | A sphygmomanometer cuff assembly, air pump, pressure sensor and release valve are contained in an otherwise conventional computer mouse controller. Various alternative embodiments are illustrated and discussed herein. In one such embodiment the sphygmomanometer cuff is nominally positioned within the mouse structure and is extended outside the mouse housing during the measurement. In another embodiment, the cuff is always external of the mouse structure and is easily connected to the mouse at special ports during the measurement. In yet another embodiment, the cuff is always internal of the mouse structure and is readily accessible through an aperture in the housing surface of the mouse to permit the measurement to take place. Preferably, in each of these alternative embodiments a hinged or slidable door or panel protects the cuff or cuff ports between measurements. In some of the embodiments shown herein, the sphygmomanometer cuff is configured for receiving a human finger in circumambient pressured engagement using controlled air pressure to vary the cuff/finger engagement pressure in a precise manner. In one embodiment hereof, the sphygmomanometer cuff is configured as a wrist cuff. | 1. A blood pressure measurement device comprising: a computer mouse controller having a blood pressure measuring instrument contained therein;an access door on said controller, said access door having at least one mechanism for opening said access door;said instrument having a blood pressure cuff configured for engaging a user's wrist; andsaid access door providing access to said wrist cuff upon opening of said door to permit a user to wrap said wrist cuff around the user's wrist for measuring the user's blood pressure. 2. A combined computer mouse and blood pressure measurement device comprising: an inflatable wrist cuff for encircling a wrist of a user to apply and release pressure for measuring diastolic and systolic blood pressure of the user;a computer mouse having a chamber for receiving said wrist cuff and an access door for removing said wrist cuff from said chamber; anda pump within said mouse and connected for air flow to said wrist cuff for inflating said wrist cuff. | CalHealth, Inc. | A61B005/00
US07347830 | B2 | 2008-03-25 | Assemblies and methods for measuring tooth apex location | 2005-02-11 | The invention provides an assembly for measuring the penetration depth of a dental instrument into a root canal of a tooth. The assembly has a base element configured to be clampingly braced onto a tooth to be treated; an electrically conductive guiding member affixable to the base element and disposed, when assembled, above the tooth, thereby, in use, a portion of the dental instrument makes electrical contact with it. The guiding member further includes an electrical terminal connectable to an apex location measuring device. Methods for continuously measuring penetration depths of a dental instrument into a root canal of a tooth are also provided. | 1. An assembly for measuring the penetration depth of a dental instrument into a root canal of a tooth, said assembly comprising: a base element for bracing onto a tooth to be treated, said base element being substantially omega-shaped having two legs and an arch extending along a plane laterally displaced from the legs;an electrically non-conductive U-shaped bracket having two parallel extending legs and a web portion therebetween configured to be coupled to the arch of said base element; andan electrically conductive guiding member affixable to said bracket and disposed, when assembled, above a tooth clamped between the legs of said base element, said guiding member having a first portion with an electrical terminal for electrically connecting with a socket of an apex location measuring device, a second portion extending in one of said legs of the bracket and a third portion extending above said tooth clamped by said base element,whereby, in use, a portion of said dental instrument makes electrical contact with said guiding member to measure the penetration depth of the dental instrument into the root canal of the tooth. 2. The assembly as claimed in claim 1, wherein said electrically conductive guiding member is made of a bent wire. 3. The assembly as claimed in claim 2, wherein said bent wire includes a straight portion. 4. The assembly as claimed in claim 1, wherein the first portion of said guiding member is provided with a bent edge for making an electrical contact with said socket. 5. The assembly as claimed in claim 4, wherein said bent edge is resilient, facilitating bending in a plurality of directions. 6. The assembly as claimed in claim 1, wherein the base element has an arched portion made with a cutout and the width of said web portion is sized to fit in said cutout. | Medic.NRG Ltd. | A61C019/04 A61C003/00 A61C005/12 A61B005/103 A61B005/117
US07336991 | B2 | 2008-02-26 | Multi-channel biological signal telemetry systems | 2004-09-24 | A system for performing telemetry of multi-channel biological signals obtained from electrodes attached to a subject, is provided with a transmitter and a receiver. In the transmitter, a converter converts the multi-channel biological signals to digital data, and a storage stores the digital data. In the transmitter, a first transceiver is operable to transmit a prescribed amount of the digital data stored in the storage, and a battery is operable to supply a battery voltage to the first transceiver. In the transmitter, a switch places the battery in either a first state where the battery voltage is supplied to the first transceiver or a second state where the battery voltage is not supplied to the first transceiver, so that the first transceiver intermittently transmits the digital data. In the receiver, a second transceiver is operable to receive the digital data transmitted from the first transceiver. The received digital data is to be reproduced multi-channel biological signals at an output device. | 1. A system for performing telemetry of multi-channel biological signals obtained from electrodes attached to a subject, the system comprising: a transmitter, comprising: a converter, which converts the multi-channel biological signals to digital data;a storage, which stores the digital data;a first transceiver, operable to transmit a prescribed amount of the digital data stored in the storage;a battery, operable to supply a battery voltage to the first transceiver; anda switch, which places the battery in either a first state where the battery voltage is supplied to the first transceiver or a second state where the battery voltage is not supplied to the first transceiver, so that the first transceiver intermittently transmits the digital data; anda receiver, comprising a second transceiver operable to receive the digital data transmitted from the first transceiver, the received digital data operable to be reproduced as multi-channel biological signals at an output device,wherein the transmitter further comprises a detector which detects the battery voltage; the first transceiver is operable to transmit battery information indicating the detected battery voltage together with the digital data, and the second transceiver is operable to receive the battery information;the receiver further comprises a timing information provider, which prepares timing information defining a timing for placing the battery in the first state, on the basis of the battery information received by the second transceiver;the second transceiver is operable to transmit the timing information and the first transceiver is operable to receive the timing information; andthe switch places the battery in the second state after the digital data and the battery information are transmitted, and places the battery in the first state at the timing on the basis of the timing information received by the first transceiver. 2. The system as set forth in claim 1, wherein the timing information provider prepares the timing information so as to delay the timing in a case where the battery information indicates that the detected battery voltage becomes lower than a threshold value. 3. The system as set forth in claim 1, wherein the biological signal includes electroencephalograms. | Nihon Kohden Corporation | A61B005/04
US07315753 | B2 | 2008-01-01 | Pulse oximeter with parallel saturation calculation modules | 2004-03-22 | A method and apparatus for reducing the effects of noise on a system for measuring physiological parameters, such as, for example, a pulse oximeter. The method and apparatus of the invention take into account the physical limitations on various physiological parameters being monitored when weighting and averaging a series of measurements. Varying weights are assigned different measurements, measurements are rejected, and the averaging period is adjusted according to the reliability of the measurements. Similarly, calculated values derived from analyzing the measurements are also assigned varying weights and averaged over adjustable periods. More specifically, a general class of filters such as, for example, Kalman filters, is employed in processing the measurements and calculated values. The filters use mathematical models which describe how the physiological parameters change in time, and how these parameters relate to measurement in a noisy environment. The filters adaptively modify a set of averaging weights to optimally estimate the physiological parameters. | 1. A pulse oximeter comprising: a sensor configured to detect first and second electromagnetic radiation signals from a patient corresponding to first and second wavelengths of light;an analog to digital converter, coupled to the sensor, for converting the first and second electromagnetic radiation signals into first and second digital signals; anda processor, coupled to the analog to digital converter, the processor being programmed witha filter module for filtering the first and second digital signals,a normalization module configured to normalize the first and second digital signals;a first oxygen saturation calculation module configured to determine a first oxygen saturation value using a first saturation calculation algorithm applied to the first and second digital signals,a second oxygen saturation calculation module configured to determine a second oxygen saturation value using a second saturation calculation algorithm applied to the first and second digital signals,a best saturation module configured to arbitrate between the first and second oxygen saturation values based on a saturation confidence associated with the first and second oxygen saturation values to select a best oxygen saturation value,a first pulse rate calculation module configured to determine a first pulse rate from the first and second digital signals using a first pulse rate algorithm,a second pulse rate calculation module configured to determine a second pulse rate from the first and second digital signals using a second pulse rate algorithm, anda best rate module configured to arbitrate between the first and second pulse rates based on a pulse rate confidence associated with the first and second pulse rate signals to select a best pulse rate. 2. The oximeter of claim 1, wherein the first saturation calculation algorithm is configured to perform adaptive filtering. 3. The oximeter of claim 1, wherein the second saturation calculation algorithm is configured to utilize the ratio of ratios. 4. The oximeter of claim 1, wherein the first pulse rate algorithm is configured to analyze a waveform of said first and second digital signals. 5. The oximeter of claim 4, wherein the second pulse rate algorithm is configured to analyze a frequency of the first and second digital signals. 6. The oximeter of claim 5, wherein the second pulse rate algorithm includes a comb filter. 7. The oximeter of claim 1, wherein the saturation confidence and the pulse rate confidence are based on noise characteristics of the first and second digital signals. 8. The oximeter of claim 1, wherein the program is configured to provide a first confidence level associated with the first oxygen saturation value, and a second confidence level associated with the second oxygen saturation value and wherein the best saturation module is configured to compare the first and second confidence levels, and select as the best oxygen saturation value one associated with one of the first and second confidence ... | Nellcor Puritan Bennett LLC | A61B005/00
US07346312 | B2 | 2008-03-18 | Wireless neural data acquisition system | 2004-10-23 | A Wireless Neural Data Acquisition System for increased power efficiency, compact size, robust signaling and reliable transmission is shown and described. In one embodiment, the system includes a headstage, an RF receiver, an analog-to-digital converter, a digital signal processor, and a communication interface. The headstage includes at least one input pre-amplifier high-pass filter and amplifier, a multiplexer (MUX), an RF Modulator comprising a voltage control oscillator (VCO), a transmitting antenna, and a power supply. The RF receiver includes at least one receiving antenna, at least one bandpass filter, at least one amplifier, at least one attenuator, and an FM Demodulator. | 1. A Wireless Neural Data Acquisition System, comprising: a headstage, an RF receiver, an analog-to-digital converter, a digital signal processor, and a communication interface,wherein the headstage comprises at least one Input Pre-amplifier high-pass filter,a multiplexer (MUX)an RF Modulator comprising a voltage control oscillator (VCO), anda transmitting antenna,wherein the Pre-amplifier is an on chip capacitor coupled high-pass filter where the output bias voltage and high-pass filter cutoff is tuned by adjusting the gate voltage of dual stacked on-chip sub-threshold MOSFETs for each channel with two off-chip tuning resistors for all channels, and the input impedance of the RF Modulator is such that it allows the MUX to drive the RF stage directly. 2. The system of claim 1, wherein the Pre-amplifier high-pass filter filters at 0.1-10 kHz bandwidth. 3. The system of claim 1, wherein the Pre-amplifier has user-selectable gain for all channels and for each channel individually. 4. The system of claim 1, wherein the MUX can multiplex at least 16 channels. 5. The system of claim 1, wherein the MUX multiplexes at least 32 channels. 6. The system of claim 1, wherein the MUX multiplexes at least 100 channels. 7. The system of claim 1, wherein the MUX multiplexes at least 250 channels. 8. The system of claim 1, wherein the MUX samples at greater than 50 kHz per channel. 9. The system of claim 1, wherein the transmitting antenna is a microstrip patch antenna. 10. The system of claim 9, wherein the transmitting antenna is a rectangular patch. 11. The system of claim 9, wherein the transmitting antenna is a planar inverted-f antenna. 12. The system of claim 1, wherein the transmitting antenna range is less than 10 meters thereby permitting denser use and circumventing FCC regulations. 13. The system of claim 1, wherein the RF receiver includes a receiving antenna wherein the impedance of the receiving antenna matches the impedance of the coaxial lines and the impedance of the transmission antenna matches the impedance of free-space and/or the output impedance of the VCO. 14. The system of claim 13, wherein the receiving impedance of the transmission antenna is 50 ohms and the transmission impedance is 377 ohms. 15. The system of claim 13, wherein the receiving antenna is multiple antennas and the system further includes an inverted splitter to combine multiple received signals. 16. The system of claim 15, wherein the multiple receiving antennas provide antenna diversity reception selected from the groups consisting of spatial, polarization, and pattern diversity. 17. The system of claim 15, wherein the multiple receiving antennas are microstrip patch antennas are configured for antenna diversity reception. 18. The system of claim 1, wherein the high-frequency wireless transmission range is about 2.5 GHz to about 4 GHz. 19. The system of claim 18, wherein the center frequency is selected from the group consisting of about 2.8, about 3.2, ... | Triangle BioSystems, Inc. | H04B001/04 A61B005/04
US07346388 | B2 | 2008-03-18 | Method and apparatus for rate accuracy enhancement in ventricular tachycardia detection | 2005-02-10 | An implantable cardioverter/defibrillator (ICD) executes a rate accuracy enhancement algorithm to select measured atrial and ventricular intervals for classifying a detected tachycardia based on average atrial and ventricular rates calculated from the selected atrial and ventricular intervals. The detected tachycardia is classified as ventricular tachycardia (VT) if the average ventricular rate is substantially higher than the average atrial rate. | 1. An implantable cardioverter/defibrillator (ICD), comprising: a sensing circuit to sense an atrial electrogram and a ventricular electrogram;an interval measurement circuit, coupled to the sensing circuit, to measure atrial intervals from the atrial electrogram and ventricular intervals from the ventricular electrogram;a tachycardia detection circuit, coupled to the interval measurement circuit, to detect a tachycardia based on at least one of the measured atrial intervals and the measured ventricular intervals; anda detection enhancement circuit including: a rate accuracy enhancement module coupled to the interval measurement circuit, the rate accuracy enhancement module including: a first selection module to select a set of atrial intervals from the measured atrial intervals and a set of ventricular intervals from the measured ventricular intervals, the first selection module including a set size module to determine a size of the set of atrial intervals and a size of the set of ventricular intervals based on at least one of one or more measured atrial intervals and one or more measured ventricular intervals; anda second selection module to select a subset of atrial intervals from the selected set of atrial intervals and a subset of ventricular intervals from the selected set of ventricular intervals, the second selection module including an interval exclusion module adapted to exclude one or more atrial intervals from the set of atrial intervals and one or more ventricular intervals from the set of ventricular intervals according to predetermined exclusion criteria;a rate calculator, coupled to the rate accuracy enhancement module, to calculate at least one average atrial rate based on the subset of atrial intervals and at least one average ventricular rate based on the subset of ventricular intervals; anda tachycardia classification module, coupled to the rate calculator, to classify the detected tachycardia as ventricular tachycardia (VT) when the at least one average ventricular rate is substantially higher than the at least one average atrial rate. 2. The ICD of claim 1, further comprising a pulse delivery circuit to deliver a pulse after the tachycardia classification module classifies the detected tachycardia as VT. 3. The ICD of claim 1, wherein the tachycardia classification module is adapted to classify the detected tachycardia as VT when the at least one average ventricular rate is higher than the at least one average atrial rate by a predetermined rate margin. 4. The ICD of claim 1, wherein the interval exclusion module is adapted to exclude one or more shortest intervals and one or more longest intervals from the selected set of atrial intervals and the selected set of ventricular intervals, wherein the interval exclusion module comprises an outlier interval detector to detect the one or more shortest intervals and the one or more longest intervals. 5. The ICD of claim 4, wherein The outlier detector is adapted to detect one o... | Cardiac Pacemakers, Inc. | A61B005/0464
US07725157 | B2 | 2010-05-25 | System and method for interventional procedures using MRI | 2006-05-16 | An imaging and interventional system and methods are provided. The system comprises an imaging device for acquiring volumetric image data for an anatomical region of interest, a catheter for acquiring electrophysiological (EP) measurements of the anatomical region of interest, the catheter having at least one tracking coil for detecting signals indicative of a position of the catheter, and, a processor coupled to the catheter for receiving the EP measurements and signals indicative of the position of the catheter. The position of the catheter and EP measurements are combined and superimposed on a resultant image. The method comprises acquiring volumetric image data for an anatomical region of interest, acquiring position data for a catheter inserted in the region of interest, obtaining electrophysiological (EP) measurements for the region of interest and combining the image data, position data and EP measurements into a resultant image for use in the interventional procedure. | 1. A method of performing an image-guided interventional procedure comprising: acquiring volumetric magnetic resonance image data for an anatomical region of interest, wherein the volumetric magnetic resonance image data comprises three dimensional (3D) magnetic resonance angiography (MRA) images and perfusion images and diffusion weighted images;acquiring position data for at least one catheter inserted in the region of interest, wherein the position data is obtained by a magnetic resonance imaging device via at least one tracking coil disposed within the at least one catheter;obtaining electrophysiological (EP) measurements with the at least one catheter for the region of interest;combining the image data, position data and EP measurements into a resultant image for use in the interventional procedure, wherein the resultant image comprises a surface rendered three-dimensional (3D) image of the anatomical region of interest;superimposing a real-time, 3D position of the catheter and EP measurements on the resultant image, wherein the real-time, 3D position of the catheter is derived from magnetic resonance (MR) signals and the at least one tracking coil; andusing the resultant image to guide the interventional procedure, the interventional procedure comprising radiofrequency (RF) ablation, electrical mapping, electrical pacing and combinations therefrom performed by the at least one catheter. 2. The method of claim 1 wherein the image data is acquired using a magnetic resonance imaging (MRI) scanner. 3. The method of claim 1 further comprising delivering electrophysiological treatment or therapy. 4. The method of claim 1 further comprising displaying data representative of the EP measurements by at least one selected color. 5. The method of claim 2 wherein the MRI scanner is configured to reconstruct a volumetric image from the volumetric image data. 6. The method of claim 2 wherein the catheter comprises three (3) or more tracking coils coupled to respective receiver channels of the MRI scanner and wherein the 3 or more tracking coils are used to locate coordinates of the catheter. 7. The method of claim 1 wherein a first catheter is employed for an image-guided interventional procedure and a second catheter is employed to stimulate the anatomical region of interest during the interventional procedure. 8. The method of claim 1 wherein the position data of the at least one tracking coil is obtained using point source tracking. | General Electric Company | A61B005/05
US07824612 | B2 | 2010-11-02 | Bodily fluid analyzer, and system including same and method for programming same | 2007-04-24 | A bodily fluid analyzer, system and method for programming the same includes a sensor for sensing at least one analyte in a patient; a display; a data reader unit for reading information from a data storage unit that contains stored information concerning a particular drug being taken by or course of treatment for the patient; and a processor for setting the at least one threshold value for at least one analyte to be sensed by the sensing unit based on the information read by the data reader from the data storage unit, for processing the information concerning the analyte and for sending the processed information to the display, wherein the threshold value is associated with the particular drug taken by or course of treatment for the patient, the threshold value being one beyond which the display will display an alert. | 1. A method for programming a bodily fluid analyzer, comprising: selecting by a prescribing physician or a drug company at least one threshold value of at least one analyte to be sensed by the bodily fluid analyzer, the at least one threshold value of the at least one analyte being associated with a particular drug being or to be taken by the patient or course of treatment for the patientproviding a data storage unit separately from the bodily fluid analyzer and containing stored information including the at least one threshold value of at least one analyte to be sensed by the bodily fluid analyzer selected by the prescribing physician or the drug company;reading the stored information stored on the data storage unit into a data reader associated with a bodily fluid analyzer;setting the bodily fluid analyzer with the at least one threshold value for the at least one analyte to be sensed by the bodily fluid analyzer with the information read by the data reader from the data storage unit, wherein the at least one threshold value is a value such that a sensed analyte level beyond the value will cause the display to display an alert;sensing the analyte level; anddisplaying an alert if the sensed analyte level is beyond the threshold value. 2. The method according to claim 1, wherein the data storage unit is provided with a drug container. 3. The method according to claim 2, wherein the data reader is a bar code reader and the data storage unit is a bar code. 4. The method according to claim 2, wherein the data reader is a radio frequency receiver and the data storage unit is a radio frequency identification tag. 5. The method according to claim 4, wherein the drug is provided in a closed container and the method further comprises opening the container and activating the radio frequency identification tag upon opening of the container. 6. The method according to claim 2, wherein the data reader is a magnetic stripe reader and the data storage unit is a magnetic stripe. 7. The method according to claim 1, wherein the at least one threshold value of the at least one analyte to be sensed by the bodily fluid analyzer is selected by a prescribing physician for the patient or for a class of patients. 8. The method according to claim 1, wherein the at least one threshold value of the at least one analyte to be sensed by the bodily fluid analyzer is selected by a drug company for the patient or for a class of patients. 9. A system for monitoring a patient, comprising a bodily fluid analyzer and a data storage unit provided seperately from the bodily fluid analyzer and containing stored information set by a prescribing physician or a drug company and including at least one threshold value of at least one analyte to be sensed by the bodily fluid analyzer, the at least one threshold value of the at least one analyte being associated with a particular drug being or to be taken by the patient or course of treatment for the patient, wherein the bodily fluid... | - | G01N021/00 G01N035/02 A61B005/00 G01N015/06
US07345150 | B2 | 2008-03-18 | Albumin-based colloid composition having at least one protected thiol region, methods of making, and methods of use | 2005-10-25 | A composition comprising an albumin-based colloid composition having at least one protected thiol region, method of making the same, and method for use, including treating hypovolemic conditions such as capillary leak syndrome and shock, are disclosed. The composition also is modified with an indicator reagent such as chromophores. | 1. A composition comprising a polyethylene glycol-albumin colloid composition having Cys-34 preserved as a thiol (PEG-AlbCys-34), wherein PEG-AlbCys-34 has a hydrodynamic radius that is sufficiently large to preclude the composition from leaking through a patient's capillaries and is 13 fold larger than the hydrodynamic radius of an albumin protein, wherein the PEG-AlbCys-34 is human albumin or bovine serum albumin modified with an indicator reagent; wherein the indicator reagent is a first dye having an emission and excitation spectra and a second dye having an emission and excitation spectra, wherein the emission and excitation spectra of the second dye is distinct from that of the first dye. 2. A composition according to claim 1 wherein the first dye has a green color and the second dye has a red color. 3. A composition according to claim 1 wherein the first or second_dye has a green color. 4. A composition according to claim 1 wherein the first or second_dye is a red maleimide dye or indocyanine green. 5. A composition comprising a polyethylene glycol-albumin colloid composition having Cys-34 preserved as a thiol (PEG-AlbCys-34), wherein PEG-AlbCys-34 has a hydrodynamic radius that is sufficiently large to preclude the composition from leaking through a patient's capillaries and is 13 fold larger than the hydrodynamic radius of an albumin protein, wherein the PEG-AlbCys-34 is human albumin or bovine serum albumin modified with 5-iodoacetamidofluorescein. 6. A composition according to claim 5 wherein the PEG-AlbCys-34 further comprises indocyanine green. 7. The composition of claim 1 wherein the polyethylene glycol-albumin colloid composition is a dithiothreitol-treated albumin composition. 8. A composition comprising a polyethylene glycol-albumin colloid composition having Cys-34 preserved as a thiol (PEG-AlbCys-34), wherein PEG-AlbCys-34 is human albumin or bovine serum albumin modified with an indicator reagent, wherein the PEG-AlbCys-34 has a molecular excluded volume and a hydrodynamic radius sufficiently large to preclude the composition from leaking through a patient's capillaries and the molecular excluded volume of PEG-AlbCys-34 is 16 fold larger than the molecular excluded volume of an albumin protein. 9. A composition comprising a polyethylene glycol-albumin colloid composition having Cys-34 preserved as a thiol (PEG-AlbCys-34), wherein PEG-AlbCys-34 is human albumin or bovine serum albumin modified with an indicator reagent, wherein the PEG-AlbCys-34 has a molecular excluded volume and a hydrodynamic radius sufficiently large to preclude the composition from leaking through a patient's capillaries and the hydrodynamic radius of the PEG-AlbCys-34 is 13 fold larger than the hydrodynamic radius of an albumin protein. | Medical University of Toledo | C07K014/76 A61K038/00 A61B005/00
US07333846 | B2 | 2008-02-19 | Method and apparatus for functional magnetic resonance imaging | 2002-02-05 | In a method and a magnetic resonance apparatus for functional imaging, a number of images without and with a designational stimulation of the examination subject are sequentially registered in successive alternation, and an information value that indicates whether the image was registered during a phase with or without stimulation, at least one image-related stimulation value, and at least one image-related evaluation correlation value are obtained and stored for every image. | 1. A method for operating a magnetic resonance apparatus for functional imaging, comprising the steps of: obtaining a plurality of images, each comprised of picture elements, of a subject in a sequence and alternatingly obtaining the plurality of images within said sequence with stimulation of said subject and without stimulation of said subject; andstoring each image in said plurality of images together with information independent of said picture elements indicating whether that image was registered with or without stimulation of said subject and together with at least one image-related stimulation value that is independent of said picture elements, and together with at least one image-related evaluation correlation value that is independent of said picture elements, said correlation value comprising a point on a time-related correlation curve coinciding with a point in time of the acquisition of the image stored with the image-related evaluation correlation value. 2. A method as claimed in claim 1 comprising selecting said image-related stimulation value from the group consisting of information describing a type of said stimulation, information describing an intensity of said stimulation, information describing a duration of said stimulation, and information describing a point in time of said stimulation. 3. A method as claimed in claim 1 wherein said at least one image-related stimulation value comprises information describing an intensity of said stimulation, said information being selected from the group consisting of a brightness of an optical stimulation source which produces said stimulation, a volume of an acoustic stimulation source which produces said stimulation, a pressure of a pressure-exerting stimulation source which produces said stimulation, a pulse intensity of an electrical stimulation source which produces said stimulation, and an operating parameter of a stimulation source that produces said stimulation. 4. A method as claimed in claim 1 comprising the additional step of evaluating said image in combination with said information, and wherein said plurality of images includes at least some images which should be ignored in said evaluation, and wherein said information further comprises an identification of whether the image stored with the information is an image which should be ignored in said evaluation. 5. A magnetic resonance apparatus for functional imaging, comprising: a magnetic resonance scanner with a sensory stimulator obtaining a plurality of images, each comprised of picture elements, of a subject in a sequence and alternatingly obtaining the plurality of images within said sequence with sensory stimulation of said subject and without sensory stimulation of said subject; anda memory storing each image in said plurality of images together with information. independent of said picture elements indicating whether that image was registered with or without stimulation of said subject and together with at least one... | Siemens Aktiengesellschaft | A61B005/055
US07322990 | B1 | 2008-01-29 | Needle guide for stereotactic biopsy | 2003-02-28 | In a biopsy system having a biopsy needle guide secured to a needle guide support bracket, a biopsy needle guide is provided that includes a body having a periphery that defines an edge of the needle guide, the periphery defining a top surface, a bottom surface and a pair of side surfaces. A cradling aperture is positioned in the body and sized to engage the needle guide support bracket. A channel is provided in communication with the cradling aperture. The channel extends inwardly from one of the side surfaces of the body toward the cradling aperture. The needle guide of the present invention inhibits movement of the needle guide relative to the support bracket during a biopsy procedure. | 1. In a biopsy system having a biopsy needle guide secured to a needle guide support bracket, the biopsy needle guide system comprising: a needle guide support bracket;a body having a periphery that defines an edge of the needle guide, the periphery defining a top surface, a bottom surface and a pair of side surfaces;a cradling aperture positioned in the body and sized to engage the needle guide support bracket;a tapered channel in communication with the cradling aperture, the channel extending inwardly from one of the side surfaces of the body toward the cradling aperture; anda biopsy needle aperture wherein a biopsy needle may extend therethrough, and wherein the needle aperture and the cradling aperture define a vertical axis through the needle aperture and the cradling aperture, and the channel extends inwardly from one of the side surfaces towards the vertical axis. 2. The biopsy needle guide of claim 1, wherein the body includes at least one positioning tab to inhibit rotation of the biopsy needle guide relative to the needle guide support bracket. 3. The biopsy needle guide of claim 2, wherein the body includes a pair of positioning tabs. 4. The biopsy needle guide of claim 1, wherein the body includes first and second legs. 5. The biopsy needle guide of claim 4, wherein a distal end of the first leg is defined in part by an upper surface of the channel. 6. The biopsy needle guide of claim 4, wherein a distal end of the second leg is defined by a lower surface of the channel. 7. The biopsy needle guide of claim 4, wherein one of the first and second legs is substantially J-shaped. 8. In a biopsy system having a biopsy needle guide secured to a needle guide support bracket, the biopsy needle guide system comprising: a needle guide support bracket;a body that includes a cradling aperture sized to engage the needle guide support bracket and a channel in communication with the cradling aperture, the channel extending inwardly from a periphery of the body toward the cradling aperture; andwherein the body further includes first and second legs defined in part by the cradling aperture, the first leg being shorter than the second leg, the cradling aperture has a width, the channel has a deflected condition defining a deflected width and an undeflected condition defining an undeflected width, and when the channel is in the undeflected condition, the undeflected channel width is less than the cradling aperture width, the biopsy needle guide further comprising a biopsy needle aperture wherein a biopsy needle may extend therethrough, and wherein the needle aperture and the cradling aperture define a vertical axis through the needle aperture and the cradling aperture, and the channel extends inwardly from a periphery of the body towards the vertical axis. 9. The biopsy needle guide of claim 8, wherein a distal end of the first leg is defined in part by an upper surface of the channel. 10. The biopsy needle guide of claim 8, wherein a distal en... | Suros Surgical Systems, Inc. | A61B019/00 A61B006/08 A61B001/00 A61B005/05 A61B008/14 A61B010/00 H05G001/00
US07818049 | B2 | 2010-10-19 | ECG signal processor and method | 2007-11-13 | An ECG signal processing system which removes the CPR-induced artifact from measured ECG signals obtained during the administration of CPR. | 1. An ECG signal processing system for processing a measured ECG signal from a patient undergoing CPR, said patient having a chest, said processing system comprising: means for measuring a value corresponding to CPR, said value selected form a group consisting of force associated with CPR, displacement of the chest during CPR, velocity of the chest during CPR, motion of a CPR device administering CPR and combinations thereof, and providing a corresponding signal;means for measuring an ECG signal of the patient;a processor for receiving a first input and a second input, wherein said first input comprises a signal that is a function of the measured values corresponding to CPR and wherein said second input comprises the measured ECG signal;wherein the processor processes the first input and the second input to produce an estimated true ECG signal. 2. The ECG signal processing system of claim 1 wherein the processor processes the first and second inputs with a non-linear method. 3. The ECG signal processing system of claim 1 wherein the processor processes the first and second inputs using linear predictive filtering. 4. The ECG signal processing system of claim 1 wherein the processor processes the first and second inputs using the method of recursive least squares. 5. An ECG signal processing system for processing a measured ECG signal from a patient undergoing CPR, said processor comprising: means for measuring a value corresponding to CPR, said value selected form a group consisting of force associated with CPR, displacement of the chest during CPR, velocity of the chest during CPR, motion of a CPR device administering CPR and combinations thereof, and providing a corresponding signal;means for providing a first signal indicative of a CPR induced artifact as a function of said measured value corresponding to CPR;means for measuring an ECG signal of the patient;a processor for receiving a first input and a second input, wherein said first input comprises at least one signal indicative of the CPR induced artifact and wherein said second input comprises the measured ECG signal;wherein the processor processes the first input and the second input to produce an estimated true ECG signal. 6. The ECG signal processing system of claim 5 wherein the processor processes the first and second inputs with a non-linear method. 7. The ECG signal processing system of claim 5 wherein the processor processes the first and second inputs using linear predictive filtering. 8. The ECG signal processing system of claim 5 wherein the processor processes the first and second inputs using the method of recursive least squares. 9. A method of calculating an estimated true ECG signal from a patient undergoing CPR, said patient having a chest, said method comprising the steps of: applying CPR to the chest of a patient and measuring a value corresponding to CPR, said value selected form a group consisting of force associated with CPR, displacement of the chest during C... | Johns Hopkins University | A61B005/04 A61B005/103 A61H031/00
US08095202 | B2 | 2012-01-10 | Accelerated shells trajectory MRI acquisition | 2007-07-19 | An MRI k-space data set is acquired using a series of shell k-space sampling trajectories of different radii. Off-resonance effects are reduced and fat-suppression can be improved by using a shorter TR for pulse sequences that sample at smaller radii. At larger radii sampling is repeated with the central axis of the shell sampling trajectory tilted such that the polar regions of shells acquired at the same radii are sampled by the other shell. | 1. A method for producing an image of an object with a magnetic resonance imaging (MRI) system, the steps comprising: a) performing a pulse sequence with the MRI system that samples k-space in a shell trajectory of a prescribed radius and a prescribed transmit repeat time (TR);b) repeating step a) a plurality of times at different prescribed radii to acquire a k-space image data set, and wherein the prescribed TR for small radii shell trajectories is shorter than the prescribed TR for large radii shell trajectories; andc) reconstructing an image with the acquired k-space image data set. 2. The method as recited in claim 1 in which each pulse sequence also has a prescribed readout time and the readout time for small radii shell trajectories is shorter than the readout time for large radii shell trajectories. 3. The method as recited in claim 1 in which peripheral k-space is sampled with a plurality of interleaved shell trajectories having the same radius. 4. The method as recited in claim 1 in which step b) is performed by acquiring the center of k-space with small radii first and progressively increasing the radii as the k-space image data set is acquired. 5. The method as recited in claim 4 in which the TR for small radii shell trajectories is 5 ms and the TR for large radii shell trajectories is 8 ms. 6. The method as recited in claim 1 in which step a) is repeated at prescribed radii with the shell trajectory tilted with respect to another shell trajectory acquired at the same radius; and combining the k-space data acquired at each radius to form the k-space image data set. 7. The method as recited in claim 6 in which the repeated shell trajectories are tilted substantially 90 degrees. 8. The method as recited in claim 1 in which peripheral k-space is sampled with a plurality of interleaved shell trajectories having the same radius to enable a reduced transmit repeat time TR at larger radii by reducing the number of k-space sample points acquired during readout, while keeping the receiver bandwidth substantially unchanged. 9. A method for producing an image of an object with a magnetic resonance imaging (MRI) system, the steps comprising: a) performing a pulse sequence with the MRI system that samples k-space in a shell trajectory around a central axis and at a prescribed radius;b) repeating step a) a plurality of times at different prescribed radii to acquire a k-space image data set, and wherein step a) is repeated at selected large radii with the central axis tilted to sample polar regions;c) reconstructing an image with the k-space image data set. 10. The method as recited in claim 9 where the central axis is tilted substantially 90 degrees. 11. The method as recited in claim 9 in which the pulse sequence has a transmit repeat time (TR) and the TR is shorter for pulse sequences that sample shell trajectories at smaller radii than the TR for pulse sequences that sample shell trajectories at larger radii. 12. The method as recited... | Mayo Foundation for Medical Education and Research | A61B005/055
US08073522 | B2 | 2011-12-06 | Method and magnetic resonance apparatus for dynamic magnetic resonance imaging | 2007-07-13 | The invention concerns a method and magnetic resonance apparatus for acquisition and generation of a time-resolved image series of an anatomical organ with a quasi-periodical movement in a subject, k-space is sampled in segments with a number of partial data sets, with the sampling points of each partial data set corresponding to grid points of a Cartesian sampling grid of a k-space segment, and the Cartesian sampling grids of the k-space segments being rotated relative to one another. A series of sub-data sets is incompletely acquired for each partial data set using alternating sampling schemes. Each incomplete sub-data set is associated with one of the individual images. For at least some of the partial data sets, complete sub-data sets are reconstructed from the incomplete sub-data sets. For the reconstruction of the individual images, in each of the individual images, at least some of the complete sub-data sets that are associated with this individual image are used. | 1. A method for acquisition and generation of a time-resolved image series comprised of a plurality of individual magnetic resonance images, said method comprising the steps of: acquiring magnetic resonance data from a region of an examination subject containing an anatomical organ exhibiting quasi-periodical movement and entering said data into k-space by sampling k-space in segments with a plurality of partial data sets, with sampling points of each of said partial data sets corresponding to grid points of a Cartesian sampling grid in each k-space segment, and rotating the respective Cartesian sampling grids of the k-space segments relative to each other;acquiring said magnetic resonance data by acquiring a plurality of incomplete sub-data sets for each of said partial data sets, with each incomplete sub-data set being respectively associated with one of said individual images, with the acquisition of the incomplete sub-data sets for a respective partial data set ensuing along the sampling grid of that partial data set with different, alternating sampling schemes, and sampling other grid points of the sampling grid of that partial data set with said different sampling schemes;from at least some of the partial data sets, reconstructing a plurality of complete sub-data sets from the incomplete sub-data sets; andreconstructing said individual images by, for each of said individual images, using at least some of the complete sub-data sets that are associated with that individual image. 2. A method as claimed in claim 1 comprising acquiring the incomplete data sets of a respective partial data set in immediate succession. 3. A method as claimed in claim 1 comprising acquiring the incomplete sub-data sets of a partial data set after a trigger point in time that characterizes the quasi-periodic movement of the anatomical organ. 4. A method as claimed in claim 1 comprising for each partial data set, sampling all grid points of the sampling grid associated with that partial data set for the entirety of all sub-data sets of that partial data set. 5. A method as claimed in claim 1 comprising for each partial data set, sampling all grid points of the sampling grid of that partial data set multiple times for the entirety of all sub-data sets of that partial data set. 6. A method as claimed in claim 1 comprising cyclically alternating said different sampling schemes for acquiring incomplete sub-data sets. 7. A method as claimed in claim 1 wherein each partial data set comprises a plurality of k-space lines, and wherein the step of sampling the grid points of the sampling grid for the respective partial data sets with different sampling schemes comprises employing A different sampling schemes with only every Ath k-space line of the sampling grid of the respective partial data set being sampled in each of said A different sampling schemes, and shifting the sampled k-space lines from sampling scheme-to-sampling scheme. 8. A method as claimed in claim 1 c... | Siemens Aktiengesellschaft | A61B005/055
US07962196 | B2 | 2011-06-14 | Method and system for determining the location of a medical instrument relative to a body structure | 2007-08-02 | A method for determining a location of an object relative to a body structure includes: providing a location of a first part of the object relative to a second part of the object, said second part different from said first part; attaching a marker device to the body structure; detecting a location of the marker device relative to the body structure; positioning the object relative to the body structure; detecting a location of the first part of the object relative to the marker device; and calculating a relative location of the second part of the object relative to the location of the body structure based on the location of the first part relative to the second part, the location of the marker device relative to the body structure, and the location of the first part relative to the marker array. | 1. A method for determining a location of an object relative to a body structure, comprising: a) providing a location of a first point or first plane corresponding to a first part of the object relative to a second point or second plane corresponding to a second part of the object, said second part different from said first part;b) attaching a body marker device to the body structure;c) detecting a location of the body marker device relative to the body structure;d) positioning the object relative to the body structure;e) detecting a location of the first point or first plane relative to the body marker device, said detecting performed without using a marker array attached to the object; andf) calculating a relative location of the second part of the object relative to the location of the body structure based on the location of the first point or first plane relative to the second point or second plane, the location of the body marker device relative to the body structure, and the location of the first point or first plane relative to the body marker device. 2. The method according to claim 1, wherein the object is a medical instrument at least partially situated inside the body structure. 3. The method according to claim 1, wherein providing the location of the first point or first plane relative to the second point or second plane includes measuring the location of the first point or first plane relative to the second point or second plane. 4. The method according to claim 1, wherein the object comprises at least a first element and a second element, wherein the first part is a part of the first element, and the second part is a part of the second element. 5. The method according to claim 4, wherein the second element is removably attachable to the first element such that a relative location between the first part and the second part is known prior to attachment of the second element to the first element. 6. The method according to claim 1, wherein detecting a location of the first point or first plane relative to the body marker device includes optically detecting a location of the first point or first plane relative to the body marker device. 7. A system for determining a location of an object relative to a body structure, comprising: a) a device for providing a location of a first point or first plane corresponding to a first part of the object relative to a second point or second plane corresponding to a second part of the object, said second part different from the first part;b) a body marker device;c) a first detection device for detecting a location of the body marker device relative to the body structure when the body marker device is stationary relative to the body structure;d) a second detection device for detecting a location of the first point or first plane relative to the body marker device; ande) a computational unit configured to calculate, without using a marker device attached to the object, a location of the second part... | Brainlab AG | A61B005/055
US07920907 | B2 | 2011-04-05 | Analyte monitoring system and method | 2007-06-07 | Devices and methods for monitoring an analyte are provided. Embodiments include continuous analyte sensors having a high degree of accuracy. | 1. An analyte monitoring device, comprising: a receiver unit for receiving one or more signals related to an analyte level detected by an electrochemical sensor, the receiver unit including a display to display an indication of the analyte level, wherein the electrochemical sensor includes a portion transcutaneously positioned under a skin surface and in fluid contact with an interstitial fluid to continuously monitor the analyte level over a predetermined time period and to detect the one or more signals related to the analyte level; and furtherwherein the receiver unit includes a signal processing algorithm to process the received one or more signals and to display the indication of the analyte level over the predetermined time period without confirming the accuracy level of the received one or more signals detected by the electrochemical sensor using an adjunctive measurement, wherein the received one or more signals from the electrochemical sensor has a Clarke Error Grid accuracy and a Consensus Error Grid accuracy of at least 80% within zone A and zone B. 2. The device of claim 1, wherein the accuracy level of the received one or more signals detected by the electrochemical sensor is determined to be clinically accurate based on the Clarke Error Grid. 3. The device of claim 1, wherein the accuracy level of the received one or more signals detected by the electrochemical sensor is determined to be clinically accurate based on the Consensus Error Grid. 4. The device of claim 1 wherein the receiver unit is configured to calibrate the one or more signals related to the analyte level. 5. The device of claim 4 wherein the receiver unit is configured to display the calibrated one or more signals related to the analyte level without a confirmatory blood glucose measurement. 6. The device of claim 1 wherein the receiver unit is configured to calibrate the one or more signals related to the analyte level using single point calibration. 7. The device of claim 1 wherein the receiver unit is configured to display the one or more signals related to the analyte level without a confirmatory blood glucose measurement. 8. The device of claim 1 wherein the receiver unit includes one of an rf receiver or an rf transceiver. 9. The device of claim 1 wherein the receiver unit is configured to calibrate the one or more signals related to the analyte level using a calibration value of less that about one microliter of body fluid. 10. The device of claim 9 wherein the body fluid includes blood. 11. The device of claim 1 wherein the receiver unit includes an alarm configured to indicate when the analyte level is at or near a threshold level. 12. The device of claim 11 wherein the threshold level includes one of hypoglycemia, impending hypoglycemia, hyperglycemia, or impending hyperglycemia. 13. The device of claim 11 wherein the alarm includes one or more of an audible signal, a visual display, or a vibratory signal. 14. The device of claim 11 wherein the... | Abbott Diabetes Care Inc. | A61B005/00
US08523894 | B2 | 2013-09-03 | System for withdrawing body fluid | 2007-09-24 | The present invention relates to a compression device for stimulating the efflux of a body fluid from a body part. The device has a compression unit with a pressure-application region made of a deformable material, the region being formed to generate a repulsive force between the body part and the compression unit. The repulsive force passes through a force maximum then decreases to serve as an indication that the body part is guided sufficiently firmly and far enough onto the compression unit. | 1. A lancing device comprising a compression unit for stimulating the efflux of a body fluid from a body part, the compression unit having a pressure-application region made of a deformable material, the pressure-application region comprising an opening with a rim, wherein the width of the opening is reduced as the body part is pressed against the rim, wherein the compression unit includes a plate and the pressure-application region includes a lower conically tapering region widening towards the plate and an upper conically tapering region narrowing towards the plate. 2. The device of claim 1 wherein the pressure-application region is formed to increase the repulsive force as the body part is pressed against the compression unit. 3. The device of claim 1, wherein the upper and lower conically tapering regions are formed to cooperate so that the primary movement of the body part against the upper conically tapering region perpendicular to the plate is at least partially converted into a transverse movement. 4. The device of claim 1 wherein the deformable material of the pressure-application region is an elastomer. 5. The device of claim 1 wherein the rim is in the form of a ring. 6. The device of claim 1, wherein the opening has an inner width in the range of at least 8 mm-11 mm. | Roche Diagnostics Operations, Inc. | A61B017/14 A61B017/32 A61B005/00 B65D081/00 A61M005/00
US08868186 | B2 | 2014-10-21 | Methods for measuring impedances associated with the heart | 2007-10-30 | An exemplary method includes introducing current between a first pair of electrodes configured for placement internally in a patient, triggering a potential measurement between a second pair of electrodes configured for placement internally in a patient wherein communication of a signal through the patient allows for proper triggering, measuring potential between the second pair of electrodes and, based at least in part on the measuring and the introducing, determining a cardiac condition. Other exemplary methods, devices, systems, etc., are also disclosed. | 1. A method comprising: introducing current between a first pair of electrodes configured for placement internally in a patient, the first pair of electrodes being from a unitary subcutaneous cardiac defibrillation device, wherein the unitary subcutaneous cardiac defibrillation device is leadless and comprises a housing containing a power supply, capacitor, and operational cardiac defibrillation circuitry;triggering a potential measurement between a second pair of electrodes configured for placement internally in a patient, wherein the second pair of electrodes is from an implantable cardiac device, wherein wireless communication between the unitary subcutaneous cardiac defibrillation device and the implantable cardiac device allows for proper triggering, wherein the implantable cardiac device comprises a subcutaneous housing and a lead connected to the housing, wherein the lead is implanted within the heart, wherein at least one of the second pair of electrodes is disposed on the lead, and wherein the unitary subcutaneous cardiac defibrillation device is discrete from the implantable cardiac device;measuring potential between the second pair of electrodes; andbased at least in part on the measuring and the introducing, determining a cardiac condition wherein the unitary subcutaneous cardiac defibrillation device performs the introducing and the implantable cardiac device performs the measuring. 2. The method of claim 1 wherein the communication includes communicating a timing signal to synchronize two timers. 3. The method of claim 1 wherein the communication includes communicating a trigger signal that thereby commences the measuring. 4. The method of claim 1 wherein the communication occurs through use of an external device. 5. The method of claim 1 wherein the determining includes determining a cardiac condition selected from a group consisting of chamber volume, cardiac output, and ventricular wall thickness. 6. The method of claim 1 where the introducing comprises establishing a current path between the first pair of electrodes, and wherein the measuring comprises measuring potential between a right ventricular electrode and the housing of the implantable cardiac device. 7. The method of claim 1 wherein the implantable cardiac device is a multi-chamber stimulation and shock therapy device. 8. A method comprising: introducing current between a first pair of electrodes configured for placement internally in a patient, the first pair of electrodes being from a unitary subcutaneous cardiac defibrillation device, wherein the unitary subcutaneous cardiac defibrillation device is leadless and comprises a housing containing a power supply, capacitor, and operational cardiac defibrillation circuitry;triggering an impedance measurement between a second pair of electrodes configured for placement internally in a patient, wherein the second pair of electrodes is from an implantable cardiac device, wherein wireless communication between the unita... | Pacesetter, Inc. | A61N001/34
US08794236 | B2 | 2014-08-05 | Cardiac monitoring and therapy using a device for providing pressure treatment of sleep disordered breathing | 2005-02-24 | A method of using CPAP equipment to sense cardiogenic oscillations in a patient's airflow, and to monitor and treat the patient's cardiac condition. The apparatus diagnoses cardiac morbidity conditions, such as the existence of arrhythmias or other cardiac abnormalities, and influences and optimizes cardiac stroke volume. The apparatus further monitors pulse-transit time, changes in the heart pre-ejection period, and the duration of the cardiac cycle. | 1. A continuous positive airway pressure (CPAP) apparatus for providing CPAP therapy, the apparatus comprising: a pressure sensor for generating a pressure signal indicative of a mask pressure; anda controller configured to: receive the pressure signal generated by the pressure sensor;identify cardiogenic pressure oscillations in the pressure signal;determine an attribute of the cardiogenic pressure oscillations;derive a heart rate parameter from the determined attribute of the cardiogenic pressure oscillations; andassess the heart rate parameter to determine the patient's cardiac condition. 2. The apparatus of claim 1 wherein the controller: identifies a central apnea event by determining the occurrence of cardiogenic oscillations during a period of no airflow; anddetermines the patient's cardiac condition based upon the known association of central apneas and cardiac morbidity. 3. The apparatus of claim 1 wherein the controller uses cardiogenic oscillations in only the middle to later portion of exhalation to determine the patient's cardiac condition. 4. The apparatus of claim 3 wherein the controller determines the middle to later portion of exhalation by tracking the recent averaged lapsed time of prior breathing cycles and using such time in conjunction with the detection of the start of a breathing cycle. 5. The apparatus of claim 1 wherein the controller identifies an arrhythmia event by: monitoring the cardiogenic oscillations over a long-term period of time;detecting irregularities in the force or rhythm of a heartbeat signal through the monitoring;comparing an amplitude or frequency of the heartbeat signal to a threshold indicative of norm to determine a deviation; anddetermining the presence of an arrhythmia event based on the deviation. 6. The apparatus of claim 1 wherein the controller determines cardiac timing from the time between cardiogenic oscillations. 7. The apparatus of claim 1 wherein the controller is further configured to change a control parameter in response to the determined patient's cardiac condition. 8. The apparatus of claim 7 wherein the control parameter is pressure. 9. The apparatus of claim 1 wherein the controller measures pulse transit time by monitoring cardiogenic oscillations concurrently with pulse oximetry. 10. The apparatus of claim 1 wherein the controller determines changes in the patient's pre-ejection period by analyzing the cardiogenic oscillations against concurrent electrocardiogram (ECG) waveforms. 11. The apparatus of claim 1 wherein the controller uses cardiogenic oscillation information for managing triggering of the CPAP apparatus. 12. The apparatus of claim 1, further comprising a flow sensor to generate a flow signal. 13. The apparatus of claim 1, wherein the attribute of the cardiogenic pressure oscillations includes an amplitude, frequency of the cardiogenic pressure oscillations, or an average time between cardiogenic oscillations. 14. The apparatus of claim 1, wherein the h... | ResMed Limited | A61B005/00 A61B005/08 A61B007/04
US08366729 | B2 | 2013-02-05 | Lancing device and method of sample collection | 2007-07-31 | A lancing device and method for self-collecting a sample of body fluid by penetrating a body tissue at a sampling site. The invention includes a housing geometry configured for ease of use at different sampling sites on the body, even by persons having reduced dexterity and/or poor vision. Depth of penetration is selectively controlled by adjusting the stroke range of a spring-driven lancet carrier. A pressure applicator is included for stimulating flow of the body fluid. A transparent portion permits observation of the sampling site. | 1. A lancing device, comprising: a housing having a forward end including a cap, a rearward end and a longitudinal axis and defining a cavity;a lancet carrier within the cavity of the housing for mounting a lancet, the lancet carrier comprising a limit member directly attached thereto;a contact surface located within the cavity of the housing that directly contacts the limit member to selectively stop the lancet carrier at a plurality of locations along the longitudinal axis; andan user accessible member having a portion extending outside of the housing for selectively moving the contact surface, the user accessible member having a central axis about which the user accessible member rotates that is perpendicular to the longitudinal axis of the housing, wherein the contact surface is carried by the user accessible member and provides a plurality of stopping positions each at a different distance from the central axis; anda pressure applicator at the forward end of the cap of the housing to tension skin at the sampling site through application of compressive pressure at the sampling site. 2. The device of claim 1, wherein the pressure applicator is further to stimulate the generation of a sample of body fluid of a desired quantity. 3. The device of claim 2, further comprising a transparent window to permit internal visualization of the housing from outside the housing. 4. The device of claim 3, wherein the transparent window is configured to permit observation of a size of a fluid sample being collected after the lancet has pierced the tissue at the sampling site. 5. The device of claim 1, further comprising a transparent window to permit internal visualization of the housing from outside the housing. 6. The device of claim 1, wherein the contact surface has at least five surfaces. 7. The lancing device of claim 1, wherein the limit member is positioned between the rear end of the housing and the user accessible member. 8. A lancing device, comprising: a housing having a skin engaging end and a rear end opposite the skin engaging end;a lancet carrier within the housing for mounting a lancet, the lancet carrier comprising a limit member directly attached to the lancet carrier; andan adjustable stroke controller to vary a depth of penetration of the lancet into the body tissue, wherein the adjustable stroke controller extends outside of the housing and carries an adjustable contact surface for directly contacting the limit member to selectively stop the lancet carrier at different locations along a longitudinal axis of the housing, wherein the adjustable stroke controller is positioned between the adjustable stroke controller and the rear end of the housing, wherein the adjustable stroke controller further has a central axis about which the user accessible member rotates that is perpendicular to a longitudinal axis of the housing. 9. The device of claim 8, further comprising a transparent window to permit internal visualization of the housing... | Abbott Diabetes Care Inc. | A61B017/14
US08585603 | B2 | 2013-11-19 | Noninvasive apparatus and method for estimating blood pressure | 2007-07-30 | Methods and apparatus for noninvasively estimating a blood pressure are provided. A target interval is determined from a diastolic signal such that the target interval includes an S2 component. The S2 component is extracted from the diastolic signal using the target interval and is analyzed in the target interval to obtain a number of oscillations in the S2 component. A predetermined relationship between the number of oscillations in the S2 component and blood pressure is used to generate a blood pressure estimate. | 1. A method for noninvasively estimating a blood pressure, the method comprising: a) extracting a diastolic signal from a phonocardiogram (PCG) signal;b) determining a target interval from the diastolic signal such that the target interval of the diastolic signal includes an S2 component;c) extracting the S2 component from the diastolic signal using the target interval, the extracted S2 component exhibiting a number of oscillations in the target interval;d) analyzing the extracted S2 component in the target interval to determine the number of oscillations in the extracted S2 component;e) applying a predetermined relationship between the determined number of oscillations and blood pressure to generate a blood pressure estimate; andf) displaying the blood pressure estimate. 2. The method according to claim 1, wherein step (b) includes the steps of: integrating a portion of the diastolic signal within an integration window to determine a first integration value, the integration window including at least the S2 component;adjusting an onset time of the integration window to determine a second integration value, the onset time being adjusted until a decrease in the second integration value relative to the first integration value is greater than or equal to an onset threshold; andseparately adjusting an end time of the integration window to determine a third integration value, the end time being adjusted until a decrease in the third integration value relative to the first integration value is greater than or equal to an end threshold,wherein the adjusted onset time and the adjusted end time are used to define the target interval. 3. The method according to claim 2, wherein the integration window includes a number of integration windows and the method includes the steps of, prior to the step of integrating the portion of the diastolic signal: integrating corresponding portions of the diastolic signal within each of the number of integration windows to determine a number of respective integration values; andselecting the integration window having a largest integration value from among the number of integration windows. 4. The method according to claim 2, wherein the integration window is between about 100-150 ms. 5. The method according to claim 2, wherein each of the onset threshold and the end threshold are between about 5-20%. 6. The method according to claim 1, wherein the blood pressure includes a pulmonary artery pressure (PAP) and step (e) includes applying the predetermined relationship between the determined number of oscillations and PAP to generate a PAP estimate. 7. The method according to claim 1, wherein step (d) includes normalizing the number of oscillations in the target interval relative to a fixed time interval and step (e) includes applying the predetermined relationship between the normalized number of oscillations and the blood pressure to generate the blood pressure estimate. 8. The method according to claim 1, wherein step ... | Luca Longhini | A61B005/02
US08682424 | B2 | 2014-03-25 | Noninvasive multi-channel monitoring of hemodynamic parameters | 2004-07-29 | A method and system for measuring the electrical impedance of sections of a living body. The measurement is carried out utilizing a plurality of electrodes each of which is disposed on a section of the living body, where the electrodes are capable of applying an electrical current through at least one probed section, and measure the electrical voltage over the probed section. The voltages over the probed sections are measured and the impedances (Z(t)) and their changes (ΔZ(t)), and the resistances R(t) and their changes (ΔR(t)), are calculated, by considering the electrical current distortion components resulting from the electrical currents flowing in the other sections which are not probed, utilizing an electrical model based on the distribution of the electrical currents through the body sections. The measuring is preferably performed by applying an electrical current through the probed section of the living body via a pair of electrodes, and measuring the electrical voltage over the probed section and over the other sections, applying an electrical current through one or more of the other sections and at each instance measuring the electrical voltage over the other sections; and calculating the impedance and resistance and the changes utilizing the measurements and the applied currents, according to the electrical model. | 1. A method for measuring the electrical impedance of sections of a living body utilizing an electrical model based on the distribution of electrical currents through said sections, comprising: a) applying at least four limb electrodes to a right arm, a left arm, a right leg and a left leg of the living body, such that at least one of said limb electrodes is applied to each of the right arm, the left arm, the right leg, and the left leg;b) applying at least four trunk electrodes to a trunk area of the measured body, such that at least one of said trunk electrodes is applied to each of a superior part of a right side of the trunk, a inferior part of the right side of the trunk, the superior part of left side of the trunk, and the inferior part of the left side of the trunk;c) performing at least six of the following measurements, the measurements being any combination of six measurements selected from the measurement techniques of: c.1) measuring the voltage over a right pair of trunk electrodes applied to superior and inferior parts of the right side of the trunk, and the voltage over a left pair of trunk electrodes applied to superior and inferior parts of the left side of the trunk, where said voltages are measured in response to an excitation current applied via limb electrodes applied to the left leg and to the left arm;c.2) measuring the voltage over a right pair of trunk electrodes applied to superior and inferior parts of the right side of the trunk, and the voltage over a left pair of trunk electrodes applied to superior and inferior parts of the left side of the trunk, where said voltages are measured in response to an excitation current applied via limb electrodes applied to the right leg and to the right arm;c.3) measuring the voltage over a superior pair of trunk electrodes applied to the right and to the left sides of a superior part of the trunk, and the voltage over an inferior pair of trunk electrodes applied to the right and to the left sides of an inferior part of the trunk, said voltages are measured in response to an excitation current applied via limb electrodes applied to the right leg and to the left leg; andc.4) measuring the voltage over a superior pair of trunk electrodes applied to the right and to the left sides of a superior part of the of the trunk, and over an inferior pair of trunk electrodes applied to the right and to the left sides of an inferior part of the trunk, said voltages are measured in response to an excitation current applied via limb electrodes applied to the right arm and to the left arm; andd) computing the electrical impedance between said pairs of trunk and limb electrodes utilizing the measured voltages by said at least six measurements according to said electrical model;wherein the at least six measurements are performed by carrying out the following steps: i) selecting a pair of limb electrodes from the at least four limb electrodes applied to the right arm, the left arm, left leg and right leg... | DST Delta Segments Technology, Inc. | A61B005/02
US08301215 | B2 | 2012-10-30 | Biosignal measurement apparatus | 2007-06-29 | A biosignal measurement apparatus including: a bracelet membrane to wear around a user's wrist; a fixing supporter to install in a first side portion of the bracelet membrane and to support a first side portion of the wrist; a moving supporter to install in a second side portion of the bracelet membrane, to move towards the fixing supporter, and closely to attach to a second side portion of the wrist; and an information control unit to calculate a distance between the first side portion of the wrist and the second side portion of the wrist by detecting a movement distance of the moving supporter, and to calculate a displacement of the radial artery of the wrist by using a predetermined constant and the calculated distance between the first side portion of the wrist and the second side portion of the wrist. | 1. A biosignal measurement apparatus comprising: a bracelet membrane configured to be worn around a user's wrist;a fixing supporter installed in a first side portion of the bracelet membrane and configured to support a first side portion of the wrist;a moving supporter installed in a second side portion of the bracelet membrane, configured to move towards the fixing supporter and closely attach to a second side portion of the wrist;a sensor unit installed in the bracelet membrane and measuring the user's biosignal from a radial artery; andan information control unit to calculate a distance between the first side portion of the wrist and the second side portion of the wrist by detecting a movement distance of the moving supporter, and to calculate a displacement of the radial artery of the wrist by using a predetermined constant and the calculated distance between the first side portion of the wrist and the second side portion of the wrist. 2. The apparatus of claim 1, wherein the predetermined constant is set as a value between 0.1 and 0.2. 3. The apparatus of claim 1, wherein the moving supporter comprises a predetermined elastic element, and the moving supporter closely attaches to the second side portion of the wrist according to an elastic motion of the elastic element. 4. The apparatus of claim 1, wherein the information control unit calculates the distance between the first side portion of the wrist and the second side portion of the wrist by using both a distance between the fixing supporter and the moving supporter before the elastic motion of the elastic element is performed, and a displacement of the elastic element according to the elastic motion. 5. The apparatus of claim 1, wherein the moving supporter comprises a predetermined bolt element, and closely attaches to the second side portion of the wrist according to a rotational motion of the bolt element. 6. The apparatus of claim 5, wherein the information control unit calculates the distance between the first side portion of the wrist and the second side portion of the wrist by using both a distance between the fixing support and the moving support before the rotational motion of the bolt element is performed, and a number of rotations of the bolt element according to the rotational motion. 7. A biosignal measurement apparatus comprising: a bracelet membrane configured to be worn around a user's wrist;a fixing supporter installed in a first side portion of the bracelet membrane and configured to support a first side portion of the wrist;a moving supporter installed in a second side portion of the bracelet membrane, configured to move towards the fixing supporter and closely attach to a second side portion of the wrist;an information control unit to calculate a distance between the first side portion of the wrist and the second side portion of the wrist by detecting a movement distance of the moving supporter, and to calculate a displacement of a radial artery of the wrist by u... | Samsung Electronics Co., Ltd. National University Corporation Kanazawa University | A61B005/1455 A61B005/02
US07873402 | B2 | 2011-01-18 | System and method for radar-assisted catheter guidance and control | 2007-10-09 | A Catheter Guidance Control and Imaging (CGCI) system whereby a magnetic tip attached to a surgical tool is detected, displayed and influenced positionally so as to allow diagnostic and therapeutic procedures to be performed is described. The tools that can be so equipped include catheters, guidewires, and secondary tools such as lasers and balloons. The magnetic tip performs two functions. First, it allows the position and orientation of the tip to be determined by using a radar system such as, for example, a radar range finder or radar imaging system. Incorporating the radar system allows the CGCI apparatus to detect accurately the position, orientation and rotation of the surgical tool embedded in a patient during surgery. In one embodiment, the image generated by the radar is displayed with the operating room imagery equipment such as, for example, X-ray, Fluoroscopy, Ultrasound, MRI, CAT-Scan, PET-Scan, etc. In one embodiment, the image is synchronized with the aid of fiduciary markers located by a 6-Degrees of Freedom (6-DOF) sensor. The CGCI apparatus combined with the radar and the 6-DOF sensor allows the tool tip to be pulled, pushed, turned, and forcefully held in the desired position by applying an appropriate magnetic field external to the patient's body. A virtual representation of the magnetic tip serves as an operator control. This control possesses a one-to-one positional relationship with the magnetic tip inside the patient's body. Additionally, this control provides tactile feedback to the operator's hands in the appropriate axis or axes if the magnetic tip encounters an obstacle. The output of this control combined with the magnetic tip position and orientation feedback allows a servo system to control the external magnetic field. | 1. A method for controlling movement of a tool having a distal end to be inserted in a body, comprising; applying a force to said distal end of a tool inserted in a body by generating an external magnetic field;regulating said force to move said distal end in a desired direction within said body; andlocating said distal end in said body by radar by processing radar data to identify contrast between said distal end and body tissues near said distal end, said contrast resulting from the dielectric constants of said distal end and said body tissues wherein said processing of said radar data filters out the background clutter associated with said body tissues based on said dielectric constants to determine the position coordinates of said distal end. 2. The method of claim 1, further comprising changing a visual representation of said distal end in substantially real time as said distal end moves through the body. 3. The method of claim 1, further comprising controlling one or more electromagnets to produce said external magnetic field. 4. The method of claim 1, further comprising locating a plurality of fiduciary markers and synchronizing said markers with positions on a real-time image of at least a portion of the body. 5. The method of claim 1, further comprising determining a current position of said distal end in comparison to a desired location. 6. The method of claim 1, wherein determining said current position of said tool distal end comprises: inputting a dynamic cardio-position via said controller; andcalculating said current position as a function of said cardio-position. 7. The method of claim 1, further comprising computing a position error of said distal end. 8. The method of claim 7, further comprising altering at least one of a duty cycle and a polarity of modulation inputs to at least one of said X-axis controller, said Y-axis controller, and said Z-axis controller when said position error is greater than a specified minimum value. 9. The method of claim 7, further comprising producing a tactile feedback if said position error exceeds a predetermined amount along at least one axis. 10. The method of claim 7, wherein said system controller causes said tool distal end to move so that its position corresponds to position data from a Virtual Tip. | Magnetecs, Inc. | A61B005/05
US08857043 | B2 | 2014-10-14 | Method of manufacturing an implantable marker with a leadless signal transmitter | 2007-09-27 | A method of manufacturing a leadless marker for localizing the position of a target within a patient. According to one embodiment, the method includes providing a ferromagnetic element; positioning a coil of an inductor at least around a portion of the ferromagnetic element, wherein the coil comprises a plurality of windings of a conductor; and positioning the ferromagnetic element such that the radiographic and magnetic centroids of the marker are at least substantially coincident. The marker does not have external electrical lead lines extending through the casing. The ferromagnetic element is at least partially within the inductor. The ferromagnetic element has a volume such that when the marker is in an imaging magnetic field having a field strength of 1.5 T and a gradient of 3 T/m, then the force exerted on the marker by the imaging magnetic field is not greater than gravitational force exerted on the marker. | 1. A method of manufacturing a marker, the method comprising: disposing a ferromagnetic element, a module, and a capacitor within a casing such that— the ferromagnetic element is positioned between the capacitor and the module,the capacitor and the module define, at least in part, a radiographic centroid, andthe ferromagnetic element has a magnetic centroid that is substantially coincident with the radiographic centroid; andpositioning a coil of an inductor at least around a portion of the ferromagnetic element, wherein the coil comprises a plurality of windings of a conductor. 2. The method of claim 1 wherein the inductor further comprises the capacitor electrically coupled to the conductor and the casing comprising a barrier having an outer diameter of not greater than approximately 2.0 mm, and wherein providing the ferromagnetic element comprises providing a ferrite rod having a diameter not greater than approximately 0.5 mm. 3. The method of claim 1 wherein disposing the ferromagnetic element comprises providing a ferrite rod having a diameter of approximately 0.2 mm-0.7 mm and a length of approximately 2 mm-12 mm. 4. The method of claim 1 wherein disposing the ferromagnetic element comprises providing a ferrite rod having a volume of approximately 0.5 mm3-19.0 mm3. 5. The method of claim 1 wherein disposing the ferromagnetic element comprises providing a ferrite rod having a volume less than a volume of ferrite that produces an artifact of 1500 mm2 in an image produced by a resonating magnetic field of approximately 1.5 T with a field gradient of 3 T/m. 6. The method of claim 1 wherein disposing the ferromagnetic element comprises providing a ferrite rod having a volume less than a volume of ferrite that produces an artifact of 400 mm2-1200 mm2 in an image produced by a resonating magnetic field of approximately 1.5 T with a field gradient of 3 T/m. 7. The method of claim 1 wherein the coil has an inner diameter of approximately 0.2 mm-0.8 mm and an outer diameter of approximately 0.8 mm-1.9 mm and the casing has an outer diameter of approximately 1.5 mm-2.5 mm, and wherein disposing the ferromagnetic element comprises providing a ferrite rod having a diameter of approximately 0.2 mm-0.7 mm. 8. The method of claim 1 wherein the coil has an inner diameter of approximately 0.3 mm-0.6 mm and an outer diameter of approximately 1.2 mm-1.9 mm and the casing has an outer diameter of approximately 2 mm, and wherein disposing the ferromagnetic element comprises providing a ferrite rod having a diameter of approximately 0.3 mm-0.5 mm. 9. The method of claim 1 wherein the capacitor has a first radiographic profile and the module has a second radiographic profile that is symmetric with the first radiographic profile about the radiographic centroid, and wherein the first radiographic profile has the same shape as the second radiographic profile. 10. The method of claim 1 wherein the module is electrically active and operably coupled to the coil.... | Varian Medical Systems, Inc. | H01F007/127 A61B005/06 A61B019/00 A61B005/055
US08696593 | B2 | 2014-04-15 | Method and system for monitoring intracranial pressure | 2006-09-27 | Embodiments of the present invention relate to a system and method for monitoring intracranial pressure. Embodiments of the present invention include emitting an electromagnetic wavelength into forehead tissue of a patient and detecting characteristics of the electromagnetic wavelength after the electromagnetic wavelength has been scattered by the tissue. The characteristics may include variations in the electromagnetic wavelength corresponding to a pulse. Further, embodiments of the present invention include analyzing the variations to identify venous pulsations, and determining whether intracranial pressure is elevated in the patient based on a correlation between the venous pulsations and levels of intracranial pressure. | 1. A method for monitoring intracranial pressure, comprising: using a sensor:emitting at least one electromagnetic wavelength into forehead tissue of a patient; anddetecting characteristics of the at least one electromagnetic wavelength after the at least one electromagnetic wavelength has been scattered by the tissue, wherein the characteristics include variations in the at least one electromagnetic wavelength corresponding to a pulse; andusing a monitor:analyzing the variations to identify venous pulsations; anddetermining whether intracranial pressure is elevated in the patient based on a correlation only between the venous pulsations and levels of intracranial pressure. 2. The method of claim 1, comprising: applying an increasing amount of pressure to the forehead tissue until the venous pulsations are abolished;measuring the amount of pressure corresponding to abolishment of the venous pulsations; andquantifying the intracranial pressure based on the measured amount of pressure. 3. The method of claim 1, comprising: elevating the forehead tissue relative to the heart of the patient until the venous pulsations are abolished;measuring the elevation corresponding to abolishment of the venous pulsations; andquantifying the intracranial pressure based on the measured elevation. 4. The method of claim 1, comprising analyzing a shape of the variations to identify the venous pulsations based on a correlation between the shape and the venous pulsations. 5. The method of claim 1, comprising analyzing a phase difference between variations in at least two electromagnetic wavelengths to identify the venous pulsations based on a correlation between the phase difference and the venous pulsations. 6. The method of claim 1, comprising: emitting a first electromagnetic wavelength into a first portion of the forehead tissue of the patient;emitting a second electromagnetic wavelength into a different portion of the forehead tissue of the patient; andcomparing a ratio of the variations in the first electromagnetic wavelength and the variations in the second electromagnetic wavelength to identify the venous pulsations based on a correlation between the ratio and the venous pulsations. 7. The method of claim 1, comprising identifying the venous pulsations by comparing a first oxygen saturation estimate obtained from the forehead tissue and a second oxygen saturation estimate from a different portion of the forehead tissue. 8. The method of claim 1, comprising delivering a pharmaceutical to the patient to control elevated intracranial pressure when elevated intracranial pressure is determined to be present. 9. The method of claim 1, comprising comparing saturation values from multiple sites or comparing phase differences between a pulse and an ECG to identify the venous pulsations. 10. A system for monitoring intracranial pressure, comprising: a sensor comprising: an emitter configured to emit at least one electromagnetic wavelength into tissue of a patien... | Covidien LP | A61B005/00
US10028789 | B2 | 2018-07-24 | Method and apparatus for controlling a haptic device | 2007-05-18 | A method of compensating for motion of objects during a surgical procedure is provided. The method includes determining a pose of an anatomy of a patient; determining a pose of a surgical tool of a surgical device; defining a relationship between the pose of the anatomy and a position, an orientation, a velocity, and/or an acceleration of the surgical tool; associating the pose of the anatomy, the pose of the surgical tool, and the relationship; and updating the association in response to a motion of the anatomy and/or a motion of the surgical tool without interrupting operation of the surgical device during the surgical procedure. | 1. A method of compensating for motion of objects during a surgical procedure, comprising the steps of: determining a pose of an anatomy of a patient;determining a pose of a surgical tool of a surgical device, wherein the surgical device comprises a haptic device;determining an applied wrench applied to the surgical device;defining a relationship between the pose of the anatomy and the surgical tool based on a desired interaction between the anatomy and at least one of a position, an orientation, a velocity, and an acceleration of the surgical tool, wherein the relationship is defined based on a virtual object;associating, with a coordinate system of a representation of the anatomy, the pose of the anatomy, the pose of the surgical tool, and the relationship;updating the association with the coordinate system of the representation of the anatomy in response to motion of the anatomy without interrupting operation of the surgical device during the surgical procedure;dividing a workspace of the surgical device into a first subspace and a second subspace; andproviding a hybrid control scheme comprising providing admittance control when the surgical tool is positioned in the first subspace and impedance control when the surgical tool is positioned in the second subspace;wherein providing the admittance control comprises modifying the position of the surgical device based on the applied wrench; andwherein providing the impedance control comprises providing haptic guidance by applying a second wrench to the surgical device, based both on the relationship between the pose of the anatomy and the surgical tool and on the applied wrench, to a user to constrain the user's manipulation of the surgical tool. 2. The method of claim 1, wherein the step of associating the relationship with the coordinate system of the representation of the anatomy includes the step of: positioning the virtual object relative to the representation of the anatomy. 3. The method of claim 1, wherein the step of associating the pose of the anatomy, the pose of the surgical tool, and the relationship includes the steps of: defining a first transformation for transforming a coordinate system of the anatomy to the coordinate system of the representation of the anatomy; anddefining a second transformation for transforming a coordinate system of the surgical tool to the coordinate system of the representation of the anatomy. 4. The method of claim 3, further comprising the steps of: updating the first transformation in response to at least one of the motion of the anatomy and the motion of the surgical tool; andupdating the second transformation in response to at least one of the motion of the anatomy and the motion of the surgical tool. 5. The method of claim 1, further comprising the steps of: representing at least one of the anatomy, the surgical tool, and the relationship; andupdating the representation in response to at least one of the motion of the anatomy and the motion of the ... | MAKO Surgical Corp. | A61B034/20 A61B017/17 A61B034/00 A61B034/30 A61B017/00 A61B090/00 A61B034/10
US20080021364 | A1 | 2008-01-24 | FLUIDIC DEVICE | 2006-12-19 | A fluidic device that includes a channel and a container that generates a pressure difference in the channel when the container is broken. The container includes a brittle material. The first container (a) defines a space within the first container having a gas pressure that is different from the gas pressure outside of the first container, or (b) includes a first material that is separated from a second material prior to the breaking of the first container. The first and second materials are selected to generate gas upon interaction of the first and second materials. | 1. A method comprising controlling a flow of a fluid in a channel, including breaking a first container to generate a pressure difference in the channel to cause the fluid to move in the channel, the first container being made of a brittle material, wherein the first container (a) defines a space within the first container having a gas pressure that is different from the gas pressure outside of the first container, or (b) includes a first material that is separated from a second material prior to the breaking of “the first container, the first and second materials selected to generate gas upon interaction of the first and second materials. 2. The method of claim 1 wherein the space in the first container has a pressure higher than the pressure outside of the first container, and controlling the flow of the fluid comprises pushing the fluid in the channel away from the broken first container. 3. The method of claim 1 wherein the space in the first container has a pressure lower than the pressure outside of the first container, and controlling the flow of the fluid comprises attracting the fluid in the channel towards the broken first container, 4. The method of claim 3 wherein the fluid comprises blood, and controlling the flow of the blood comprises passing the blood through a filter to block blood cells and to allow blood plasma to pass the filter and enter the channel. 5. The method of claim 3, further comprising performing a colorimetric assay as the fluid flows in the channel. 6. The method of claim 3 further comprising a second container that (a) defines a space within the second container having a gas pressure that is higher than the gas pressure outside of the second container, or (b) includes a third material that is separated from a fourth material prior to the breaking of the second container, the third and fourth materials selected to generate gas upon interaction of the third and fourth materials. 7. The method of claim 6 wherein controlling the flow of the fluid comprises pushing the fluid in the channel away from the second container. 8. The method of claim 3 wherein controlling the flow of the fluid comprises preventing movement of additional fluid through the channel in a certain direction by using a fluid absorbing material that expands in volume upon absorption of a portion of the fluid. 9. A fluidic device comprising: a channel; anda first container that generates a pressure difference in the channel when the first container is broken, the first container being made of a brittle material, wherein the first container (a) defines a space within the first container having a gas pressure that is different from the gas pressure outside of the first container, or (b) includes a first material that is separated from a second material prior to the breaking of the first container, the first and second materials selected to generate gas upon interaction of the first and second materials. 10. The fluidic device of claim 9, furthe... | Industrial Technology Research Institute | A61B005/15
US20080004542 | A1 | 2008-01-03 | MEDICAL APPARATUS FOR BREATH DETECTION | 2007-07-23 | A medical apparatus (10) for detecting a predetermined component of breath and producing a breath-component signal over a measurement time. Such breath-component signal may be related to a fat metabolism indicator. | 1. A hand-held medical apparatus comprising: a. a housing; b. an inlet for receiving a sample of user breath; c. a sensor for detecting a pre-determined breath component of said user breath and producing a breath-component signal over a measurement time; d. a sensing electrical circuit in electrical communication with said sensor for sensing said breath-component signal, wherein the magnitude of said breath-component signal is a function of the concentration of said pre-determined breath component in said breath sample to be received into said inlet; e. an analog to digital converter in electrical communication with said sensing electrical circuit for converting said breath-component signal to a digital signal; f. a microprocessor for processing said digital signal into at least one of a data signal and a user fat metabolism indicator; and g. a display in electrical communication with said microprocessor for displaying said user fat metabolism indicator. 2. The hand-held medical apparatus of claim 1, wherein said sensor is an electrochemical biosensor. 3. The hand-held medical apparatus of claim 2, further comprising means for removably retaining said electrochemical biosensor therewithin. 4. The hand-held medical apparatus of claim 1, wherein said sensor comprises: a. means for removably receiving a disposable test matrix comprising an enzyme that selectively targets the pre-determined breath component as a substrate to produce a colored product, wherein the amount of said colored product produced is a function of the concentration of said pre-determined breath component in said breath sample introduced into said inlet; b. a light source to illuminate said disposable test matrix; and c. a light detector to detect light reflected from said disposable test matrix and to create said breath-component signal. 5. The hand-held medical apparatus of claim 1, wherein said sensor comprises: a. means for removably receiving a disposable test matrix comprising an enzyme that selectively targets the pre-determined breath component as a substrate to produce a luminescent product, wherein the amount of said luminescent product produced is a function of the concentration of said pre-determined breath component in said breath sample introduced into said inlet; and b. a light detector to detect light emitted from said disposable test matrix and to create said breath-component signal. 6. The hand-held medical apparatus of claim 5, further comprising a light source to illuminate said disposable test matrix. 7. The hand-held medical apparatus of claim 5, wherein said disposable test matrix further comprises a working electrode, a counter electrode and a reference electrode. 8. The hand-held medical apparatus of claim 1, wherein said sensor is a thermosensor system. 9. The hand-held medical apparatus of claim 8, wherein said thermosensor comprises a reference thermosensor and working thermosensor. 10. The hand-held medical apparatus of claim 1, f... | - | A61B005/00
US20080065133 | A1 | 2008-03-13 | LANCING DEVICE WITH REUSE PREVENTION MECHANISM | 2007-10-30 | A lancing device including a spring-driven lancet translationally mounted within a housing. The lancet has at least one resilient finger extending outwardly therefrom and engageable within a cooperating recess formed in the housing to prevent re-use of the lancing device. A depth-adjustment knob is optionally included for contacting the housing to limit the travel of the lancet and thereby control the depth of penetration. | 1-20. (canceled) 21. A lancing device comprising a spring-driven lancet translationally mounted within a housing, the lancet comprising at least one resilient finger extending outwardly therefrom, each said at least one resilient finger engageable within a cooperating recess formed in the housing to prevent re-use of the lancing device. 22. The lancing device of claim 21, further comprising a cocking arm connected to the lancet, said cocking arm comprising at least one fin for releasable engagement with a flange projecting inwardly from the housing to constrain the lancet in a cocked position. 23. The lancing device of claim 21, further comprising means for retracting the lancet into the housing after firing. 24. The lancing device of claim 21, further comprising a sterility cap detachably secured to the lancet. 25. A lancing device, comprising: a housing defining a lancet opening; a spring-driven lancet having a lancing tip, translationally mounted within the housing, and movable between a cocked position and a lancing position, wherein in the lancing position the lancet tip extends through the lancet opening of the housing; and a lancet reuse prevention mechanism including at least one shoulder and at least one resilient finger engageable by the at least one shoulder after the lancet has moved out of the lancing position to prevent the lancet from being moved back to the cocked position for reuse. 26. The lancing device of claim 25, wherein the lancet includes a body from which the lancet tip extends and the housing includes at least one sidewall, wherein the at least one resilient finger extends outwardly from the lancet body and the at least one shoulder is defined by the housing sidewall. 27. The lancing device of claim 26, wherein the at least one resilient finger comprises two opposing fingers extending outwardly from the lancet body and the at least one shoulder comprises two opposing shoulders defined by the housing sidewall. 28. The lancing device of claim 26, wherein the at least one internal shoulder of the housing is formed by at least one recess in the housing. 29. The lancing device of claim 25, further comprising a spring that retracts the lancet from the lancing position to prevent the lancet tip from extending through the lancet opening of the housing. 30. The lancing device of claim 25, wherein the at least one finger outwardly and backwardly away from the lancet tip. 31. The lancing device of claim 25, wherein the at least one finger is generally curved. 32. A lancing device, comprising: a housing having at least one sidewall and defining a lancet opening; a spring-driven lancet having a lancing tip and a body from which the lancet tip extends, wherein the lancet is translationally mounted within the housing and movable between a cocked position and a lancing position, wherein in the lancing position the lancet tip extends through the lancet opening of the housing; a spring that retracts the lancet fr... | - | A61B005/151
US20080064967 | A1 | 2008-03-13 | SYSTEM AND METHOD OF NON-INVASIVE BLOOD PRESSURE MEASUREMENTS AND VASCULAR PARAMETER DETECTION IN SMALL SUBJECTS | 2007-10-30 | A system and method for taking non-invasive blood pressure and other vascular parameter measurements includes placing a vascular compression device about an appendage of a subject. An arterial/venous occlusion cuff is placed about a base of the appendage. The vascular compression device is activated to generate compression ischemia in the appendage. The arterial/venous occlusion cuff is pressurized to generate arterial/venous occlusion in the appendage. The vascular compression device is deactivated. The arterial/venous occlusion cuff is gradually depressurized to allow blood and other body fluids to flow into the appendage and thereupon determine vascular parameters such as, for example, systolic arterial blood pressure, diastolic arterial blood pressure, venous blood pressure, arterial blood flow, blood vessel compliance, and appendage blood volume. | 1. A system for taking non-invasive blood pressure and other vascular parameter measurements, comprising: a vascular compression device to be coupled to an appendage of a subject; an arterial/venous occlusion cuff to be coupled to a base of the appendage; a volume measuring device for measuring a volume change of the appendage; and a plethysmograph controller communicating with at least one of the vascular compression device, the volume measuring device and the occlusion cuff. 2. A system as defined in claim 1, wherein the vascular compression device and the volume measuring device are the same device configured for operation in two different modes. 3. A system as defined in claim 1, wherein the vascular compression device and the volume measuring devices are structurally separate and distinct devices. 4. A system as defined in claim 1, wherein the volume measuring device includes a volume plethysmograph. | - | A61B005/022
US20080045809 | A1 | 2008-02-21 | Devices for measurement of medical and physiological parameters using mass storage device interfaces | 2007-08-16 | Medical and physiological measurement systems for diagnosis analysis are provided, in particular for sleep and blood pressure diagnosis, which are given by simple and cost efficient designs, wherein the corresponding medical devices and/or medical data interface devices are equipped with such data communication ports that they appear as mass storage devices upon connectivity with a computer. The data transparency offered by such standardized data transfer means is implemented to offer, for example, the possibility of storing diagnosis software in a platform independent manner in memory of the mass storage device. Furthermore, analysis results, diagnosis related reports and/or raw data collected by the medical system can easily be accessed, viewed and/or analyzed by the measurement system operator at the computer by accessing the corresponding devices as mass storage devices. | 1. A medical system for collecting, storing and analyzing measurement data obtained from a patient or at a patient's location for diagnosis purposes, comprising at least one medical device which comprises a memory component and a microprocessor, and said system comprises at least one sensor connected to said device, said sensor placed on a patient or at a patient's location for acquiring measurement data, wherein said microprocessor pre-processes and/or stores said acquired measurement data in said memory component in raw and/or pre-processed format, the said medical device furthermore comprises at least one data communication port for exchanging data, such as said measurement data, between the said medical device and a computer, whereby upon connectivity the said medical device appears as a mass storage device on the computer. 2. A medical system according to claim 1, wherein the said data exchanged between the said medical device and said computer comprises analysis and/or diagnosis results, such as possibly reports, which are generated by said microprocessor of the said medical device for diagnosis purposes and are stored in said memory of the medical device. 3. A medical system according to claim 1, wherein the said computer executes software for performing analysis of data provided by said medical device, wherein the said software is stored in the said memory of the medical device. 4. A medical system according to claim 1, wherein the said computer executes software for performing analysis of data provided by said medical device, wherein the said software is stored in the computer. 5. A medical system according to claim 3, wherein the said software is automatically executed by said computer when the respective medical device is connected to the said computer by way of respective communication ports. 6. A medical system according to claim 3, wherein the said analysis of data provided by said computer is based on performing a combination and/or synchronisation of data and/or results stored in memory of at least one medical device. 7. A medical system according to claim 1, wherein the said medical device comprises a display component for displaying data stored in said memory of the medical device to the medical device's operator. 8. A medical system according to claim 7, wherein the said medical device comprises input elements used by said operator for interactive and/or selective viewing of respective data. 9. A medical system according to claim 1, wherein said data communication port is based on wireless communication technologies. 10. A Medical System according to claim 1, wherein the said diagnosis purpose refers to measurement results regarding blood-pressure. 11. A Medical System according to claim 1, wherein the said diagnosis purpose refers to measurement results regarding quality of sleep and/or sleep disorders 12. A Medical System according to claim 11, wherein the said diagnosis is based on analysis of at least ... | Nox Medical | A61B005/00
US20080077055 | A1 | 2008-03-27 | Home suggested immobilization test (SIT) monitor and methodology | 2007-09-06 | A Restless Legs Syndrome (RLS) sensory symptoms monitoring device for recording and analyzing, with the use of a personal computer, the RLS sensory symptoms of one wearing the device during a specified test period in which the wearer complies with a given test protocol includes: (a) a switch for the wearer to input, at prescribed time intervals during the test period, the wearer's RLS sensory symptoms assessment, (b) an alarm for indicating to the wearer the instances of the prescribed times during the period when the assessments are to be made and inputted into the device, (c) a sensor that measures the compliance of the wearer with the test protocol, (d) a microprocessor having embedded programmable memory, (e) a storage element for the inputted assessments and data, and (f) firmware for controlling the microprocessor's operation. | 1. A RLS sensory symptoms monitoring device for recording and analyzing, with the use of a personal computer, the RLS sensory symptoms of one wearing said device during a specified test period in which said wearer complies with a given test protocol, said device comprising: a means for said wearer to input, at prescribed time intervals during said test period, into said device said wearer's assessment at said time intervals of said wearer's RLS sensory symptoms, a means for indicating to said wearer the instances of said prescribed times during said period when said assessments are to be made and inputted into said device, a means for sensing and inputting into said device data that measures the compliance of said wearer with said test protocol, a microprocessor connected to said means, said microprocessor having embedded programmable memory, a means for storing said inputted assessments and data, a firmware means for controlling the operation of said microprocessor to control said indicating means and to temporarily store said assessments and data in said storage means, and a means for transferring said stored assessments and data to said personal computer. 2. The monitoring device as recited in claim 1, further comprising a means for sensing and inputting into said device data that measures a RLS-impacted motor sign from said wearer. 3. The monitoring device as recited in claim 1, wherein said compliance sensing means including a sensor chosen from the group consisting of a position or motion or activity sensor configured so as to allow said sensor to be attached at a position on said wearer's anatomy, a video recording means configured for monitoring said wearer, or an environmental sensor that is configured to sense an aspect of the environment surrounding said wearer during said test. 4. The monitoring device as recited in claim 2, wherein said compliance sensing means including a sensor chosen from the group consisting of a position or motion or activity sensor configured so as to allow said sensor to be attached at a position on said wearer's anatomy, a video recording means configured for monitoring said wearer, or an environmental sensor that is configured to sense an aspect of the environment surrounding said wearer during said test. 5. The monitoring device as recited in claim 1, further comprising a software means for controlling the operation of said personal computer to analyze said transferred assessments and data. 6. The monitoring device as recited in claim 2, further comprising a software means for controlling the operation of said personal computer to analyze said transferred assessments and data. 7. The monitoring device as recited in claim 3, further comprising a software means for controlling the operation of said personal computer to analyze said transferred assessments and data. 8. The monitoring device as recited in claim 4, further comprising a software means for controlling the operation of said personal ... | MANESS-ALLEN LLC | A61B005/11
US20080009689 | A1 | 2008-01-10 | Difference-weighted somatic spectroscopy | 2007-06-20 | An ischemia detection system in two or more somatic measures, collected simultaneously or near-simultaneously, are provided for direct or computational comparison, in which light from light source A (103A) and source B (103B) is detected by a sensor (155), and a difference-weighted value is determined (167), thereby enhancing the value of the spectroscopic measurements over values taken individually and singly. | 1. A difference-weighted spectroscopic somatic monitoring apparatus comprising: a first sensor configured to generate, based upon light produced and/or detected by said first sensor, a first somatic output signal that is a function of a first spectroscopic measurement of a first somatic target site; a second sensor configured to generate, based upon light produced and/or detected by said second sensor, a second somatic output signal that is a function of a second spectroscopic measurement of a second somatic target site; and, a difference unit configured to compare said first and second somatic signals, and to generate a difference-weighted output signal based upon said comparison. 2. The apparatus of claim 1 wherein said difference unit is configured to perform a computational comparison of said first and second somatic signals. 3. The apparatus of claim 1 further comprising a display configured to display said first and second somatic signals and allow for direct, mutual, and simultaneous or near-simultaneous inspection of said first and second somatic signals. 4. The apparatus of claim 1 wherein said first somatic signal is a first oximetry value, and said second somatic signal is a second oximetry value and said difference-weighted signal is a function of a weighted subtraction of said first and second oximetry values. 5. The apparatus of claim 1 wherein said first somatic signal is an arterial oximetry estimate, said second somatic signal is a capillary oximetry estimate, and said difference-weighted signal is a function of the arteriovenous difference based upon a weighted subtraction of said first and second oximetry values. 6. The apparatus of claim 1 wherein said first signal is a first optical spectrum, and said second signal is a second optical spectrum, and said difference-weighted signal is a function of a weighted subtraction of said first and second spectra. 7. The apparatus of claim 6 wherein said first spectrum is a systolic spectrum, said second spectrum is a diastolic spectrum, and said difference-weighted signal is a function of an arteriovenous difference estimated from said first and second spectra. 8. The apparatus of claim 1 wherein said difference-weighted output signal is a measure of the presence, absence, or degree of ischemia. 9. The apparatus of claim 1 wherein said difference-weighted output signal is a measure of the presence, absence, or degree of cancer. 10. The apparatus of claim 1 wherein said difference-weighted output signal is a measure of the presence, absence, or degree of ischemia in an tissue for anastomosis. 11. A dual-sensor somatic tissue ischemia monitoring apparatus comprising: a first locally-weighted ischemia sensor system configured to generate, based upon said light detected by a first sensor, a first output signal that is a function of the presence or degree of local tissue ischemia or cancer at said first target site; a second locally-weighted ischemia sensor system confi... | - | A61B005/1455
US20080027515 | A1 | 2008-01-31 | Minimally Invasive Monitoring Systems | 2007-06-21 | The present invention provides systems and methods for ambulatory, long term monitoring of a physiological signal from a patient. At least a portion of the systems of the present invention may be implanted within the patient in a minimally invasive manner. In preferred embodiments, brain activity signals are sampled from the patient with an externally powered leadless implanted device and are transmitted to a handheld patient communication device for further processing. | 1. A minimally invasive system for ambulatory monitoring brain activity, the system comprising: an implantable device adapted to be positioned between an outer surface of a patient's skull and at least one layer of the scalp and comprising components adapted to sample a brain activity signal and wirelessly transmit a data signal encoded with the sampled brain activity signal; and an external device configured to transmit a signal to the implantable device to interrogate the implanted device and facilitate a substantially continuous sampling of the brain activity signal, wherein the data signal encoded with the sampled brain activity signal from the implantable device is based on the interrogating signal transmitted from the external device and wherein the external device is configured to receive and store the wirelessly transmitted data signal encoded with the sampled physiological signal. 2. The system of claim 1 wherein the implantable device is leadless, passive and externally powered and the external device comprises a signal generator that generates an output that powers the components of the implantable device. 3. (canceled) 4. The system of claim 2 wherein the components of the leadless implantable device comprises: an antenna adapted to receive the output from the external device and to transmit the data signal; and a microprocessor that is interrogated by the output from the signal generator and is adapted to sample the brain activity signal and encode the brain activity signal in the data signal that is transmitted by the antenna. 5. The system of claim 1 wherein the signal from the external device comprises a radiofrequency signal and wherein the implantable device comprises a power source that powers the components of the implantable device and the data signal transmitted from the implantable device comprises a back-scattered radiofrequency signal. 6. The system of claim 1 wherein the external device further comprises: a digital signal processor that processes the sampled brain activity signal to estimate the patient's brain state; and a user interface that is configured to provide an output to the patient regarding their brain state. 7. The system of claim 6 wherein the brain state is indicative of the patient's propensity for a seizure. 8. The system of claim 6 wherein the brain state is indicative of a propensity for a migraine headache, tremor, or episode of depression. 9. A device for recording substantially continuously sampled EEG signals from a patient, the device comprising: a signal generator for generating a radiofrequency signal that is configured to interrogate and illuminate one or more implantable devices, the implantable devices being configured to substantially continuously sample an EEG signal from the patient; one or more antennas adapted to transmit the generated radiofrequency signal and receive a radiofrequency signal from the implanted device that is encoded with data that is indicative of th... | Neuro Vista Corporation a Delaware Corporation | A61B005/0476 A61B005/04
US20080033283 | A1 | 2008-02-07 | Apparatus for Navigation and for Fusion of Ecographic and Volumetric Images of a Patient Which Uses a Combination of Active and Passive Optical Markers | 2005-07-19 | The invention concerns an apparatus for fusion and navigation of ecographic and volumetric images of a patient (1) and for localization of an ecographic probe (2) connected with an ecographer (7) and/or of a surgical instrument (3) operating on the same patient. The unit comprises a plurality of passive (3) active optical markers (4) positionable on the body of the patient and a plurality of active optical markers (5, 6) located on the ecographic probe and/or on the surgical instrument, sensors of optical signal (8) provided with devices (9) for activation of said passive markers, which sensors (8) are suitable for reception of optical signals produced by reflection of said passive markers and/or coming from said active markers, a turning on device (11) for said active markers and said devices for the activation of the passive markers, a movement analysis device (10) suitable to process the signals emitted by said sensors (8) as a function of the optical signals received in order to obtain from them the coordinates of said markers, a decoding device (12) suitable to distinguish the coordinates of the active markers from the ones of the passive markers, a data processing device (13) for localization of the ecographic probe (2) and/or the surgical instrument (3) and for definition of the movement of the patient, a device (14) for acquisition of the ecographic images in synchronism with the position of the ecographic probe (2) and/or the surgical instrument (3) and a device (15) for fusion and the navigation of the ecographic images with volumetric images coming from other systems (16) for acquisition of images. | 1-14. (canceled) 15. Apparatus for fusion of ecographic and volumetric images of a patient (1) and for navigation and localization of an ecographic probe (2) and a surgical instrument (3) operating on the same patient, comprising a plurality of passive optical markers (4) positionable on the body of the patient and a plurality of active optical markers (5, 6) located on the ecographic probe and on the surgical instrument, sensors of optical signals (8) provided with devices (9) for activation of said passive markers, said sensors (8) being suitable to reception of optical signals produced by reflection of said passive markers and/or coming from said active markers, a turning on device (11) for said active markers and said devices (9) for the activation of the passive markers, a movement analysis device (10) suitable to process the signals emitted by said sensors (8) as a function of optical signals being received in order to obtain from them the coordinates of said markers, a decoding device (12) suitable to distinguish the coordinates of the active markers from the ones of the passive markers, a data processing device (13) for localization of the ecographic probe (2) and the surgical instrument (3) and for definition of the movement of the patient, a device (14) for acquisition of the ecographic images in synchronism with the position of the ecographic probe (2) and of the surgical instrument (3) and a device (15) for fusion and navigation of the ecographic images with volumetric images coming from other systems (16) for acquisition of images, characterised in that said turning on device (11) control the turning on of the active markers and of the activation devices (9) as an alternative to each other. 16. Apparatus according to claim 15, characterised in that active optical markers are also positionable on the body of the patient (1). 17. Apparatus according to claim 15, characterised in that said active markers are made up of high luminosity LED devices. 18. Apparatus according to claim 15, characterised in that the markers (4) located on the body of the patient (1), the markers (5) located on the probe (2) and the markers (6) located on the surgical instrument (3) are in number at least equal to three. 19. Apparatus according to claim 15, characterised in that said sensors (8) are made up of video cameras and said activation devices (9) are made up of optical illuminators. 20. Apparatus according to claim 19, characterised in that said illuminators (9) are of the infrared light type. 21. Apparatus according to claim 15, characterised in that said turning on device (1) controls the turning on of the active markers (5) located on the probe (2) as an alternative to the one of the active markers (6) located on the surgical instrument (3). 22. Apparatus according to claim 15, characterised in that said turning on device (11) comprises a microcontroller (MC) for the control of the turning on of said activation devices (9) and of the... | - | A61B005/05
US20080045849 | A1 | 2008-02-21 | Assessment of Fetal Reactivity by Fetal Heart Rate Analysis | 2005-02-23 | The present invention relates to the field of fetal heart rate (FHR) monitoring. In particular, it relates to monitoring during periods of so-called non-stationary fetal heart rate patterns, such as those that occur during labour. The invention provides an improved apparatus, method and computer program for more clear analysis of FHR variations, such that fetal distress can be correctly assessed earlier. According to one aspect, the invention comprises means for determining a fetal heart rate, means for identifying a primary fetal heart rate component, means for subtracting the primary component from the determined fetal heart rate to determine a residual component, and means for using said residual component for analysis of the fetal heart rate beat-to-beat variation. | 1. An apparatus for fetal monitoring comprising: a) means for determining a fetal heart rate,b) means for identifying a primary fetal heart rate component which is required to shift a volume of blood from the heart to the cardiovascular system,c) means for subtracting the primary component from the determined fetal heart rate to determine a residual component; andd) means for using said residual component for analysis of the fetal heart rate beat-to-beat variation. 2. An apparatus as claimed in claim 1, wherein the primary fetal heart rate component is identified through a polynomial curve fit approximation of the fetal heart rate data. 3. An apparatus as claimed in claim 1, wherein said means for identifying the primary fetal heart rate component is adapted to perform the following steps: i) linear interpolation of recorded fetal heart rate data;ii) resampling at a resampling frequency, thereby forming a resampled series of fetal heart rate data, and;iii) polynomial curve fit approximation of said resampled series. 4. An apparatus as claimed in claim 2 or 3, wherein the polynomial curve fit approximation utilises polynomials of at least the 5th order. 5. An apparatus as claimed in claim 4, wherein said polynomials are of the 5th order. 6. An apparatus as claimed in claim 4, wherein said polynomials are of the 12th order. 7. An apparatus as claimed in any one of claim 2 to 6, wherein the polynomial approximation is obtained through a least squares approximation. 8. An apparatus as claimed in any preceding claim, wherein the primary fetal heart rate component is determined by: i) dividing the fetal heart rate data into regions of a predetermined size; andii) performing individual polynomial approximations in each region. 9. An apparatus as claimed in claim 8, wherein each polynomial approximation is constrained such that neighbouring polynomial functions align and have equal first derivatives at the region border where they join. 10. An apparatus as claimed in claim 8 or 9, wherein the predetermined size is greater than or equal to 20 consecutive heart rate samples. 11. An apparatus as claimed in claim 10, wherein the predetermined size is 20 consecutive heart rate samples. 12. An apparatus as claimed in any preceding claim, wherein the means for using said residual component for analysis of the fetal heart rate beat-to-beat variation is adapted to apply statistical tests for analysing the residual component in order to determine the response of the fetus. 13. An apparatus as claimed in claim 12, wherein the statistical test comprises monitoring of a 95th percentile of the fetal heart rate residual component. 14. An apparatus as claimed in claim 13, wherein the statistical test further comprises calculating a median and a variance of said 95th percentile over a predetermined period of time. 15. An apparatus as claimed in claim 14, wherein said predetermined period of time is longer than 10 minutes. 16. An apparatus as claimed in any... | N.P.T.S.R.L. | A61B005/0444
US20080009756 | A1 | 2008-01-10 | Method and apparatus for assessing vascular conditions | 2007-07-09 | A method suitable for assessing the vascular condition of a subject is disclosed. The method comprises: measuring the transit time TT1 of a blood wavefront from the subject's heart to a distal point in a limb of the subject, and measuring the transit time TT2 of a blood wavefront from an intermediate point in the limb of the subject to the distal point of the subject's limb. The method further comprises computing the ratio TT2/TT1 and determining the likelihood that a small vessel disease condition exists when the ratio TT2/TT1 is above a preselected threshold. | 1. A method of assessing the vascular condition of a subject, comprising measuring transit times of a blood wavefront along at least two segments in the body of the subject, using said transit times for calculating a predefined vascular condition index, and assessing the vascular condition based on a value of said vascular condition index. 2. The method of claim 1, wherein at least one segment is defined between the heart of the subject and a location in a limb of the subject. 3. The method of claim 1, wherein at least one segment is defined between two locations in a limb of the subject. 4. The method of claim 2, wherein said at least two segments comprise a first segment defined between the heart and a distal point in said limb, and a second segment defined between an intermediate point in said limb and said distal point. 5. The method of claim 1, wherein said assessing the vascular condition comprises determining the likelihood that a small vessel disease condition exists. 6. The method of claim 4, wherein said vascular condition index comprises the ratio TT2/TT1, said TT1 being a first transit time from the heart to said distal point and said TT2 is a second transit time of blood wavefront from said intermediate point to said distal point. 7. The method of claim 6, wherein said assessing the vascular condition comprises if said ratio is above a preselected threshold then determining the likelihood that a small vessel disease condition exists. 8. The method of claim 4, wherein said distal point in the subject's limb is a toe of a foot of the subject; and said intermediate point in the subject's limb is a point in the ankle region of said foot of the subject. 9. The method of claim 7, wherein said preselected threshold is equivalent to about 20 percents. 10. The method of claim 4, wherein said transit times are measured by using a predetermined reference point in the output signals of blood wavefront sensors at the respective intermediate and distal points of the subject's limb as a time marker for marking the arrival times of the blood wavefront at said intermediate point and distal point, respectively, in said limb of the subject. 11. The method of claim 6, wherein said TT1 is measured by utilizing a predetermined reference point in the subject's ECG signal as a time marker for marking the starting time of the blood wavefront from the subject's heart. 12. The method of claim 6, wherein said TT1 and TT2 are measured by utilizing a predetermined reference point in the output signal of a blood wavefront sensor located at the heart region of the subject as a time marker for marking the starting time of the blood wavefront from the subject's heart. 13. Apparatus for assessing the vascular condition of a subject, comprising: sensors adapted for measuring transit times of a blood wavefront along at least two segments in the body of the subject;a data processor for calculating a predefined vascular condition index using said transit times... | New Leaf Capital Ltd. | A61B005/026 A61B005/0402 A61B005/103
US20080021301 | A1 | 2008-01-24 | Methods and Apparatus for Volume Computer Assisted Reading Management and Review | 2006-10-23 | A method includes providing an auto visualization display based on at least one quantitative analysis of at least one object of interest's progress over time regarding therapy response parameters over time. | 1. A method comprising providing an auto visualization display based on at least one quantitative analysis of at least one object of interest's progress over time regarding therapy response parameters over time. 2. A method in accordance with claim 1 further comprising providing an auto detection and an auto labeling of the object of interest in multiple series. 3. A method in accordance with claim 2 further comprising providing a coregistration of the object of interest between multi-modality exams over time. 4. A method in accordance with claim 3 further comprising providing an auto coregistration of the object of interest between multi-modality exams over time. 5. A method in accordance with claim 1 further comprising providing direct interaction with therapy response parameters to facilitate a user's efficient analyzing of multi-modality and multi-time points exams. 6. A method in accordance with claim 5 further comprising providing an ability to automatically and manually link and/or unlink an object of interest over time. 7. A method in accordance with claim 5 further comprising providing an interactive navigation through multi-modality imaging. 8. A method in accordance with claim 5 further comprising providing an ability to automatically and manually define contours of multi-modality lesions over time. 9. A method in accordance with claim 5 further comprising providing an ability to automatically and manually define volumes of multi-modality lesions over time. 10. A method comprising providing a direct interaction with therapy response parameters to facilitate a user's efficient analyzing of multi-modality and multi-time points exams. 11. A computer configured to provide an auto visualization display of therapy response parameters over time. 12. A computer in accordance with claim 11 further configured to auto detect and to auto label lesions in multiple series. 13. A computer in accordance with claim 12 further configured to receive coregistration indications from a user regarding lesions between multi-modality exams over time. 14. A computer in accordance with claim 12 further configured to auto coregister lesions between multi-modality exams over time 15. A computer in accordance with claim 14 further configured to provide an ability to automatically and manually link and/or unlink lesions over time. 16. A computer in accordance with claim 15 further configured to provide an interactive navigation through multi-modality imaging. 17. A computer in accordance with claim 16 further configured to provide an ability to automatically and manually define contours of multi-modality lesions over time. 18. A computer in accordance with claim 17 further configured to provide an ability to automatically and manually define volumes of multi-modality lesions over time. 19. A computer in accordance with claim 11 further configured to provide an ability to automatically and manually define volumes of multi-modality lesions over time.... | - | A61B005/05
US07343189 | B2 | 2008-03-11 | Method and device for placing a patient repeatedly into the same relative position | 2003-03-06 | The invention relates to a method for repositioning a patient in a diagnostic/therapeutic system, as well as to such a system, wherein a repeated, accurate repositioning is achieved by producing difference images from a reference image and a current image, each in two recording axes, which are independent of each other, and by subsequently minimizing the visible differences. The reference images are produced with the same camera setting as the current images. | 1. A method for the repeated relative positioning of a patient in an imaging diagnostic and/or radiation-therapeutic system in relation to the coordinate system of the respective system, the method comprising: producing in a first session, at least two reference images of a patient or a part of the patient in at least two different camera positions and in different recording axes,producing current images in each subsequent session with the same camera settings,superimposing the at least two reference images with the same camera setting on at least two current images so that the differences between the images become visible, andchanging thereafter the position of the patient in relation to one of the system and a diagnostic or therapeutic partial device of the system until the differences between the reference images and the current images, which are current in respect to the new position of the patient, are minimized. 2. The method in accordance with claim 1, digitally storing the previous reference images, and representing the superimposed images on a control monitor. 3. The method in accordance with claim 2, creating the superimposition of the reference images and the current images by subtraction. 4. The method in accordance with claim 1, characterized in that the superimposition of the reference images and the current images is a function of subtraction. 5. The method in accordance with claim 1, creating the superimposition of the reference images and the current images in response to two different methods. 6. The method in accordance with claim 1, extracting contours from the images prior to the superimposition of the reference images and the current images. 7. The method in accordance with claim 1, performing an image processing prior to the superimposition of the reference images and the current images, for an improved representation of the image differences. 8. The method in accordance with claim 1, storing in connection with at least one reference image, at least one of the position and the focus of one of the camera and recording axis in relation to the imaging diagnostic or therapeutic system, and setting up prior to producing current images, the at least one camera in accordance with the stored data. 9. The method in accordance with claim 1, characterized in that the recording axes are independent of each other and are orthogonal to each other. 10. The method in accordance with claim 1, producing the reference images in a first system and the current images in a second system, wherein the camera setting relative to the coordinate system of the systems are identical. 11. The method in accordance with claim 10, characterized in that the first system is an imaging diagnostic system. 12. The method in accordance with claim 10, characterized in that the second system is a radiation therapeutic system. 13. The method in accordance with claim 10, bringing the reference images from the first system into spatial correlation with di... | Siemens Aktiengesellschaft | A61B005/05
US07346384 | B2 | 2008-03-18 | Method of magnetic resonance investigation of a sample using a nuclear spin polarised MR imaging agent | 2003-03-11 | The present invention provides a method of contrast enhanced magnetic resonance imaging of a sample, said method comprising: a) administering a hyperpolarised MR contrast agent comprising non-zero nuclear spin nuclei into said sample for fluid dynamic investigations of the vasculature, b) exposing said sample or part of the sample to radiation of a frequency selected to excite nuclear spin transitions in said non-zero nuclear spin nuclei, c) detecting MR signals from said sample using any suitable manipulation method including pulse sequences. The invention also provides novel compounds. | 1. A method of magnetic resonance investigation of a sample, preferably a human or non-human animal body, said method comprising: i) obtaining a MR imaging agent containing in its molecular structure at least one storage and one detection non-zero nuclear spin nuclei of different gyromagnetic ratio values wherein said storage and said detection nuclei are present within the same molecule and wherein said storage and said detection nuclei are separated by 2 up to 5 chemical bonds;ii) nuclear spin polarising said storage nuclei in said MR imaging agent;iii) administering the polarised MR imaging agent to said sample;iv) subjecting said sample to a pulse sequence which causes polarisation to be transferred from said storage nuclei to at least one detection non- zero nuclear spin nuclei, wherein the gyromagnetic ratio of said detection nuclei is greater than that of said storage nuclei;v) exposing said sample to a radiation at a frequency selected to excite nuclear spin transitions in selected detection nuclei therein;vi) detecting magnetic resonance signals from said sample; andvii) optionally generating an image, dynamic flow data, diffusion data, perfusion data, physiological data or metabolic data from said detected signals. 2. The method as claimed in claim 1 wherein said method is used for angiography. 3. The method as claimed in claim 1 wherein said method is used for any fluid dynamic investigations of vascular system. 4. The method as claimed in claim 1 wherein said storage nuclei are selected from the group consisting of 3Li, 13C, 15N, 29Si and 77Sc nuclei. 5. The method as claimed in claim 4 wherein said storage nuclei are selected from the group consisting of 13C and 15N nuclei. 6. The method as claimed in claim 1 wherein said detection nuclei are selected from the group consisting of 1H, 19F or 31P nuclei. 7. The method as claimed in claim 6 wherein said detection nuclei are 19F nuclei. 8. The method as claimed in claim 1, wherein said storage nuclei are 15N nuclei and said detection nuclei are 19F nuclei. 9. The method as claimed in claim 1, wherein said gyromagnetic ratio of said detection nuclei is at least 25% higher than said gyromagnetic ratio of said storage nuclei. 10. The method as claimed in claim 9 wherein said gyromagnetic ratio of said detection nuclei is at least ten times higher than said gyromagnetic ratio of said storage nuclei. 11. The method as claimed in claim 1, wherein said polarisation transfer takes place with at least 75% efficiency. 12. The method as claimed in claim 11 wherein said efficiency is about 100% efficiency. 13. The method as claimed in claim 1 wherein said storage and detection nuclei are separated by 3 chemical bonds. 14. The method as claimed claim in 13 wherein the intervening nuclei between said storage and detection nuclei are I=0 nuclei and in their normal isotopic occurrence and if substituted, are substituted by I=0 nuclei or deuterium nuclei. 15. The method as claimed in claim ... | GE Healthcare AS | A61B005/05
US07322952 | B2 | 2008-01-29 | Support apparel such as back support and system | 2002-01-15 | An improved support belt, support apparel, along with a process for creating such products. A mechanism by which support belts provide protection to the user is disclosed, which mechanism is generally applicable to all human joints. | 1. A support belt for reducing back injury comprising: a support belt body sized to fit about the lower trunk of a human user, said support belt body having a front designed to be worn along the front of the lower trunk of the human user, a back designed to be worn along the back of the lower trunk of the human user, and sides designed to be worn along the sides of the human user, said support belt body being composed of elastic material;first and second sets of protrusions disposed along the sides of the support belt body so as to press against the sides of the lower trunk of the human user during use, at positions substantially 90° and 270° from the human user's navel;wherein the protrusions in a set are disposed between approximately four millimeters and approximately seventy millimeters, measured center to center, from each other, have a height of from approximately one-eighth inch (3.175 millimeters) to approximately one inch (25.4 mm), and have a hemispherical shape;said protrusions of each set being of a size to apply pressure at multiple recognizably separate points along each side of the lower trunk of the human user, whereby the pressure applied by the protrusions continually stimulates the user's muscles and thereby reduces any tendency of the muscles of the back of the human user to overcompensate in response to sudden or unexpected loading events. 2. An item of support apparel for reducing the risk of injury to a human user comprising: a support body for substantially encircling at least a part of a human body, said human body having a lower trunk;at least one side panel disposed at a predetermined position along the support body, said support body and side panel being composed of elastic material;a plurality of protrusions on the at least one side panel to apply selectively increased pressure to the human body at multiple recognizably separate points along a side of the lower trunk of the human body;wherein the item of support apparel is a support belt including placement structure for facilitating the placement of the support body at least one inch below the navel of a human wearing the support apparel. 3. The item of support apparel as set forth in claim 2 wherein the location of said at least one side panel is a function of at least one of body shape, body size, age, conditioning, and sex of the human wearer. 4. The item of support apparel as set forth in claim 2 wherein the item is a back support, and wherein no protrusions are disposed on the back support so as to contact the back of the human wearer's body when the back support is worn as intended. 5. The item of support apparel as set forth in claim 2 wherein the item of support apparel is a joint brace. 6. The item of support apparel as set forth in claim 2 wherein the elastic material has a warp axis and a weft axis transverse to the warp axis, the elastic material being cut so that the weft axis substantially encircles the body of the human wearer. 7. The item of sup... | University of Iowa Research Foundation | A61F005/00 A61B005/103 A61B005/117
US07328063 | B2 | 2008-02-05 | Method and apparatus for arrhythmia classification using atrial signal mapping | 2004-11-30 | An implantable medical device senses a plurality of electrograms from substantially different atrial locations, detects regional depolarizations from the electrograms, and analyzes timing relationships among the regional depolarizations. The timing relationships provide a basis for effective therapy control and/or prognosis of certain cardiac disorders. In one embodiment, an atrial activation sequence is mapped to show the order of occurrences of the regional depolarizations during an atrial depolarization for classifying a detected tachyarrhythmia by its origin. In another embodiment, conduction time between two atrial locations is measured for monitoring the development of an abnormal atrial conditions and/or the effect of a therapy. | 1. A cardiac rhythm management system coupled to a heart having a right atrium (RA) connected to a superior vena cava, a left atrium (LA), a left ventricle (LV), a sinoatrial (SA) node, an atrial septum, a coronary sinus, and a coronary vein, the system comprising: a high RA (HRA) electrode configured for placement near the SA node to sense an RA electrogram;an LA electrode configured for placement near the LA to sense an LA electrogram;an atrial septal electrode configured for placement in or near the atrial septum to sense an atrial septal electrogram;a ventricular electrode configured for placement in or near a ventricle to sense a ventricular electrogram; andan implantable medical device coupled to the HRA electrode, the LA electrode, the atrial septal electrode, and the ventricular electrode, the implantable medical device including a sensing circuit to sense the RA electrogram, the LA electrogram, the atrial septal electrogram, and the ventricular electrogram, an arrhythmia detection circuit to detect a tachyarrhythmia based in at least one of the RA electrogram, the LA electrogram, the atrial septal electrogram, and the ventricular electrogram, and an arrhythmia classification circuit to classify the detected tachyarrhythmia, the arrhythmia classification circuit including:an atrial signal mapping module configured to map an atrial activation sequence using the RA electrogram, the LA electrogram, and the atrial septal electrogram, the atrial activation sequence indicative of an order of regional depolarizations during an atrial depolarization; andan atrial pattern analyzer configured to classify the detected tachyarrhythmia using the atrial activation sequence. 2. The system of claim 1, wherein the implantable medical device further comprises: an event detection circuit, coupled to the sensing circuit, to detect an RA event from the RA electrogram and an LA event from the LA electrogram during an atrial depolarization; andan inter-atrial interval measurement circuit, coupled to the event detection circuit, to measure a time interval between the RA event and the LA event. 3. The system of claim 1, further comprising a first lead including the HRA electrode, the LA electrode, and the atrial septal electrode, and wherein the HRA electrode is configured for placement in the RA or the superior vena cava near the SA node, the LA electrode is configured for placement in the coronary sinus or the coronary vein near the LA, and the atrial septal electrode is configured for placement in the coronary sinus near the atrial septum. 4. The system of claim 3, wherein the first lead further comprises an LV electrode configured for placement in the coronary vein over the LV to sense an LV electrogram. 5. The system of claim 4, wherein the atrial pattern analyzer is configured to classify the tachyarrhythmia using the atrial activation sequence and the LV electrogram. 6. A system of claim 1, further comprising a first lead including at least the HRA el... | Cardiac Pacemakers, Inc. | A61B005/04
US07326180 | B2 | 2008-02-05 | Pulse wave monitoring device | 2003-12-04 | A sensor is pressurized adjustably against a patient's wrist and detects a pressurized pulse wave of a radial artery in a noninvasive manner so as to measure blood pressure on an arm band wound around the patient's predetermined portion. A CPU calculates indices reflecting a reflecting phenomenon of a pulse wave as organism information different from the blood pressure based on the detected pulse waveform, and relates the measured blood pressure value with calculated indices so as to display them on an indicator. A doctor checks displayed contents so as to clearly understand a state of a circulatory system represented by a correlation between the patient's blood pressure and the indices so as to be capable of obtaining information which supports a diagnosis and prescription quickly. | 1. A pulse wave monitoring device comprising: a pulse wave detection device configured to detect a pulse wave of a subject;a computation unit that identifies a plurality of characteristic points of the pulse wave detected by the pulse wave detection device, calculates a plurality of characteristic parameters corresponding to the identified characteristic points and calculates an index indicative of a pulse wave reflection by performing a computation on the characteristic parameters;a blood pressure measuring device configured to measure a blood pressure of the subject; anda display unit that shows, on a two-dimensional graph, the calculated index on a first axis and the measured blood pressure on a second axis and wherein the display unit further shows a prescription with a mark, wherein the position of the mark on the graph represents a correlation between the calculated index and the measured blood pressure of the subject. 2. The pulse wave monitoring device of claim 1, wherein a first characteristic point of the characteristic points corresponds to a peak of a traveling wave component of the detected pulse wave and a second characteristic point of the characteristic points correspond to a peak of a reflection wave component of the detected pulse wave, the reflection wave component being generated as a result of a reflection of the traveling wave component, and the index is a ratio of amplitudes of the pulse wave at the first and second characteristic points. 3. The pulse wave monitoring device of claim 1, wherein a first characteristic point of the characteristic points corresponds to a traveling wave component of the detected pulse wave and a second characteristic point of the characteristic points correspond to a reflection wave component of the detected pulse wave, the reflection wave component being generated as a result of a reflection of the traveling wave component, and the index is a time difference between the first and second characteristic points. 4. The pulse wave monitoring device of claim 2, wherein the index comprises an augmentation index. 5. The pulse wave monitoring device of claim 4, wherein the computation unit adjusts the calculated augmentation index based on a pulse of the subject. 6. The pulse wave monitoring device of claim 3, wherein the index comprises ΔTp. 7. The pulse wave monitoring device of claim 6, wherein the computation unit adjusts the calculated ΔTp based on a height of the subject. 8. A pulse wave monitoring device comprising: a pulse wave detection device configured to detect a pulse wave of a subject;a computation unit that calculates a plurality of different indices based on a wave form of the detected pulse wave, each of the different indices being indicative of a pulse wave reflection; anda display unit that shows, on a two-dimensional graph, a correlation between at least two of the different indices and wherein the display unit further shows a prescription with a mark, where the position of t... | Omron Healthcare Co., Ltd. | A61B005/02
US07347824 | B2 | 2008-03-25 | Method and apparatus for determining conditions of biological tissues | 2002-10-15 | The present invention relates to a method of determining characteristics of biological tissues in humans and animals. In particular, it relates to determining the characteristics of tissues such as the lungs and airways by introducing a sound to the tissue, and recording the sound. The invention further includes an apparatus capable of such measurement. In a first aspect of the present invention there is provided a method of determining characteristics of biological tissue in situ, including: introducing a sound to the tissue at first position; detecting the sound at another position spaced from the first position after it has traveled through the tissue; calculating the velocity and attenuation of sound that has traveled through the tissue from the first position to another position; and correlating the velocity and attenuation of the detected sound to characteristics of the biological tissue. | 1. A method of determining characteristics of tissue of the respiratory system in situ, said method including: introducing an audible sound to the tissue at a first position;detecting the sound at a second position spaced from the first position after it has traveled through the tissue;calculating the velocity and attenuation of sound that has traveled through the tissue from the first position to the second position; andcorrelating the velocity and attenuation of the detected sound to characteristics of the tissue of the respiratory system. 2. A method according to claim 1 wherein the characteristics include any one of make-up of tissue, volume, condition or position in the body. 3. A method according to claim 1 wherein the tissue of the respiratory system is selected from the group including lung tissue or tissues of the upper airway. 4. A method according to claim 1 wherein the audible sound is produced with frequencies in the range of 20 Hz to 25 kHz. 5. A method according to claim 1 wherein the sound is produced at a sound pressure level between 1 and 100 Pascal. 6. A method according to claim 1 wherein the sound is detected by a sound detector means including a microphone or a vibration detector having a frequency response that is flat in the acoustic region. 7. A method according to claim 6 wherein the frequency response that is flat in the acoustic region is between 20 Hz and 25 kHz. 8. A method according to claim 1 wherein a characteristic being determined is a state of the upper airways in a respiratory tract in a patient in situ, and wherein: the first position is in the upper airways;the sound is detected at the second position after it has traveled through the upper airways;the calculated velocity and attenuation is of the sound that has traveled through the upper airways; andthe velocity and attenuation of the sound is correlated to a characteristic being the state of the upper airways. 9. A method according to claim 8 wherein the state of the upper airways is determined as an obstructed or open airway. 10. A method according to claim 8 wherein the state of the upper airways is determined to monitor obstructive sleep apnoea and wherein a change in the velocity and attenuation of the sound indicates a change in the state of the upper airway. 11. A method according to claim 8 wherein the first position in the upper airways is in the nasal region and the second position spaced from the first position is in the upper chest region below the neck and above the lung. 12. A method according to claim 1 wherein the characteristics are determined for monitoring lung condition in situ, and wherein: the audible sound is introduced transthoracically so that the sound travels from the first position on one side of the thorax, through the lung, to the second position on another side of the thorax;the calculating step includes measuring the velocity and attenuation of the sound as it travels from one side of the thorax, through and across... | Pulmosonix Pty Ltd. | A61B005/08
US07315757 | B2 | 2008-01-01 | Radioscopy using K | 2001-04-16 | The methods comprise detection of gadolinium in human tissues and organs by refining the position of malignant neoplasm and radiation treatment of the neoplasm in order to damage its cells. Refined position of the malignant neoplasm is determined by introducing gadolinium into the patient body and scanning part of the patient body in which the neoplasm is located. The scanning is performed by displacement of zone of radiation concentration created by intersection of several X-ray beams having radiation energy corresponding to K-edge of gadolinium atoms absorption. The refined information is acquired using detectors sensitive to Kα-radiation of gadolinium atoms, to which secondary radiation is transported arising in zone of concentration. Scanning is performed of the region of the malignant neoplasm location utilizing the same means as in the first stage. Sources of X-ray radiation are switched with control means into elevated intensity mode, sufficient for radiation damage of the malignant neoplasm tissues. | 1. Method of radiation treatment of the malignant neoplasm with the purpose of damaging its cells utilizing X-ray radiation beams, comprising the steps of: introducing gadolinium-containing substance into patient body;emitting X-ray radiation with energy corresponding to K-edge of gadolinium atoms absorption;using a concentration element, concentrating the X-ray radiation in a concentration zone within the part of patient body containing the malignant neoplasm;transporting secondary radiation arising in said zone to at least one detector having maximum sensitivity in a spectral region corresponding to Kα-radiation of gadolinium atoms, for providing selective secondary radiation detection;scanning the part of patient body containing the malignant neoplasm by relative displacement of the concentration zone and the patient body;performing registration of the secondary radiation excited in the concentration zone using said at least one detector;performing registration of parameters, which characterize spatial position of the concentration zone and a field of vision of said at least one detector having a signal detected at the output;identifying each of regions common for the concentration zone and the field of vision of said at least one detector having a signal detected at the output, as containing cells of the malignant neoplasm;determining position of the malignant neoplasm based on the identified regions; andexecuting an irradiation program developed as a set of X-ray radiation doses that should be supplied to various points of the malignant neoplasm, by placing the concentration zone in positions corresponding to the determined position of the malignant neoplasm, using the concentration element utilized for detecting position of the malignant neoplasm,the irradiation program being executed by controlling duration of irradiation at an increased intensity level of X-ray radiation compared to X-ray radiation intensity provided for detecting position of the malignant neoplasm. 2. Method according to claim 1, wherein the concentration element include at least one collimator, and transportation of the secondary radiation to said at least one detector is performed using at least one further collimator, all the collimators being oriented in such a way that optical axes of their central channels would intersect in a single point. 3. Method according to claim 1, wherein the concentration of X-ray radiation in the concentration zone is accomplished with one or more X-ray half-lenses transforming divergent radiation into the quasi-parallel one, and transportation of the secondary radiation to said detector is performed using one or more X-ray half-lenses focusing secondary radiation on said detector or shaping a quasi-parallel radiation, all the X-ray half-lenses being oriented in such a way that their optical axes would intersect in a single point. 4. Method according to claim 1, characterized in that the concentration of X-ray radiation in the concentr... | - | A61B006/00 A61B005/05
US07331931 | B2 | 2008-02-19 | Method and apparatus for penetrating tissue | 2002-12-31 | These and other objects of the present invention are achieved in a body fluid sampling system for use on a tissue site that includes an electrically powered drive force generator. A penetrating member is operatively coupled to the force generator. The force generator moves the member along a path out of a housing having a penetrating member exit, into the tissue site, stops in the tissue site, and withdraws out of the tissue site. A cartridge houses the penetrating member. The cartridge has first and second seals coupled to the penetrating member to maintain a sterile environment around a portion of the penetration member prior to penetrating member actuation. A user interface is configured to relay at least one of, penetrating member performance or a penetrating member setting. | 1. A body fluid sampling system for use on a tissue site, the system comprising: an electrically powered drive force generator;a penetrating member operatively coupled to said drive force generator, said drive force generator moving said member along a path out of a housing having a penetrating member exit, into said tissue site, stopping in said tissue site, and withdrawing out of said tissue site;an analyte sensor associated with the penetrating member;a cartridge housing said penetrating member and said analyte sensor, said cartridge having a first and a second seal coupled to said penetrating member to maintain a sterile environment around a portion of the penetration member prior to penetrating member actuation; anda user interface coupled to a processor, wherein in response to an input at the user interface by a user the processor providing an input to the drive force generator of a lancing penetration parameter selected from at least one of, penetrating member depth of penetration, velocity, braking, or retraction. 2. The system of claim 1, wherein the user interface is configured to provide a user with at least one input selected from, depth of a penetrating member penetration, velocity of a penetrating member, a desired velocity profile, a velocity of a penetrating member into the target tissue, velocity of the penetrating member out of the target tissue, dwell time of the penetrating member in the target tissue, and a target tissue relaxation parameter. 3. The system of claim 1, wherein the user interface provides at least one output to the user selected from, number of penetrating members available, number of penetrating members used, actual depth of penetrating member penetration on a target tissue, stratum corneum thickness, force delivered on a target tissue, energy used by a penetrating member driver to drive a penetrating member into the target tissue, dwell time of the penetrating member, battery status, system status, consumed energy, speed profile of a penetrating member, information relative to contact of a penetrating member with target tissue before penetration by the penetrating member, and information relative to a change of speed of a penetrating member as in travels in the target tissue. 4. The system of claim 1, further comprising: a data interface configured to couple the tissue penetrating system to at least one of, support equipment with a data interface and the internet. 5. The system of claim 4, wherein the data interface is selected from at least one of, Serial RS-232, modem interface, USB, HPNA, Ethernet, optical interface, IRDA, RF interface, BLUETOOTH interface, cellular telephone interface, 2 way pager interface, parallel port interface standard, near field magnetic coupling, RF transceiver and a telephone systems. 6. The system of claim 1, wherein the support equipment is selected from at least one of, a base station, home computer, central server, and main processing equipment for storing glucose level ... | Pelikan Technologies, Inc. | A61B005/00
US07675517 | B2 | 2010-03-09 | Systems and methods of gradient assisted volume rendering | 2007-02-21 | A system and method for rendering an image that includes accessing image data and dividing the image data into one or more blocks. One or more corner points of the blocks are identified and rays are cast through voxel space of the image data in the direction of the corner points to determine one or more integrated values for the corner points. The integrated values are then sampled and compared to the sampled values for each combination of the corner points. A difference value (diffvalue) is calculated as a function of the comparison and an initial gradient (grad) is calculated as a function of a Reduced Path Octree (RPO) structure during the casting of rays. Next, a maximum gradient (maxGrad) is calculated based on the initial gradient (grad). Finally, an image processing operation is determined as a function of the maximum gradient (maxGrad) and the difference value (diffvalue). The image processing operation may perform interpolation to fill pixel values inside the image data, or it may perform recursive sub-division of the blocks, and cast and sample additional rays. | 1. A method for rendering an image from volumetric data, comprising: accessing an image data grid;dividing the image data grid into one or more blocks;identifying one or more corner points of the one or more blocks;casting rays through voxel space of the volumetric data in the direction of the one or more corner points to determine one or more integrated values for the one or more corner points;comparing the one or more integrated values for each combination of said one or more corner points;calculating, utilizing a processor, a difference value (diffvalue) as a function of the comparison;calculating an initial gradient (grad) as a function of a Reduced Path Octree structure during the casting of rays;calculating a maximum gradient (maxGrad) based on the initial gradient (grad); anddetermining an image processing operation as a function of the maximum gradient (maxGrad) and difference value (diffvalue). 2. The method of claim 1, wherein the image processing operation performs interpolation to fill pixel values inside the image data grid. 3. The method of claim 1, wherein the image processing operation performs recursive sub-division of the one or more blocks and additional casting and sampling of rays. 4. The method of claim 1, wherein the initial gradient corner points (grad) quantity comprises a left-upper gradient (gradUL), right-upper gradient (gradUR), left-lower gradient (gradLL) and right-lower gradient (gradLR),wherein the maximum gradient (maxGrad) is the maximum of the left-upper gradient (gradUL), the right-upper gradient (gradUR), the left-lower gradient (gradLL) and the right-lower gradient (gradLR). 5. The method of claim 1, wherein when the difference value (diffvalue) is greater than a pre-defined difference threshold value (Tvalue), the one or more blocks are recursively sub-divided and additional rays are sampled based on new corner points of each sub-division,wherein when the maximum gradient (maxGrad) is larger than a pre-defined gradient threshold (Tgrad), the one or more blocks are recursively sub-divided and additional rays are sampled based on new corner points of each subdivision, andwherein said recursive sub-division is performed until the difference value (diffvalue) is below the pre-defined difference threshold value (Tvalue) and the maximum gradient (maxGrad) is less than the pre-defined gradient threshold (Tgrad) or said sampling based on new corner points reaches a pre-specified stop level. 6. The method of claim 1, wherein when the difference value (diffvalue) is equal to or less than the pre-defined difference threshold value (Tvalue), interpolation is performed to fill pixel values inside the one or more blocks; andwherein when the maximum gradient (maxGrad) is equal to or less than the pre-defined gradient threshold value (Tvalue), interpolation is performed to fill pixel values inside the one or more blocks. 7. The method of claim 4, further comprising: selecting a hierarchical level within one or more o... | Siemens Medical Solutions USA, Inc. | G06T017/00
US07328612 | B2 | 2008-02-12 | Method and apparatus for detecting types of exercise | 2004-07-08 | The invention relates to a method and device for detecting the type of physical exercise, in which method the accelerations caused by the exercise of a person are measured by an exercise type detector (10) in three dimensions and in which characteristics describing the acceleration, so-called membership degree functions, are calculated from the measurement results, by means of which characteristics the type of exercise is detected. In the method according to the invention, only an identifier indicating the type of exercise is saved in the memory of the exercise type detector, for which reason the memory capacity required in the device is small. | 1. A method for carrying out exercise type detection, in which method the accelerations caused by a person's physical exercise are measured by an exercise type detector (10) in at least one dimensionat least two different characteristics describing the accelerations measured are calculated from the measurement results,characterized in that the detection of the type of exercise is carried out by comparing the characteristics calculated from the measurement results to the values of a table saved in the memory of the exercise type detector (10), describing the types of exercise, and by selecting the exercise type, the value of which in the table is closest to the characteristics calculated from the results of the measurement as the exercise type in question. 2. The method according to claim 1, characterized in that the accelerations are measured in three dimensions. 3. The method according to claim 2, characterized in that the following acceleration parameters/measurement results are used in the detection of the type of exercise, Max x, Max y, Max z, Min x, Min y and Min z. 4. The method according to claim 3, characterized in that in addition, the following characteristics calculated from the acceleration measurement results are used in the detection of the type of exercise: Avg x, Avg y, Avg z, Pos x, Pos y, Pos z, Neg x, Neg y and Neg z. 5. The method according to claim 4, characterized in that in the detection of the type of exercise, the membership degree function of all the above mentioned parameters is calculated specifically for each exercise type to be examined. 6. The method according to claim 5, characterized in that a triangular function is used as the membership degree function. 7. The method according to claim 5, characterized in that in the detection of the type of exercise, the type of exercise, for which the weighted sum of the summed membership degree functions gives the highest numerical value, is detected. 8. The method according to claim 2, characterized in that in addition to the acceleration measurement, an altitude measurement is used in the exercise type detection to indicate vertical movement of the person. 9. The method according to claim 8, characterized in that the altitude measurement is based on a change of atmospheric pressure, which is measured either by a sensor in the exercise type detector (10) or other device carried along by the person, from which the altitude information is transferred to the exercise type detector. 10. The method according to claim 6, characterized in that in the detection of the type of exercise, the type of exercise, for which the weighted sum of the summed membership degree functions gives the highest numerical value, is detected. 11. An exercise type detector (10), which comprises means (11) for measuring acceleration in at least one dimensionmeans for calculating (12) at least two different characteristics from the measured acceleration information, andmeans (12) for saving the e... | Newtest OY | A61B005/22
US08083682 | B2 | 2011-12-27 | Sleep state detection | 2006-07-19 | This document discusses, among other things, systems and methods for determining sleep state, such as awake, sleeping, non-REM sleep, or REM sleep. Respiration and heart contractions are monitored. A cardio-respiratory ratio such as beats per breath is computed and used in the sleep state determination. Other information, such as heart rate variability (HRV), posture, and activity level can also be used in the sleep state determination. The sleep state information can be used to qualify or trigger storage of other physiological sensor data, or to permit remote sleep study monitoring of a subject, or to control or adjust one or more monitoring, diagnostic, or therapy algorithms, such as, for example a continuous positive airflow pressure (CPAP) device. | 1. A system comprising: an implantable heart contraction sensing circuit;a respiration sensing circuit;a processor circuit, coupled to the heart contraction sensing circuit and the respiration sensing circuit, the processor circuit including a ratio module to compute a cardio-respiratory ratio of heart contractions to respiration cycles, and the processor circuit also including a variability module to compute a cardio-respiratory variability of the cardio-respiratory ratio, wherein the processor circuit includes a sleep state indicator including a sleep state indicator value determined using the cardio-respiratory variability, wherein the sleep state indicator declares a sleeping state when the cardio-respiratory variability is less than a specified threshold value. 2. The system of claim 1, in which the processor circuit includes a sleep state indicator determined using the cardio-respiratory variability and at least one other physiological indicator. 3. The system of claim 1, comprising a continuous positive airway pressure (CPAP) device, communicatively coupled to the processor to receive information about the sleep state indicator. 4. The system of claim 1, comprising a physiological sensor, the sensor providing a sensor output, wherein a status of the sleep state indicator is used to qualify the sensor output. 5. The system of claim 1, wherein the sleep state indicator declares a sleeping state when a standard deviation of the cardio-respiratory variability is less than a specified threshold value. 6. The system of claim 1, in which the processor is communicatively couplable to a user interface to permit the threshold value to be changed by a user. 7. The system of claim 1, comprising a time-variable threshold value to which the cardio-respiratory variability is compared. 8. The system of claim 1, in which the processor is communicatively couplable to a display device to display information derived from the cardio-respiratory ratio. 9. The system of claim 8, wherein the display device displays a graph of the cardio-respiratory ratio. 10. The system of claim 9, wherein the display of the graph of the cardio-respiratory ratio includes an indicator of sleep classification providing information about whether the sleeping state is REM or non-REM sleep. 11. The system of claim 1, comprising: a posture sensor circuit, to provide a posture information; anda sleep state indicator, coupled to the posture sensor circuit, the sleep state indicator including a sleep state indicator value determined using the cardio-respiratory variability and the posture information. 12. The system of claim 1, comprising: a heart rate variability circuit, to provide heart rate variability information; anda sleep state indicator, coupled to the heart rate variability circuit, the sleep state indicator including a sleep state indicator value determined using the cardio-respiratory variability and the heart rate variability. 13. The system of claim 1, comprising... | Cardiac Pacemakers, Inc. | A61B005/08 A61B005/02
US08758019 | B2 | 2014-06-24 | Multimedia game based system and process for medical, safety and health improvements | 2006-08-03 | A multimedia system and method provide self-improvement guidance in health, education, or safety. The user receives content material related to self-improvement, tracking of self-improvement behaviors, alerts to potential health dangers, and help information. A variety of games and puzzles guide and motivate the user through an educational process where the user's responses affect the sequencing of the testing. The user's interactions with the system are recorded and summarized. | 1. A multimedia system based on gaming experiences for providing a user with self-improvement guidance in health, education, or safety to achieve a specific predetermined goal, the multimedia system includes computer instructions embodied on a non-transitory computer-readable medium to be executed by a processor, the computer instructions comprising: a) an educating portion for communicating content material related to the self-improvement guidance;b) a monitoring portion for improving and tracking specific self-improvement behaviors identified by the user, the user inputting into the monitoring portion the user's physiological characteristics, selected from a set of standard wellness measures;c) an alerting portion for alerting the user to potential health dangers revealed by the monitoring portion;d) a gaming portion for improving and testing the user's knowledge of the content material, in which the user's responses to game steps must indicate understanding and assimilation of the information covered by a particular topic before proceeding to additional topics, said topics being selected by said multimedia system in order for said user to achieve said specific predetermined goal, a format of the gaming portion being selected to reflect the user's demographics, based upon a matching algorithm, which matches a profile of the user with available game formats;e) an interactive portion for providing help information to the user; andf) an information recording portion for recording the user's interaction with the system;whereby said multimedia system creates an entertaining environment in which predetermined goals can be achieved;g) further including the step of inputting to the monitoring portion: 1) prescription information;2) each dose of medication the user has taken; and3) the effects of the dose on the user's: a) levels of pre-defined bodily fluids orb) measurements of pre-defined bodily functions;h) said self-improvement behaviors further comprise compliance with a medication regime. 2. The system of claim 1 wherein the medication regime further comprises at least one prescribed medication dosage for at least one medical condition. 3. The system of claim 1 wherein the gaming portion is a maze. 4. The system of claim 1 wherein the gaming portion is a puzzle. 5. The system of claim 1 wherein the gaming portion is a shooting game. 6. The system of claim 1 wherein the gaming portion is a matching game. 7. The system of claim 1 wherein the gaming portion is an assembly game. 8. The system of claim 1 wherein the gaming portion requires the user to answer multiple choice questions correctly, in order to progress toward the finish of the game. 9. The system of claim 8 wherein the educating portion continues to present the user with content information, pertaining to each multiple choice question answered incorrectly, until the user answers the question correctly. 10. The system of claim 1 wherein the user interacts with the gaming portion us... | - | A63B069/00 G06F019/00 G06Q050/20 G06Q050/24 A61B005/00 G09B023/28
US08007450 | B2 | 2011-08-30 | Systems, devices, and methods for interpreting movement | 2006-05-24 | According to some exemplary embodiments, a method or system can involve associating a plurality of biokinetographic comparison results with a first specific dysfunction from a group of specific dysfunctions, each of the biokinetographic comparison results obtained from a comparison of a biokinetographic value to a standard for a corresponding biokinetographic variable. | 1. A method, comprising: automatically associating a plurality of biokinetographic comparison results for a unique patient with a first specific dysfunction comprising orthopedic injury;obtaining each of the biokinetographic comparison results from an automatic comparison of a biokinetographic value to a standard for a corresponding biokinetographic variable that is linked to one or more specific components of a gait cycle, said one or more specific components selected from a group consisting of a left heel strike, a right heel strike, a toe strike, a right toe lift-off, and a left toe lift-off;determining each biokinetographic value automatically from a biokinetographic data set comprising a plurality of scalar sums of acceleration values in each of three orthogonal directions, each scalar sum corresponding to a particular point in time, andidentifying a cause of the unique patient's condition as an orthopedic injury when the biokinetographic value for the unique patient is asymmetrical cadence with a difference between a first and second double stance time of the unique patient of greater than 25 milliseconds. 2. The method of claim 1, further comprising obtaining the biokinetographic data set. 3. The method of claim 1, further comprising for each biokinetographic variable, determining a biokinetographic value from said biokinetographic data set. 4. The method of claim 1, further comprising comparing each biokinetographic value to the standard for the corresponding biokinetographic variable. 5. The method of claim 1, further comprising rendering the biokinetographic data set. 6. The method of claim 1, further comprising rendering the plurality of biokinetographic comparison results. 7. The method of claim 1, further comprising diagnosing the first specific dysfunction. 8. The method of claim 1, further comprising assessing the first specific dysfunction. 9. The method of claim 1, further comprising determining a treatment for the first specific dysfunction. 10. The method of claim 1, further comprising providing a prognosis regarding the first specific dysfunction. 11. The method of claim 1, further comprising predicting a likelihood of falling. 12. The method of claim 1, further comprising identifying a second specific biokinetographic pattern. 13. The method of claim 1, further comprising associating a second specific biokinetographic pattern with a second specific dysfunction. 14. The method of claim 1, further comprising assessing a second specific dysfunction. 15. The method of claim 1, further comprising assessing an overall health status based on the plurality of biokinetographic comparison results. 16. The method of claim 1, wherein the first double stance time is the interval during the gait cycle from a heel strike of a first leg of the unique patient to a toe lift-off of the opposite leg of the unique patient and the second double stance time is the interval from a heel strike of the opposite leg of the unique patient ... | University of Virginia Patent Foundation | A61B005/103
US08059878 | B2 | 2011-11-15 | Registering MR patient data on the basis of generic models | 2007-08-14 | A method for registering a non-patient-characteristic three-dimensional magnetic resonance data set (MR data set) to patient-characteristic data includes: producing or providing a non-patient-characteristic three-dimensional generic model of a body or body part containing body structure data; ascertaining or providing two-dimensional patient-characteristic detection data of a patient; using a transformation protocol for data-linking the body structure data of the three-dimensional generic model to the two-dimensional patient-characteristic detection data to change or adapt the generic model of the body or body part based on the ascertained two-dimensional patient-characteristic detection data, wherein the three-dimensional generic model is at least correlated with a three-dimensional MR reference data set; and changing or deforming at least a part of the three-dimensional MR reference data set by using the transformation protocol to generate a patient-characteristic three-dimensional MR data set that is registered to the fluoroscopic images. | 1. A method for registering a non-patient-characteristic three-dimensional magnetic resonance data set (MR data set) to patient-characteristic data, comprising: producing or providing a non-patient-characteristic three-dimensional generic model of a body or body part containing body structure data, said three-dimensional generic model correlated to the MR data set;ascertaining or providing two-dimensional patient-characteristic detection data of a patient;using a transformation protocol for data-linking the body structure data of the three-dimensional generic model to the two-dimensional patient-characteristic detection data to change or adapt the generic model of the body or body part based on the ascertained two-dimensional patient-characteristic detection data; andusing the transformation protocol to change or deform at least a part of the MR data set to generate a patient-characteristic three-dimensional MR data set that is registered to the fluoroscopic images. 2. The method according to claim 1, wherein the patient-characteristic data includes at least two fluoroscopic images of a patient. 3. The method according to claim 1, wherein producing or providing the non-patient-characteristic three-dimensional generic model of the body or body part includes producing or providing a surface model of the non-patient-characteristic three-dimensional generic model of a body or body part. 4. The method according to claim 1, wherein ascertaining or providing two-dimensional patient-characteristic detection data of the patient includes using at least two fluoroscopic images as the two-dimensional patient-characteristic detection data. 5. The method according to claim 1, wherein producing or providing the non-patient-characteristic three-dimensional generic model includes forming the generic model from at least one computer tomography reference data set (CT reference data set) and the at least one MR data set, said CT reference data set and MR data set being registered to each other. 6. The method according to claim 5, wherein producing the generic model includes forming from the at least one CT reference data set a three-dimensional CT reference data representation that is correlated with the generic model and/or forming from the at least one MR reference data set a three-dimensional MR reference data representation that is correlated with the generic model. 7. The method according to claim 5, wherein changing or adapting the generic model of the body or body part includes at least one of: manually adapting the generic model with the aid of image representation assistance;using an automatic image fusion method based on automatically identifying particular anatomical features; orsuperimposing or fusing image data of the generic model with the computer tomographic (CT) or magnetic resonance (MR) data sets of the generic model. 8. The method according to claim 7, wherein manually adapting includes adapting by displacing points and landmarks or shifti... | Brainlab AG | G06K009/00
US07887507 | B2 | 2011-02-15 | Breast-feeding device | 2005-06-30 | The present invention provides a device and method for measuring the amount of milk supplied to a feeding infant. The device (10) comprises a cap (13) having a nipple-shaped region (10) with an inner surface (14) and an outer surface (16) and a duct (18) extending therebetween. The duct has an inlet (20) at the inner surface and an outlet (22) at the outer surface. The cap is adapted to be mounted on the nipple region of a woman's breast with the inner surface facing the woman's breast and to allow breast-milk to pass through the duct. The device further comprises a sensor (24) associated with the duct for measuring at least milk volume passing through the duct and providing data indicative of the volume. The sensor is embedded between the inner and outer surface of the cap | 1. A device for measuring the amount of milk supplied to a nursing infant, the device comprising: (a) a cap having a nipple-shaped region with an innermost surface and an outermost surface and a duct extending therebetween and having a longitudinal axis, the duct having an inlet at the inner surface and an outlet at the outer surface, the cap adapted to be mounted on the nipple region of a woman's breast with the innermost surface facing the woman's breast; and to allow breast-milk to pass through said duct along its longitudinal axis;(b) a sensor associated with said duct for measuring at least milk volume passing through said duct and providing data indicative of said volume, wherein said sensor is embedded at a location between said innermost surface and outermost surface of said nipple-shaped region of the cap, said sensor being spaced from the inlet of the duct towards the outlet of the duct along the duct's longitudinal axis and having an extension along the longitudinal axis of the duct, that is greater than its extension transverse to said axis; and(c) a cross-sectional area which each of the nipple-shaped region and the duct has at said location, the cross-sectional area of the duct occupying a minority of the cross-sectional area of the nipple-shaped region. 2. The device of claim 1, further comprising a control unit in communication with said sensor, for receiving from the sensor said data and providing an output comprising at least one real-time value indicative of the volume of milk passing through said duct. 3. The device of claim 2, wherein said control unit comprises a display unit and/or a user interface. 4. The device of claim 3, wherein said control unit is encapsulated in a detachable housing, the housing being associated with the outer surface of the cap. 5. The device of claim 3, wherein said control unit is encapsulated in housing, the housing being located at a remote site from the cap. 6. The device of claim 1, wherein said cap is constructed from an internal layer comprising the inner surface and an external layer comprising at least a part of the outer surface of at least the nipple-shaped region of said cap. 7. The device of claim 6, wherein the external layer is in the form of a tip attached to the internal layer. 8. The device of claim 7, wherein said sensor is embedded in or attached to said tip. 9. The device of claim 7, wherein said tip is thicker than said internal layer at least at said nipple-shaped region. 10. The device of claim 1, wherein the duct holds a tube. 11. The device of claim 10, wherein said tube is located within the duct so that it is spaced at least from the inlet of the duct. 12. The device of claim 10, wherein said sensor is associated with said tube. 13. The device of claim 1, further comprising a tip having a duct and a sensor associated with said duct for measuring parameters of milk passing through the duct, wherein the tip is configured to be reliably attached to a nipple prot... | Tulsa (N.Y.M.) Engineering Solutions Ltd. | A61M001/06
US08239006 | B2 | 2012-08-07 | Method and apparatus for medical imaging using near-infrared optical tomography and fluorescence tomography combined with ultrasound | 2007-07-06 | Methods and apparatus for medical imaging using diffusive optical tomography and fluorescent diffusive optical tomography are disclosed. In one embodiment, a method for medical imaging comprises, scanning a tissue volume with near-infrared light to obtain structural parameters, wherein the tissue volume includes a biological entity, scanning the tissue volume with near-infrared light to obtain optical and fluorescence measurements of the scanned volume, segmenting the scanned volume into a first region and a second region, and reconstructing an optical image and a fluorescence image of at least a portion of the scanned volume from the structural parameters and the optical and fluorescence measurements. In another embodiment an apparatus for medical imaging is disclosed. | 1. A method for medical imaging using diffusive optical tomography and fluorescent diffusive optical tomography, wherein the method comprises: scanning a tissue volume with near-infrared light to obtain structural parameters, wherein the tissue volume includes a biological entity;scanning the tissue volume with near-infrared light to obtain optical and fluorescence measurements of the scanned volume;segmenting the scanned volume into a first region and a second region; and,reconstructing an optical image and a fluorescence image of the scanned volume from the structural parameters and the optical and fluorescence measurements; the reconstructing comprising: obtaining structural information and functional information about the biological entity contained in the scanned volume from the structural parameters; wherein structural information about the biological entity contained in the scanned volume is obtained using the equation (2)ϕfl⁡(rS⁢⁢1,rD⁢⁢2)ϕfl⁡(rS⁢⁢1,rD⁢⁢1)=∫Ω⁢Gex⁡(rS⁢⁢1,r)⁢Gfl⁡(r,rD⁢⁢2)⁢N⁡(r)⁢ⅆr3∫Ω⁢Gex⁡(rS⁢⁢1,r)⁢Gfl⁡(r,rD⁢⁢1)⁢N⁡(r)⁢ⅆr3(2)where r is a spatial variable, rS1 is the position of the first emitter, rD1 and rD2 are positions of the first and second detector respectively, where the subscript “ex” indicates the variable is measured at the excitation wavelength, and the subscript or superscript “fl” indicates that the variable is measured at the emission wavelength, G is a Green's function, which is a mathematical function describing a distribution of photons generated by a point light source in a highly scattering medium with infinite geometry and N(r) is the fluorophore concentration; using a model to obtain theoretically calculated data for the structural information and the functional information;comparing the theoretically calculated data with experimentally measured data to obtain an objective function; andaccepting the theoretically calculated data if the objective function lies within an acceptable limit. 2. The method of claim 1, wherein the theoretically calculated data is obtained from an optimization algorithm. 3. The method of claim 1, wherein the structural information comprises the X, Y and Z coordinates of the biological entity. 4. The method of claim 1, wherein the structural information further comprises the radius (α) of the biological entity. 5. The method of claim 1, wherein the functional information comprises amplitude ratios and phase differences between the biological entity and surrounding tissue. 6. The method of claim 1, wherein the theoretically calculated data is optimized using a dual-zone-mesh algorithm. 7. The method of claim 1, wherein the first region consists essentially of a volume of the biological entity. 8. The method of claim 1, wherein the second region comprises the biological entity; the second region encompassing a volume that is larger than the bio logical entity. 9. The method of claim 1, wherein the structural information about the biological entity contained in the scanned vol... | The University of Connecticut | A61B005/00
US09460512 | B2 | 2016-10-04 | Three-dimensional image processing apparatus and reconstruction region specification method | 2007-05-10 | A three-dimensional image processing apparatus which obtains a three-dimensional image from a plurality of images from different projection views of a patient which have been obtained by carrying out multiple imaging while rotating around the patient, includes a locating unit to specify a point of one of the plurality of images from different projection views. A searching unit searches a point corresponding to the specified point in the plurality of images from different projection views, on the basis of the specified point. A reconstruction region identification unit identifies a region of a part of a region which can be reconstructed, as a reconstruction region by using the specified point and the searched point. A reconstruction unit obtains a three-dimensional image by reconstructing an image in the identified reconstruction region. | 1. An X-ray diagnostic apparatus which obtains a plurality of images from different projection views of a patient by repeating imaging while rotating an X-ray tube around the patient, the apparatus comprising: a display on which images are sequentially displayed;control circuitry configured to stop sequential display of the images, and thereafter to control the display to display, as static images, to determine a first image and at least one second image among the plurality of images obtained from different projection views, and to determine a first point in the first image and a second point in the at least one second image;reconstruction region identification circuitry which calculates a three-dimensional point based on a first straight line and a second straight line, the first straight line connecting the first point and a point at which the X-ray tube is positioned when the first image is obtained, the second straight line connecting the second point and a point at which the X-ray tube is positioned when the second image is obtained, determines a reconstruction region, the reconstruction region being included in a region defined by a preset distance from the three-dimensional point and being less than a voxel matrix size of a region which can be reconstructed, and identifies an area corresponding to the reconstruction region in each of the plurality of images; andreconstruction circuitry which reconstructs a three-dimensional image using the area identified in each of the plurality of images by carrying out a backprojection operation. 2. The X-ray diagnostic apparatus according to claim 1, wherein the at least one second image is an image at an angle of 30° or less from the first image. 3. The X-ray diagnostic apparatus according to claim 1, wherein the control circuitry displays the area identified by the reconstruction region identification circuitry so as to be superimposed on the plurality of images on the display. 4. The X-ray diagnostic apparatus according to claim 1, wherein the control circuitry extracts a region centering on the first point as a region of interest, searches a further point corresponding to the first point in the image in a different projection view on the basis of an image of the region of interest, and defines the further point as the second point in the image in a different projection view. 5. The X-ray diagnostic apparatus according to claim 4, wherein the control circuitry searches the further point by a correlated computation. 6. The three-dimensional image processing apparatus according to claim 4, wherein the reconstruction region identification circuitry carries out the correlated computation within the region of interest and within a region limited by an epipolar line. 7. The X-ray diagnostic apparatus according to claim 4, wherein a range of the correlated computation is determined on the basis of an image around the first point. 8. The X-ray diagnostic apparatus according to claim 4, wherein the co... | Toshiba Medical Systems Corporation | G06K009/00 G06T007/00
US20080039897 | A1 | 2008-02-14 | Trans-Septal Left Ventricular Pressure Measurement | 2007-08-09 | A pressure sensing device includes a body portion, a pressure transmitting port, and an electrical lead. The body portion includes transducing electronics within a housing that is shaped about a longitudinal axis. The housing has a coating thereon that promotes tissue growth to anchor the housing within a ventricular septum. The pressure transmitting port is located at a distal longitudinal end of the body portion such that a ventricle pressure being sensed is transmitted through the port and to the transducing electronics when the body portion is anchored in the ventricular septum. The electrical lead is connected to the transducing electronics and exits from a proximal longitudinal end of the body portion. | 1. A pressure sensing device comprising: a body portion having transducing electronics within a housing that is shaped about a longitudinal axis, the housing having a coating thereon that promotes tissue growth to anchor the housing within a ventricular septum;a pressure transmitting port located at a distal longitudinal end of the body portion such that a ventricle pressure being sensed is transmitted through the port and to the transducing electronics when the body portion is anchored in the ventricular septum; andan electrical lead connected to the transducing electronics and exiting from a proximal longitudinal end of the body portion. 2. The pressure measurement device of claim 1, wherein the coating comprises pores. 3. The pressure measurement device of claim 2, wherein the coating promotes tissue ingrowth of the ventricular septum into the pores to anchor the body portion in the ventricular septum. 4. The pressure measurement device of claim 1, wherein the coating comprises expanded polytetrafluoroethylene. 5. The pressure measurement device of claim 1, wherein the coating comprises polyethylene terephthalate. 6. A method of measuring pressure in a left ventricle, the method comprising: inserting a pressure sensing device through a ventricular septum to sense a pressure in a left ventricle, the pressure sensing device including: (a) a body portion having transducing electronics within a housing that is shaped about a longitudinal axis, the housing having a coating thereon that promotes tissue growth to anchor the housing within the ventricular septum,(b) a pressure transmitting port located at a distal longitudinal end of the body portion such that a ventricle pressure being sensed is transmitted through the port and to the transducing electronics when the body portion is anchored in the ventricular septum, and(c) an electrical lead connected to the transducing electronics and exiting from a proximal longitudinal end of the body portion;wherein inserting the pressure sensing device includes positioning the body portion in the ventricular septum and the port in the left ventricle. 7. The method of claim 6, wherein the coating comprises pores. 8. The method of claim 7, wherein the coating promotes tissue ingrowth of the ventricular septum into the pores to anchor the body portion in the ventricular septum. 9. The method of claim 6, wherein the coating comprises expanded polytetrafluoroethylene. 10. The method of claim 6, wherein the coating comprises polyethylene terephthalate. 11. The method of claim 6, wherein the body portion is anchored in the ventricular septum by frictional engagement between the coating and the ventricular septum. 12. The method of claim 6, further comprising forming a passage in the ventricular septum, wherein inserting the pressure sensing device includes passing the passing the pressure sensing device through the passage. 13. The method of claim 12, wherein the passage has a first diameter and the housi... | - | A61B005/05 A61N001/05
US20080075343 | A1 | 2008-03-27 | Method for the positionally accurate display of regions of interest tissue | 2007-03-22 | The invention relates to a method and a device for positioned accurately displaying regions of interest tissue in a three-dimensional reconstruction representation derived from a first image dataset previously recorded for a hollow organ in a patient, comprising: recording catheter image dataset by an image recording catheter placed in the hollow organ and registering the first image dataset with the catheter image dataset; segmenting from the first image dataset a section of interest tissue or a tissue bounding this section and locating the section of tissue; forming an image dataset for the section of tissue using the segmentation and the registration in cropping out from the catheter image dataset the image data which shows this section of tissue; generating an image display of the section of tissue or the region of tissue derived from it and displaying in the three-dimensional reconstruction representation. | 1.-18. (canceled) 19. A method for positioned accurately displaying a section of an interest tissue of a hollow organ of a patient in a three-dimensional reconstruction representation derived from a previously recorded first image dataset, comprising: generating a catheter image dataset by an imaging recording catheter placed in the hollow organ; registering a coordinate system of the first image dataset with a coordinate system of the catheter image dataset; segmenting the section of the interest tissue from the first image dataset; cropping out an image data showing the section of the interest tissue from the catheter image dataset based on the registration and the segmentation; and displaying the section of the interest tissue in the three-dimensional reconstruction representation. 20. The method as claimed in claim 19, wherein a tissue bounding the section is segmented from the first image dataset. 21. The method as claimed in claim 19, wherein the hollow organ is a heart of the patient and the section of the interest tissue is a myocardium of the heart. 22. The method as claimed in claim 21, wherein the myocardium is segmented from the first image dataset by: segmenting an endocardium of the heart from the first image dataset and defining the myocardium as a region surrounding the endocardium to a predefined depth, or segmenting the myocardium based on a contrast agent accumulated in the myocardium, or segmenting the endocardium and an epicardium of the heart and defining the myocardium as a region between the endocardium and the epicardium. 23. The method as claimed in claim 19, wherein a region of the interest tissue is extracted from the image dataset of the section of the interest tissue and is displayed in the three-dimensional reconstruction representation. 24. The method as claimed in claim 23, wherein the region of the interest tissue is extracted automatically and the automatic extraction is based on a threshold segmentation method. 25. The method as claimed in claim 23, wherein the region of the interest tissue is an anomaly or a lesion in the section of the interest tissue. 26. The method as claimed in claim 25, wherein a user marks the anomaly or the lesion in the display of the section of the interest tissue as a starting point for the extraction. 27. The method as claimed in claim 25, wherein a user completely marks the anomaly or the lesion in the display of the section of the interest tissue and the marked item is extracted. 28. The method as claimed in claim 19, wherein a boundary of the section of the interest tissue is projected in the three-dimensional reconstruction representation and the projection is a maximum intensity projection. 29. The method as claimed in claim 19, wherein the section of the interest tissue is overlaid on a cross-section through the section of the interest tissue in the three-dimensional reconstruction representation. 30. The method as claimed in claim 19, wherein the sec... | - | A61B005/00
US20080076998 | A1 | 2008-03-27 | Breast electrode array and method of analysis for detecting and diagnosing diseases | 2007-09-04 | A breast electrode array and method of analysis for detecting and diagnosing diseases. In particular, the electrode array has a body, a plurality of flexible arms extending from the body, and a plurality of outer electrodes provided by the plurality of flexible arms, and a plurality of inner electrodes provided on at least one of the flexible arms and positioned partway between the body and the outer electrodes, and the outer electrodes and the inner electrodes are arranged on the arms to obtain impedance measurements between respective electrodes. Diagnostic methods based on homologous electrical difference analysis are also provided, utilizing the different topologies created by the inner and outer electrodes when taking impedance measurements. | 1. An electrode array for diagnosing the presence of a disease state in a living organism, the electrode array comprising: a) a body; b) a plurality of flexible arms extending from the body; and c) a plurality of outer electrodes provided on the plurality of flexible arms, the plurality of outer electrodes adapted to encircle a first area of the living organism; and d) a plurality of inner electrodes provided on at least one of the flexible arms and positioned partway between the body and the outer electrodes, the plurality of inner electrodes adapted to encircle a second area of the living organism at a different topology than the first area, the outer electrodes and the inner electrodes arranged on the arms to obtain impedance measurements between respective electrodes. 2. An electrode array according to claim 1, wherein the plurality of impedance measurements are taken from a predetermined plurality of electrodes between the first area and the second area. 3. An electrode array according to claim 2, wherein at least one of the outer electrodes is spaced from the body greater than the other outer electrodes. 4. An electrode array according to claim 7, wherein at least a further one of the outer electrodes is spaced from the body greater than the other outer electrodes but not as great as the at least one outer electrode. 5. An electrode array according to claim 4, wherein the further outer electrode is provided on a flexible arm adjacent to a flexible arm having the at least one outer electrode. 6. An electrode array according to claim 5, wherein at least one of the inner electrodes is spaced from the body greater than the other inner electrodes. 7. An electrode array according to claim 6, wherein the at least one inner electrode is provided on the flexible arm having the at least one outer electrode. 8. An electrode array according to claim 3, wherein the at least one outer electrode comprises a first set of electrodes having at least one electrode on each of two adjacent flexible arms. 9. An electrode array according to claim 8, wherein the outer electrodes provide for a second set of electrodes spaced from the body greater than the other outer electrodes but not as great as the first set of electrodes. 10. An electrode array according to claim 9, wherein the second set of electrodes has at least one electrode on each of two flexible arms, and said flexible arms are each adjacent to one of the flexible arms that has the first set of electrodes. 11. An electrode array according to claim 10, wherein the outer electrodes provide for a third set of electrodes spaced from the body greater than the other outer electrodes but not as great as the second set of electrodes. 12. An electrode array according to claim 11, wherein the third set of electrodes has at least one electrode provided on one flexible arm, and said flexible arm is adjacent to one of the flexible arms that has the second set of electrodes. 13. An electrode a... | Z-Tech (Canada) Inc. | A61B005/04
US20080039885 | A1 | 2008-02-14 | Dampening And Retraction Mechanism For A Lancing Device | 2005-02-04 | A lancing device (10) is disclosed that includes a main housing (12) having an internal surface enclosing a portion of a lancing mechanism. The lancing mechanism includes a lancet holder (36) attached to a shaft (38) and a drive spring (42) surrounding a portion of the shaft (38). The lancing device (10) also includes a movable housing (14) adjacent the main housing (12). The moveable housing (14) has an internal surface enclosing a portion of the shaft (38) of the lancing mechanism. The enclosed portion of the shaft (38) has a retainer (40) and a secondary spring (46) surrounding at least a section of the shaft (38). The secondary spring (46) is adapted to move the movable housing (14) from a cocking position to a resting position. The secondary spring (46) is further adapted to move the lancing mechanism from a puncture position to a resting position. | 1. A lancing device, comprising: a main housing having an internal surface enclosing a portion of a lancing mechanism, the lancing mechanism including a lancet holder attached to a shaft and a drive spring surrounding a portion of the shaft, the drive spring being located between the lancet holder and the internal surface, the lancing mechanism being adapted to move between a resting position, a cocking position, and a puncture position; and a movable housing adjacent the main housing, the movable housing being adapted to move from a resting position to a cocking position, the moveable housing having an internal surface enclosing a portion of the shaft of the lancing mechanism, the enclosed portion of the shaft having a retainer and a secondary spring surrounding at least a section of the shaft, the secondary spring being located between the retainer and the internal surface of the movable housing, wherein the secondary spring is adapted to move the movable housing from the cocking position to the resting position, the secondary spring being further adapted to move the lancing mechanism from the puncture position to the resting position. 2. The lancing device of claim 1, wherein the secondary spring has a spring constant less than the spring constant of the drive spring. 3. The lancing device of claim 1, wherein the drive spring is not attached to the lancet holder or the internal surface of the main housing. 4. The lancing device of claim 1, wherein the secondary spring is not attached to the retainer of the shaft or the internal surface of the movable housing. 5. The lancing device of claim 1, wherein neither the drive spring nor the secondary spring are attached to any component of the lancing mechanism. 6. The lancing device of claim 1, wherein the secondary spring surrounds the entirety of the portion of the shaft enclosed within the movable housing. 7. A method for damping a lancet, comprising the acts of: providing a lancing device including (i) a main housing having an internal surface enclosing a portion of a lancing mechanism, the lancing mechanism including a lancet holder attached to a shaft and a drive spring surrounding a portion of the shaft, the drive spring being located between the lancet holder and the internal surface, the lancing mechanism being adapted to move between a resting position, a cocking position, and a puncture position; and (ii) a movable housing adjacent the main housing, the movable housing being adapted to move from a resting position to a cocking position, the moveable housing having an internal surface enclosing a portion of the shaft of the lancing mechanism, the enclosed portion of the shaft having a retainer and a secondary spring surrounding at least a portion of the shaft, the secondary spring being located between the retainer and the internal surface of the movable housing; compressing the drive spring and the secondary spring by moving the movable housing away from the main housing to ... | - | A61B005/15
US20080004520 | A1 | 2008-01-03 | System for and method of diagnostic coding using medical image data | 2007-06-14 | In accordance with at least one aspect, a method is provided to automatically generate a diagnosis based on information provided in a subject MRI image. In one embodiment, a plurality of stored MRI images are associated with one or more pathological conditions. A region of interest is identified in a subject color MRI image. A closest match between the subject MRI image and a stored image is determined by comparing the region of interest to a region of at least one of the plurality of stored images. A diagnosis is generated for the subject image. | 1. A method of automatically generating a diagnosis based on information provided in a subject MRI image, the method comprising acts of: associating each of a plurality of reference color MRI images corresponding to one or more pathological conditions with a diagnosis, respectively; identifying a region of interest in the subject MRI image; comparing the region of interest to one or more regions of at least one of the plurality of reference color MRI images; determining a closest match between the subject MRI image and a reference image selected from among the plurality of reference color MRI images; and generating a diagnosis associated with the subject image based at least partly on a pathological condition associated with the reference image. 2. The method of claim 1, further comprising an act of assigning a confidence factor to the diagnosis. 3. The method of claim 1, further comprising an act of assigning a diagnosis code to the subject image, wherein the diagnosis code corresponds to the generated diagnosis. 4. The method of claim 3, wherein the act of generating the diagnosis includes an act of generating a diagnosis that at least one color MRI image is normal. 5. The method of claim 4, further comprising an act of determining whether at least one feature of a pathological condition is represented in the color MRI image and generating a diagnosis that the at least one color image is normal when the pathological condition is not present. 6. The method of claim 4, further comprising an act of assigning a confidence factor to the diagnosis that the at least one color MRI image is normal. 7. The method of claim 1, wherein the act of generating the subject MRI includes an act of automatically generating the subject MRI based on both pixel intensities occurring in at least one gray-scale image and an image-generating parameter with which the at least one gray-scale image is generated. 8. The method of claim 1, further comprising an act of determining a strength of the closest match. 9. The method of claim 8, wherein the act of determining the strength of the closest match includes an act of determining an area of a particular type of tissue in the region of interest. 10. The method of claim 1, wherein the act of identifying further comprises an act of automatically identifying the region of interest. 11. The method of claim 1, further comprising an act of identifying the region of interest from among a plurality of regions automatically selected. 12. The method of claim 1, further comprising an act of generating the diagnosis based on information provided in a plurality of subject MRI images. 13. The method of claim 12, further comprising an act of generating the plurality of subject MRI images as a series of color slices of a subject. 14. The method of claim 12, further comprising acts of: identifying a region of interest in each of the plurality of subject MRI images; and comparing each region of interest with one o... | - | A61B005/055
US20080039698 | A1 | 2008-02-14 | Cognitive Processing | 2004-08-20 | Methods for the determination of cognitive processing of an individual or groups of individuals are described. Deviation from a control range of cognitive processing is determined with reference to a standardized task. Methods comprise measurement of time to complete the standardized task in a group of control subjects, measurement of temporal eyeblink occurrence during performance of the task by the control subjects, and calculation of a control range for the control subjects, the control range being calculated from at least the temporal eyeblink occurrence during a common phase within the standardized task for the control subject. Deviation from the control range indicates the test subject has altered cognitive processing relative to the control subjects. | 1. A method for creating a control range suitable for detecting cognitive processing of at least one test subject using a standardised task, the method comprising: measurement of time to complete the standardised task in a group of control subjects; andmeasurement of temporal eyeblink occurrence during performance of the task by the control subjects; andcalculation of a control range for the control subjects, the control range being calculated from at least the temporal eyeblink occurrence during a common phase within the standardised task for the control subjects;wherein deviation from the control range indicates the test subject has altered cognitive processing relative to the control subjects. 2. The method according to claim 1, wherein the temporal eyeblink occurrence is used to derive the gap or time elapsed between blinks over a plurality of adjacent blink events. 3. The method according to claim 1, wherein the standardised task is a structured task, where the common phase is selected from: a first orientation phase, occurring at commencement of the task;a second or intermediate phase showing the test subject's task progress; anda common task completion period (CTCP) of the task. 4. The method according to claim 3, wherein the structured task is chosen to emphasise the control subject's mental processing during the orientation phase and/or intermediate phase of the task by incorporation of the orientation phase and/or intermediate phase into later phases of the task. 5. The method according to claim 3, wherein the common phase of the standardised task is the completion phase of the task. 6. The method according to claim 1, wherein measurement of at least one of eyeblink characteristic of eyeblink power B is also performed, the eyeblink characteristic being selected from eyeblink duration and eyeblink amplitude, the eyeblink characteristics occurring during performance of the standardised or structured task. 7. The method according to claim 6, wherein B is a mathematical derivative of eyeblink amplitude and eyeblink duration. 8. The method according to claim 6, wherein B is a mathematical derivative of eyeblink duration, eyeblink amplitude and temporal gap between eyeblink occurrence. 9. The method according to claim 2, wherein the common phase of control subject's performance in the common phase of the task is analysed by plotting or tracking quantitative gap time elapsed between the plurality of blink events against time of the task. 10. The method according to claim 9, wherein measurement of at least one eyeblink characteristic of eyeblink power B is also plotted or tracked for each blink against time of at least the common task, wherein B is selected from eyeblink duration, eyeblink amplitude, temporal gap between eyeblink occurrence or any derivative thereof. 11. The method according to claim 10, wherein individual blinks are smoothed and weighted by clustering into peaks occurring over the common phase within the task. 12. T... | - | A61B005/16
US20080004518 | A1 | 2008-01-03 | MAGNETIC RESONANCE SEQUENCE FOR QUANTITATIVE T1 MAPPING DURING FREE BREATHING | 2007-06-28 | An apparatus includes a magnetic resonance scanner configured to apply a navigation pulse exciting a navigation region, and a saturation or inversion pulse saturating or inverting a region of interest but not saturating or inverting a portion or all of the navigation region, and to read navigation magnetic resonance data excited by the navigation pulse and informational magnetic resonance data in the saturated or inverted region of interest. A processor is configured to process the informational magnetic resonance data based at least in part on the navigation magnetic resonance data. The apparatus is suitable for performing an imaging method including: saturating or inverting an imaging region while leaving a navigation region unsaturated or non-inverted; generating navigation data from the navigation region; generating saturation or inversion recovery data from the imaging region; and creating a T1 map from the saturation or inversion recovery data. | 1. A magnetic resonance method comprising: saturating or inverting an imaging region while leaving a navigation region unsaturated or non-inverted;generating navigation data from the navigation region;generating saturation recovery or inversion recovery data from the imaging region; andcreating a T1 map from the saturation recovery or inversion recovery data. 2. The magnetic resonance method as set forth in claim 1 wherein the saturating or inverting comprising: applying a first excitation pulse component to excite a first region that includes at least an operative portion of the navigation region; andapplying a second excitation pulse component to excite at least the imaging region and the first region, the first and second excitation pulse components substantially canceling in the first region. 3. The magnetic resonance method as set forth in claim 2, wherein the first and second excitation pulse components have one of (i) respective first and second flip angles that are equal in magnitude and opposite in polarity or (ii) equal magnitude. 4. The magnetic resonance method as set forth in claim 2, wherein the first region includes at least a portion of the navigation region that intersects a diaphragm, the magnetic resonance method further including: assigning respiratory phase values to the inversion recovery data based on substantially concurrently generated navigation data. 5. The magnetic resonance method as set forth in claim 4, wherein the navigation region is a one- or two-dimensional navigation region arranged substantially transverse to the diaphragm. 6. The magnetic resonance method as set forth in claim 5, wherein the first region coincides with the navigation region. 7. The magnetic resonance method as set forth in claim 5, wherein the first region encompasses with the diaphragm or other structure that is subject to respiratory motion. 8. The magnetic resonance method as set forth in claim 4, wherein the creating of the T1 map from the saturation recovery or inversion recovery data includes one of: excluding saturation recovery or inversion recovery data having assigned respiratory phase values outside of a selected respiratory phase window; orincluding saturation recovery or inversion recovery data after correction of respiratory motion induced displacement or deformation, or image artifacts resulting from respiratory motion occurring during data acquisition. 9. The magnetic resonance imaging method as set forth in claim 8, wherein the saturating or inverting and the generating saturation recovery or inversion recovery data are repeated with different time intervals between the saturating or inverting and the generating to acquire saturation recovery or inversion recovery data with different magnetic resonance recovery times, and the creating of the T1 map includes: deriving a T1 map from the saturation recovery or inversion recovery data with different magnetic resonance recovery times. 10. The magnetic resonance imaging me... | KONINKLIJKE PHILIPS ELECTRONICS N.V. | A61B005/055
US20080004903 | A1 | 2008-01-03 | Enhanced communication link for patient diagnosis and treatment | 2006-07-18 | Exemplary embodiments provide a verification technique that facilitates administration of a health-related procedure to an intended recipient patient or group of patients. An interface template or signal protocol may be configured to establish suitable matching between the patient and various types of objects used to administer the health-related procedure. | 1. A method for patient verification comprising: establishing a signal confirmation protocol that includes identification information related to a particular patient;incorporating a first version of the identification information in an interface module associated with the particular patient;incorporating a second version of the identification information in a communication module associated with a selected procedure intended for the particular patient; andimplementing the signal confirmation protocol via a communication link between the communication module and the interface module to facilitate suitable matching of the selected procedure with the particular patient. 2. The method of claim 1 further comprising: coupling the communication module with a tangible object that is used in connection with the selected procedure. 3. The method of claim 2 wherein said coupling the communication module with a tangible object includes: incorporating the communication module as an integral part of the tangible object. 4. The method of claim 2 wherein said coupling the communication module with a tangible object includes: incorporating the communication module as an attachment to the tangible object. 5. The method of claim 2 further comprising: providing a locking mode to maintain the communication link between the communication module and the interface module during a period involving usage of the tangible object for its intended purpose with the particular patient. 6. The method of claim 2 further comprising: enabling attachment of the interface module to a bodily patient location proximate to a functional usage position for the tangible object. 7. The method of claim 2 further comprising: maintaining the communication link between the communication module and the interface module during one or more of the following time periods: prior to functional usage of the tangible object, at the onset of functional usage of the tangible object, during functional usage of the tangible object, periodically during functional usage of the tangible object, continuously during functional usage of the tangible object. 8. The method of claim 2 further comprising: providing a lockout-mode to prevent functional usage of the tangible object with respect to the particular patient during a time period of communication link disengagement between the communication module and the interface module. 9-11. (canceled) 12. The method of claim 1 further comprising: enabling attachment of the interface module to a bodily part of the particular patient. 13. The method of claim 1 further comprising: making an arrangement for the interface module to be integral with a patient identity tag secured to a bodily portion of the particular patient. 14. The method of claim 1 further comprising: making an arrangement for the interface module to be coupled to an identity tag secured to a bodily portion of the particular patient. 15. The method of claim 1 further comprising: providing a sta... | Searete LLC, a limited liability corporation of the state of Delaware | G06Q010/00 A61B005/00
US20080039707 | A1 | 2008-02-14 | Medical image management method for managing medical images, and medical image management apparatus and report preparation method using the same | 2007-06-06 | A first storage stores a first medical image, positional information in the first medical image and regional information corresponding to the positional information, respectively. A second storage stores second medical images. A display unit displays the first medical image and the second medical images stored in the second storage. A selector selects a second medical image to be associated with the first image. A specifying unit which specifies a position to be associated with the selected second medical image and a position on the displayed first medical image. An extraction unit extracts regional information associated with the specified position, based on the specified position and the positional information. A third storage stores association between the extracted positional information and the selected second medical image. | 1. A medical image management apparatus, comprising: a first storage which stores a first medical image, positional information in the first medical image and regional information corresponding to the positional information, respectively;a second storage which stores a second medical image different from the first medical image stored in said first storage;a display unit which displays the first medical image stored in the first storage and the second medical image stored in the second storage in separate areas, respectively;a selector which selects a second medical image to be associated with the first image from among second images displayed on said display unit;a specifying unit which specifies a position to be associated with the second medical image selected by said selector wherein the position is a position on the first medical image displayed on said display unit;an extraction unit which extracts regional information associated with the specified position, based on the position specified by said specifying unit and the positional information stored in said first storage; anda third storage which stores association between the positional information extracted by said extraction unit and the second medical image selected by said selector. 2. A medical image management apparatus according to claim 1, wherein said third storage further stores association among the position specified by said specifying unit, the extracted positional information and the selected second medical image, wherein based on the positional association stored in said third storage said display unit displays additional information, indicating that the second medical image is associated therewith, on the first medical image. 3. A medical image management apparatus according to claim 2, further comprising a change/deletion unit which changes or deletes the association stored in said third storage by specifying an operation of changing or deleting the additional information displayed on said display unit. 4. A medical image management apparatus according to claim 1, wherein when said extraction fails to extract region information, said display unit displays a message indicating that extraction has failed. 5. A medical image management apparatus according to claim 1, wherein said third storage further stores information on a medical treatment associated with the regional information, wherein said display unit displays the information on a medical treatment stored in said third storage in an area different from the area in which the first medical image and the second medical image are displayed. 6. A medical image management apparatus according to claim 2, wherein said third storage further stores information on a medical treatment associated with the regional information, wherein said display unit displays the information on a medical treatment stored in said third storage in an area different from the area in which the first medical image and the second medical image a... | Olympus Medical Systems Corp. | A61B005/00
US20080009717 | A1 | 2008-01-10 | Method for generating a medical image and a medical imaging system | 2007-05-03 | The invention relates to a method for generating a medical image with at least one emission source and at least one detector of a medical imaging system, with the radiation from the emission source penetrating the object and attenuated by the object being detected by the detector to generate the medical image as a mapping of the object structure. The invention also relates to a medical imaging system for the generation of image data as a basis for the generation of a medical image. By the provision of a freely positionable emission source and a detector, the possibility of expanding the overlap area of the radiation thus detected up to the structural limits of the medical imaging system is provided. A volume image data record, e.g. a computer tomography (CT), thus forms the complete investigation object located between the emission source and the detector. | 1. A method for generating a medical image of an object using a medical imaging system comprising an emission source and a detector arranged relative to each other, comprising: independently positioning the emission source and the detector relative to each other for a plurality of object irradiations with at least a part of the object being arranged between the emission source and the detector and at least a part of a radiation from the emission source being detected by the detector;determining a plurality of actual positions of the emission source and the detector for the object irradiations;obtaining a three-dimensional reconstruction volume of the object in at least one overlap area of at least two of the object irradiations based on the at least two respective actual positions of the emission source and the detector;calculating a volume image data record of the object from the three-dimensional reconstruction volume;generating the medical image of the object from the volume image data record relative to a predetermined section plane; andmedically examining the object using the medical image. 2. The method as claimed in claim 1, wherein an image distortion due to an offset position of the emission source relative to the detector is considered during an image data processing. 3. The method as claimed in claim 1, wherein a distortion in superpositioning image data of the object irradiations for obtaining the three-dimensional reconstruction volume is considered during an image data processing. 4. The method as claimed in claim 1, wherein the three-dimensional reconstruction volume and the volume image data record are algebraically depicted as a part of a projection matrix. 5. The method as claimed in claim 4, wherein the projection matrix depicts a complete volume of the object. 6. The method as claimed in claim 1, wherein the three-dimensional reconstruction volume has a same size of the object and is obtained in an overlap area of the object irradiations by positioning the emission source and the detector relative to each other for the object irradiations. 7. The method as claimed in claim 1, wherein at least two three-dimensional reconstruction volumes of the object are obtained in at least two overlap areas of the object irradiations by positioning the emission source and the detector relative to each other for the object irradiations. 8. The method as claimed in claim 7, wherein at least two volume image data records are calculated from the at least two three-dimensional reconstruction volumes. 9. The method as claimed in claim 8, wherein the at least two volume image data records are combined by a graphic image data processing method into one complete date record. 10. The method as claimed in claim 9, wherein the graphic image data processing method is an image stitching method. 11. The method as claimed in claim 7, wherein the at least two three-dimensional reconstruction volumes are combined by a graphic image data processing m... | - | A61B005/05
US20080045819 | A1 | 2008-02-21 | Blood-Sugar Level Management System | 2005-07-21 | There is provided a mobile blood-sugar level measuring system enabling a diabetic patient to accurately and easily perform management of blood-sugar level measurement timing, management of changes in blood-sugar level, and further prediction of a future blood-sugar level. The blood-sugar level measuring system is formed by using a blood-sugar level processing device including a data-arithmetic-processing unit for arithmetically processing the measurement-data, an external data importing unit for entering and accumulating external data on blood-sugar level, a display device for displaying the result of the arithmetic-processing, and a display device control unit for controlling the display device, in combination with a conventional, mobile blood-sugar level monitoring device. | 1. A blood-sugar level management system comprising: a blood-sugar level monitoring device including a blood-sugar monitoring unit for measuring a blood-sugar level of an examinee, a measurement-data accumulation unit for accumulating measured blood-sugar level as measurement-data, a measurement-control data-pre-processing unit for pre-processing said measurement-data, a first display device for displaying the pre-processing result, a first display-device control-unit for controlling said first display device, a time-management unit for managing measurement timing of said blood-sugar level, a control switch for controlling said monitoring unit, said measurement-data accumulation unit, said measurement-data pre-processing unit, said first display device, said first display-device control-unit, and said time-management unit, and a first interface unit; and a blood-sugar level processing device including a data-arithmetic-processing unit for arithmetically processing the measurement-data from said measurement-control data-pre-processing unit or external data, a second display device for displaying the result of the arithmetic-processing, a second display-device control-unit for controlling the second display device, and a second interface unit; wherein said blood-sugar monitoring device and said blood-sugar level processing device are connectible via said first interface unit and said second interface unit, and transmit to and receive from each other at least one of said measurement-data, the result of the pre-processing, and the result of the arithmetic-processing. 2. The blood-sugar level measuring system in accordance with claim 1, wherein said data-arithmetic-processing unit has a means for creating a graph in which the measured blood-sugar level is plotted against time based on said measurement-data, and said second display device has a means for displaying said graph. 3. The blood-sugar level measuring system in accordance with claim 1 or 2, wherein said data-arithmetic-processing unit is provided with a means for creating a graph in which said measured blood-sugar level is plotted against elapsed time from immediately after a start of a breakfast, lunch, or dinner intake based on said measurement-data; and said second display device is provided with a means for displaying said graph. 4. The blood-sugar level measuring system in accordance with claim 2 or 3, wherein said data-arithmetic-Processing unit is provided with a period-changing means for changing a period of said time by said control switch. 5. The blood-sugar level measuring system in accordance with any of claims 1 to 4, wherein said measurement-data accumulation unit is provided with a means for changing the accumulation period of said measurement-data. 6. The blood-sugar level measuring system in accordance with any of claims 1 to 5, wherein said external data is a target blood-sugar level set by a medical doctor. 7. The blood-sugar level measuring system in accordan... | MATSUSHITA ELECTRIC INDUSTRIAL CO., LTD. | A61B005/00
US07338445 | B2 | 2008-03-04 | Hard disk drive medical monitor with shock-proofing | 2004-06-29 | A medical monitor is disclosed for implantation in a human body for monitoring biological activity and states as detected by implanted sensors. The medical monitor includes at least one hard disk drive. A transmitter and receiver for produces and transmits signals. The medical monitor is in communication with the sensors, by which information on biological activity and states is stored on the at least one disk drive. An enclosure surrounds the at least one hard disk drive, where the enclosure includes a shock-proofing system. | 1. A medical monitor for implantation in the user's body for monitoring data on biological activity and states gathered from sensors implanted in the user's body, said medical monitor comprising: at least one hard disk drive, which is adapted to be implanted in a user's body;a transmitter and receiver for producing and transmitting signals in the radio frequency range, said medical monitor being in communication with said sensors, by which information on biological activity and states is stored on said at least one hard disk drive;an outer enclosure surrounding said at least one hard disk drive, said outer enclosure including sealant which is impervious to body fluids of the user;an inner enclosure within said outer enclosure; anda shock-proofing system which includes at least one miniature air bag within said outer enclosure and which surrounds said inner enclosure. 2. The medical monitor of claim 1, wherein: said at least one miniature air bag includes an upper air bag and a lower air bag. 3. A system for monitoring biological activity and states in the body of a user, comprising: a medical HDD monitor which is adapted to be implanted in a user's body, including at least one hard disk drive, a transmitter and a receiver for producing and transmitting signals in the radio frequency range, an inner enclosure surrounding said at least one hard disk drive, an outer enclosure surrounding said inner enclosure, said outer enclosure including sealant which is impervious to body fluids of the user and a shock-proofing system which includes at least one miniature air bag within said outer enclosure and which surrounds said inner enclosure;at least one sensor for communicating data from at least one site in said body of said user to said medical HDD monitor; andan external programming interface which communicates with said medical HDD monitor by radio frequency transmission, in order to set performance parameters of said medical HDD monitor. 4. The system of claim 3, wherein: said at least one miniature air bag includes an upper air bag and a lower air bag. 5. The system of claim 3, wherein: said at least one sensor communicates with said medical HDD monitor by radio frequency transmissions. 6. The system of claim 3, wherein: said at least one sensor communicates with said medical HDD monitor by micro-cables. 7. The system claim 3, further comprising: an external programming device which is in radio frequency communication with said medical HDD monitor. 8. The system of claim 7, wherein: said external programming device is chosen from a group consisting of hand-held computers and laptop computers. 9. The system of claim 8, wherein: said external programming device communicates with said medical HDD monitor through encrypted communications. 10. The medical monitor of claim 1, wherein: said inner enclosure includes sealant which is impervious to body fluids of the user. 11. The medical monitor of claim 3, wherein: said inner enclosure includes sea... | Hitachi Global Storage Technologies Netherlands, B.V. | A61B005/00
US07338487 | B2 | 2008-03-04 | Device for delivering localized x-ray radiation and method of manufacture | 2001-11-20 | Generally, the present invention provides a device for insertion into a body of a subject being treated to deliver localized x-ray radiation, and a method for fabricating such a device. The device includes a cathode structure that has a thin, diamond film as a cathode. The device further comprises a vacuum housing and an anode. A method for fabricating a device for localized x-ray radiation is described which includes the formation of a thin diamond film on a getter at temperatures below an activation temperature of the getter. | 1. A transmissive device for insertion into a patient's cardiovascular system, comprising: a catheter with a lumen, the catheter having a proximal portion and a distal portion;an x-ray source at the catheter distal portion, the x-ray source having a vacuum chamber defined by a chamber wall and containing an anode and cathode for generating an electrical field, the vacuum chamber having a diameter less than 3 mm;an electrically insulating material positioned between the vacuum chamber wall and the anode at joints of the vacuum chamber wall;a flexible coaxial cable in the lumen having a center conductor coupled to the anode and an external conductor; anda conductive layer overlying a portion of the vacuum chamber coupling the cathode to the external conductor of the flexible coaxial cable. 2. The device of claim 1 further comprising a biocompatible coating over the flexible coaxial cable. 3. The device of claim 1 wherein an electric field of approximately 20 keV/micron or less is applied across the anode and cathode to generate x-ray radiation. 4. The device of claim 1 wherein the conductive layer is solder. 5. The device of claim 1 wherein the x-ray source generates radiation in a range of 8–10 keV. 6. The device of claim 1 wherein the device further includes a housing protecting the x-ray source. 7. The device of claim 6 wherein the housing is transmissive to x-rays and comprises boron nitride. | Medtronic Vascular, Inc. | A61B018/18 A61B005/10
US20080037018 | A1 | 2008-02-14 | Methods and Systems for Determining and Measuring the Time of Death, Time, Condition and Liquid Content of and At Teeth or Materials | 2005-05-11 | Data are compiled by simulation before or during a process which a tooth or material can undergo or has undergone, and the data are then used for computing purposes and/or as reference data after an additional measurement data acquisition process in order to achieve one or more of the purposes of the disclosed methods. Data are acquired at the tooth or material by means of an instrument which can sense the spectral composition and/or the radiation path of electromagnetic radiation, in particular light, and/or by means of another conventional and known method for sensing a condition or liquid content. | 1. A method for the purpose of determining the time of death comprising the steps: a) First postmortem recording(s) or acquisition(s) of the condition of one and/or more artificial and/or natural teeth by means of suitable instrument for the purpose of acquiring data and registration of the when-data (time of acquisition); b) Liquid storage of the tooth by simulation, whereby, with increasing fluid absorption, the tooth finds the data, which data the tooth had during the life time of the living being; c) Subsequent successive drying of the tooth by simulation and accompanied by acquisition(s) by means of an instrument suitable for acquiring data, to the point, at which the data equate the data of the first postmortem measurement or at least match the data in such a manner that they are within a predefined range of tolerance; and d) Determining the time of death by calculation back from the point of time of the first postmortem acquisition(s) back into the past by means of the drying time detected in step c). 2. The method for the purpose of determining the time of death and/or determining the post-mortem period of the corpse and/or the measurement and/or detection of a point of time and/or time period and/or condition and/or a liquid content and/or water content at the tooth and/or of a tooth and/or at the substance and/or of a substance comprising the (preceding) detection (reference data acquisition) of one or more possible fluid contents and/or water contents and/or conditions, which can be assumed by the teeth and/or the substances by means of at least one suitable instrument, which supplies reference data, whereby, if necessary, the reference data can also be detected during the process of changing the condition and/or the liquid absorption and/or liquid release and/or the water absorption and/or water release of a or one tooth and/or substance or several teeth and/or substances and/or whereby these reference data, depending on the use thereof, were related with the process-related time factor and/or the corresponding liquid content and/or water content and/or condition, whereby this reference data acquisition occurs by simulation and, in the following, in the case of (usage) of one and/or of more renewed recording(s) of one or more data for example at a tooth and/or substance and/or “object”, which is to be examined, corresponding reference data can be consulted, in order to be used for one or more of the aforementioned purposes. 3. The method according to claim 1, comprising one or more connection(s) of data and/or of color samples and/or of comparative patterns or samples and/or of the condition and/or of the liquid content and/or water content of the tooth and/or of the substance and/or of teeth and/or of substances, whereby the resulting connections in its use, now enables, for example, the detection and/or determination of a point of time and/or of a time period and/or of the liquid content and/or of the water content and/or of th... | - | G01N021/31 A61B005/00
US20080077054 | A1 | 2008-03-27 | Cervical dilator and methods of use | 2006-08-28 | In one embodiment, a cervical dilator includes a tubular member having a rounded cap disposed at the distal end, a balloon disposed on the distal portion, a lumen extending longitudinally within the tubular member, and a flexible wire attached to the wall of the lumen. The cervical dilator may be extended inside the uterus of a patient for sounding, and the tubular member will bend but not snap if excessive pressure is applied against a uterine wall, sliding away from the point of contact. The balloon is then properly positioned inside the cervical canal and gradually inflated. In other embodiments, a plurality of tubular members may be included, each reciprocating within another, and one or two applicator members may also be provided, to retain the cervix in position before and after dilation. | 1. A cervical dilator comprising: a tubular member having a distal end, a proximal end, and a lumen therebetween, the tubular member being made of a semi-rigid material;a rounded cap disposed at the distal end, the rounded cap having a diameter larger than the diameter of the tubular member;a flexible wire extending inside the lumen from the cap to the proximal end, the flexible being attached to a lumen wall;an elongated balloon disposed distally on the tubular member, the balloon having a size capable of dilating a cervical canal, the balloon being in fluid communication with the lumen. 2. The cervical dilator of claim 1, wherein the rounded cap is a sphere or an ellipsoid. 3. The cervical dilator of claim 1, wherein the balloon inflates to comprise a substantially cylindrical central portion and opposite proximal and distal tapered end portions. 4. The cervical dilator of claim 3, wherein a colored marking is disposed at the transition between the substantially cylindrical central portion and the proximal tapered end portion. 5. The cervical dilator of claim 1, further comprising an injection device connected to the proximal end of the tubular member and dimensioned to progressively inflate the balloon. 6. The cervical dilator of claim 5, wherein the injection device inflates the balloon with a saline solution. 7. The cervical dilator of claim 5, wherein the injection device carries markings corresponding to the quantities of saline solution to be injected to cause a progressive inflation of one millimeter of the substantially cylindrical central portion of the balloon. 8. The cervical dilator of claim 5, wherein the injection device is a syringe. 9. The cervical dilator of claim 1, wherein the tubular member carries markings on its outer surface, enabling a clinician to measure the depth of insertion of the tubular member into the cervical canal. 10. The cervical dilator of claim 1, further comprising an outer member having a proximal end and a distal end and a lumen therebetween, the tubular member reciprocating in the lumen of the outer member, a first applicator member being detachably disposed at the proximal end of the outer member, the first applicator member being dimensioned to fit within the cervical canal in dilated condition. 11. The cervical dilator of claim 10, wherein the first applicator member has a frustoconical body carrying one or more spirally disposed grooves or protrusions on its lateral surface, and wherein the first applicator member is detachably disposed on the outer member by detachably connecting the tubular member to a longitudinal lumen in the frustoconical body. 12. The cervical dilator of claim 10, further comprising a second applicator member disposed on the tubular member proximally of the balloon, the second applicator member being dimensioned to fit within the cervical canal in undilated condition, the lumen of the outer member having a diameter sufficient to permit passage of the second applicat... | FEMSUITE, LLC | A61B005/103
US20080027350 | A1 | 2008-01-31 | Methods and apparatus for localization, diagnosis, contact or activity detection of bio-electric tissue | 2006-07-13 | Methods and apparatus for localization, diagnosis, contact or activity detection of bio-electric tissue providing improved sensitivity to the distance between a sensing electrode and bio-electric tissue and providing the means to measure the impedance of the tissue between a sensing electrode and bio-electric tissue. In accordance with the method, a controlled effective input impedance is provided to the monitor, which input impedance can be set to cause a significant portion of the bio-electric tissue signal to be dropped across the tissue between a sensing electrode and the bio-electric tissue when the two are separated by a predetermined or arbitrary distance. Various illustrative embodiments and forms of construction are disclosed. | 1. A method of sensing bioactivity of bio-electric tissue comprising: inserting a sensing electrode into the vicinity of the bio-electric tissue; and,monitoring the electrode voltage between the sensing electrode and a reference electrode using a monitor having a predetermined effective input impedance, the input impedance being selected to cause a significant portion of the bio-electric voltage to be dropped across the tissue between a tip of the electrode and the bio-electric tissue. 2. The method of claim 1 wherein monitoring the electrode voltage is done using a high input impedance monitor, and further comprising placing a resistance or impedance in parallel with the monitor input terminals to achieve the predetermined effective input impedance. 3. The method of claim 2 further comprising controllably disconnecting the resistance or impedance from the monitor input terminals, whereby the monitor may be used with the electrode as a high input impedance monitor. 4. The method of claim 1 wherein monitoring the electrode voltage is done using a high input impedance monitor, and further comprising placing any or a combination of resistances or impedances in parallel with the monitor input terminals to provide a selection of predetermined effective input impedances. 5. The method of claim 5 further comprising controllably disconnecting the resistances or impedances from the monitor input terminals, whereby the monitor may be used with the electrode as a high input impedance monitor. 6. The method of claim 5 wherein monitoring the electrode voltage further comprises monitoring the change in electrode voltage with change in position of the electrode relative to the bio-electric tissue. 7. The method of claim 1 wherein the monitor is an ECG monitor. 8. A method of sensing a parameter responsive to the impedance of tissue between a sensing electrode and bio-electric tissue comprising: inserting the sensing electrode into the vicinity of the bio-electric tissue; and,using a monitor with a predetermined input impedance RI, measuring the electrode voltage VM′ between the sensing electrode and a reference electrode with a second predetermined impedance RN coupled between the sensing electrode and the reference electrode, and measuring the electrode voltage VM between the sensing electrode and the reference electrode with the second predetermined impedance not coupled between the sensing electrode and the reference electrode; and,calculating the parameter responsive to the impedance RD of the tissue between the sensing electrode and bio-electric tissue based on the measured values of VM and VM′. 9. The method of claim 8 wherein the input impedance RI is much larger than the second impedance RN, and the parameter responsive to the impedance RD of the tissue between the sensing electrode and bio-electric tissue is determined based on the equation:RD≈RN(VM-VM′)VM′. 10. The method of claim 8 wherein the electrode voltages VM and VM′ are repeatedly me... | Advanced Cardiovascular Systems, Inc. | A61B005/05
US07336985 | B2 | 2008-02-26 | Fetal heart rate electrode assembly, connector for same, cable assembly, system, and methods of use | 2004-09-30 | A fetal heart rate electrode assembly, a connector for use therewith and a cable assembly including a housing assembly configured for engagement with the connector. The electrode assembly includes a drive knob configured and located for selective extension of a fetal scalp electrode beyond a distal end thereof. The connector comprises a rotationally omnidirectional contact assembly disposed within a dielectric housing including an annular groove on the exterior thereof The housing assembly includes longitudinally resiliently biased pin contacts for end face contact with the contacts of the connector disposed within an inner housing of the housing assembly having an O-ring and an annular retention element positioned to respectively wipe the exterior of the connector housing and grasp the connector housing at the annular groove when the connector is inserted thereinto. A system and methods of use are also disclosed. | 1. A fetal heart rate electrode assembly, comprising: a drive tube having a distal end and a proximal end;a drive knob having a bore therethrough and secured to the proximal end of the drive tube, the drive knob comprising a body having a resiliently biased stop tab extending distally therefrom at an acute angle to the body, the stop tab having a distally facing abutment and a foot extending distally thereon;an electrode block located at the distal end of the drive tube and of similar outer diameter thereto, the electrode block bearing a spiral electrode protruding distally therefrom and a reference electrode, each of the electrodes being connected to one end of a wire of a wire pair extending proximally through the drive tube and through the drive knob, each wire of the wire pair extending at an opposing end thereof to a connector of smaller lateral extent than an interior diameter of the drive tube, wherein the connector comprises: a dielectric housing bearing a central contact proximate a presenting end thereof comprising an end of a wire of the wire pair and an annular contact surrounding the central contact and electrically isolated therefrom connected to another wire of the wire pair; andwherein the central contact and the annular contact comprise substantially coplanar end faces perpendicular to a longitudinal axis of the connector; anda guide tube having a distal end and a proximal end and of greater inner diameter than an outer diameter of the drive tube, wherein a portion of the drive tube is disposed within the guide tube and the electrode block and the electrodes are disposed within the distal end of the guide tube and the proximal end of the drive tube and the drive knob extend beyond the proximal end of the guide tube;wherein the foot of the stop tab is disposed between the drive tube and the guide tube with the distally facing abutment of the stop tab abutting a proximal end of the guide tube. 2. The fetal heart rate electrode assembly of claim 1, wherein at least one of the spiral electrode and the reference electrode comprise stainless steel plated with gold. 3. The fetal heart rate electrode assembly of claim 1, wherein the dielectric housing further comprises an annular recess extending about a substantially cylindrical exterior portion thereof and remote from the presenting end. 4. The fetal heart rate electrode assembly of claim 1, wherein the dielectric housing further comprises a skirt extending beyond the end faces of the central contact and the annular contact and defining a cavity. 5. The fetal heart rate electrode assembly of claim 1, further comprising a cable assembly for connecting to the connector, the cable assembly comprising: a housing assembly comprising: an inner housing defining a chamber and having an aperture extending from the chamber to an exterior of the housing assembly;a first annular recess in the inner housing coaxially aligned with the aperture and carrying an elastomeric annular element;a second... | Clinical Innovations, LLC | A61B005/0448
US07317944 | B1 | 2008-01-08 | System and method for using a multi-contact electrode to stimulate the cochlear nerve or other body tissue | 2004-07-08 | A system and method for preserving temporal and spatial resolution in complex sounds for poor performing patients having high stimulation thresholds is described. The system and method employs two or more adjacent electrode contacts to deliver concurrent stimulation. This concurrent delivery of stimuli creates a high current field intensity that overlaps between individual current fields generated by the two or more adjacent electrodes and which individual fields are summed to create an overlapping field that has a higher current field intensity than a single current emanating from an individual electrode. The use of this method reduces or eliminates the need to increase either the stimulus current amplitude or to increase the pulse width, both of which may cause loss of system resolution, i.e., loss of fine structure information that is used to resolve complex sounds such as music. | 1. A method of cochlear stimulation for patients with high stimulation thresholds, comprising: providing a cochlear stimulation system that includes an array of electrode contacts E1 . . . EN, wherein the number of electrode contacts N is at least 2, and wherein each electrode contact is independently programmable;measuring a stimulation threshold including pulse width and pulse amplitude for at least one of the electrode contacts;determining whether the measured stimulation threshold represents a high stimulation threshold; andstimulating at least two adjacent electrodes concurrently with stimulus currents I1 and I2, when the measured stimulation threshold represents a high stimulation threshold; andwherein determining whether the measured stimulation threshold represents a high stimulation threshold comprises determining whether the pulse width exceeds about 50 microseconds and the pulse amplitude exceeds about 80% of a system compliance voltage. 2. The method of claim 1, wherein measuring the stimulation threshold comprises obtaining feedback from patient perception. 3. The method of claim 1, wherein measuring the stimulation threshold comprises automatically measuring the stimulation threshold using a neural response imaging system that includes means for sensing evoked cochlear nerve action potentials in response to application of a supra-maximal stimulus. 4. The method of claim 1, wherein the stimulus currents I1 and I2 are about equal in amplitude. 5. The method of claim 1, wherein the stimulus currents I1 and I2 are different in amplitude. 6. The method of claim 1 wherein the stimulus currents I1 and I2 comprise biphasic stimulus currents, having a first phase and a second phase. 7. The method of claim 6 wherein at least a portion of the first phase of stimulus currents I1 and I2 overlap in time. 8. The method of claim 1, wherein the number of electrode contacts N does not exceed 4. 9. A method of cochlear stimulation for patients with high stimulation thresholds, comprising: providing a cochlear stimulation system that includes an array of electrode contacts E1 . . . EN, wherein the number of electrode contacts N is at least 2, and wherein each electrode contact is independently programmable to be stimulated with a stimulation pulse having a programmed level, and further wherein a maximum stimulation level of the stimulation system is limited by a compliance voltage of the cochlear stimulation system;measuring a stimulation threshold including pulse width and pulse amplitude for at least one of the electrode contacts;determining whether the measured stimulation threshold represents a high stimulation threshold, wherein the high stimulation threshold comprises one wherein the measured stimulation threshold exceeds a predetermined level relative to the compliance voltage of the stimulation system; andwhen the measured stimulation threshold represents the high stimulation threshold, simultaneously stimulating at least two adjacent e... | Advanced Bionics Corporation | A61N001/08 A61B005/00
US07318807 | B2 | 2008-01-15 | Noninvasive blood pressure monitoring system | 2006-11-16 | The preferred embodiment of the present invention comprises a single microprocessor-based interface that connects between a noninvasive blood pressure (NIBP) sensor and an invasive blood pressure (IBP) monitor or module. The interface effectively emulates an IBP transducer in such a way that the IBP monitor sees the interface as if it were a regular IBP transducer from a fluid-filled blood pressure monitoring line. It receives the signal from an NIBP sensor and determines the blood pressure corresponding to the signal. It accepts the excitation voltage provided by the IBP monitor. From the excitation voltage and a known transducer sensitivity which the IBP monitor is configured to work with, the interface emulates the IBP transducer output signal corresponding to the blood pressure. The interface also emulates the input and output impedances of the IBP transducer which the IBP monitor is configured to work with. Zeroing of the interface with the IBP monitor can be easily performed in a way that is similar to that for a fluid-filled system. A noninvasive system comprising a suitable NIBP sensor and this interface can be used as an alternative to the fluid-filled monitoring line. | 1. A method of zeroing an interface configured to connect between a noninvasive blood pressure (NIBP) sensor and an invasive blood pressure (IBP) monitor comprising the steps of: preparing said IBP monitor to receive a zero signal from an output, according to operating instructions for said IBP monitor;sending said zero signal to said IBP monitor through said output;zeroing said IBP monitor, according to operating instructions for said IBP monitor; andsending an equivalent IBP transducer output voltage to said IBP monitor. | Healthstats International PTE Ltd | A61B005/02 A61B005/00
US07663367 | B2 | 2010-02-16 | Shaped MRI coil array | 2007-08-15 | An MRI rf coil array is comprised of a large number of separate coil elements that are supported on a substrate that is shaped to the contour of the anatomy being imaged. The coil elements overlap each other to reduce mutual inductance and their location is determined by tiling the surface of the substrate with regular, substantially same sized polygons. The center of each coil element is aligned with the center of a polygon. By using a mixture of different polygons, such as hexagons and pentagons, an arrangement of coil elements may be formed that cover a surface with non-zero Gaussian curvature where each coil is overlapped with its neighbors such that their mutual inductance is nulled. | 1. A magnetic resonance imaging coil array configured to acquire data from a subject having an exterior contour extending along multiple curves, the coil array comprising: a plurality of conductive coil elements, wherein the coil elements are arranged so that their centers are aligned with the centers of corresponding polygons that define contiguous regions on a supporting structure, configured to substantially contour the surface of the subject having the exterior contour extending along multiple curves, andwherein the structure has non-zero Gaussian curvature and the shapes of the polygons are selected such that the coil elements closely follow the contour of the supporting structure. 2. The coil array of claim 1 in which each coil element is formed by a loop of wire fastened to a substrate. 3. The coil array of claim 1, wherein each coil element overlaps at least one other coil element. 4. The coil array of claim 3, wherein each coil element overlaps with all adjacent coil elements. 5. The coil array of claim 1, wherein the coil elements are substantially the same size. 6. The coil array of claim 5, wherein the ratio of the circumferences of any two coil elements is equal to or greater than 3/5, and less than or equal to 5/3. 7. The coil array of claim 1, wherein the coil elements are formed on a substrate and the shape of the substrate is a helmet. 8. The coil array of claim 1, wherein the polygonal regions include a plurality of hexagonal polygons and at least one non-hexagonal polygon. 9. The coil array of claim 1, wherein the location of each coil element is based on a tiling pattern of regular polygons. 10. The coil array of claim 1, wherein each coil element is sized to fit within its corresponding polygonal region. 11. The coil array of claim 1, wherein at least one polygon is a pentagon. 12. The coil array of claim 1, wherein the polygonal regions comprise a combination of hexagonal and pentagonal regions. 13. The coil array of claim 1, wherein the supporting structure conforms closely to a surface of at least a portion of a human head. 14. The coil array of claim 1, wherein the polygonal regions comprise a combination of hexagonal, pentagonal and heptagonal regions. 15. The coil array of claim 1, wherein the polygonal regions comprise a geodesic tiling. 16. The coil array of claim 1 in which the conductive coil elements are connected together by a substrate. 17. The coil array of claim 1 in which the conductive coil elements are connected together by a flexible substrate. 18. The coil array of claim 4 in which the conductive coil elements are connected together by fasteners at points where adjacent conductive coil elements overlap. 19. A coil array configured for use in a magnetic resonance imaging (MRI) system in order to acquire signals from a region of interest in a subject, the combination comprising: a substrate having a surface shaped in order to curve around the region of interest extending in a plurality of c... | The General Hospital Corporation | G01V003/00 A61B005/055
US07336982 | B2 | 2008-02-26 | Photoplethysmography (PPG) device and the method thereof | 2004-07-07 | A method of measuring Photoplethysmography (PPG) signals may comprise detecting dual wavelength illumination from a light detector so as to provide detected signals, converting the detected signals into digital signals so as to provide digital signals, reducing noises from the digital signals and increasing independency between the digital signals so as to provide preprocessed signals, subtracting the average value from the preprocessed signals so as to provide adjusted signals, obtaining whitening matrix based on covariance, eigen value, and eigen matrix obtained from the adjusted signals, and restoring data using the whitening matrix. | 1. A method for measuring arterial oxygen saturation (SpO2), the method comprising: in a light detecting step, detecting red and infrared lights from a light detector;in an A/D conversion step, converting the detected signals of the light detecting step into digital signals;in a preprocessing step, removing noises from the digital signals of the A/D conversion step and then performing an innovation process, to increase independence between a measured Photoplethysmography (PPG) signal and motion artifact noise;in a centering process step, subtracting an average value from output signals from the preprocessing step;in a whitening process step, obtaining a whitening matrix by calculating covariance from output signals from the centering process, and by calculating eigen value and eigen matrix of the covariance;in a W matrix calculating step, calculating a demixing matrix W by generating a new vector V using the whitening matrix and the output signals from the centering process, by generating an arbitrary 2x2 matrix W, and by applying the V and W to a non-linear function w+, where w+=w−E{vg(wTv)}−E{g′(wTv)}w, where g is a Gaussian function;in a A matrix calculating step, calculating a mixing matrix A by calculating an inverse matrix of output signals from the W matrix calculating step; andin a data restoring step, restoring data using output signals from the A matrix calculating step and output signals from the centering process step. 2. The method as claimed in claim 1, wherein the preprocessing step comprises: a period measuring step for obtaining a period of the output signals from the A/D conversion step, using autocorrelation;an interleaving process step for interleaving the output signals from the A/D conversion step, data by relocating the output signals from the A/D conversion step in a predetermined sequence of amplitude according to the period obtained in the period measuring step;a time low-pass filtering step for transforming, for each sampling point of output signals from the interleaving process step, a current value of the sampling point into an average value of the sampling point, a previous sampling point and a next sampling point; andan innovation process step for subtracting, from a current output value from the time low-pass filtering step, an average value of previous output values from the time low-pass filtering step. 3. The method as claimed in claim 1, wherein the data restoring step comprises: a step for deciding Photoplethysmography(PPG) signal between separated Photoplethysmography(PPG) signal and noise signal using the demixing matrix W, and then restoring sign and gain of the measured Photoplethysmography(PPG) signal using the mixing matrix A;a step for calculating a ratio R of normalized transmitted amount of the red and infrared lights from the mixing matrix A; anda step for calculating the arterial oxygen saturation (SpO2), using the ratio R, based on below formula Arterial oxygen saturation (SpO2)(%)=a−bR,where 107... | - | A61B005/00
US07346383 | B2 | 2008-03-18 | Method for acquiring MRI data from variable fields of view during continuous table motion | 2004-12-22 | MRA data is acquired from a large region of interest by translating the patient through the bore of the MRI system as a three-dimensional MRA data set are acquired. The pulse sequence is altered during the scan to change the lateral FOVL of the acquired image to better match the size of the region of interest along its length. Patient table movement is controlled to track a bolus of contrast agent as it passes through the region of interest. A seamless image of the entire region of interest is reconstructed after the acquired data is resampled in regions where the lateral FOVL is altered. | 1. In a magnetic resonance imaging (MRI) system having a defined longitudinal field of view (FOV), a method for producing an image of a subject over an extended longitudinal field of view (FOVtot) which is larger than the longitudinal FOV, the steps comprising: a) moving the subject through the MRI system such that the extended longitudinal field of view (FOVtot) passes through the defined longitudinal field of view (FOV);b) continuously acquire NMR data from the subject as the subject is moved through the longitudinal FOV by repeatedly performing an imaging pulse sequence which acquires NMR data comprising a view of the subject;c) altering the imaging pulse sequence to change the lateral field of view (FOVL) during the performance of step b);d) storing each view in a data matrix;e) producing resampled data in lines of the data matrix to provide uniform sampling in the lateral direction in the region where the lateral FOVL is changed; andf) reconstructing an image using the resampled data matrix. 2. The method as recited in claim 1 in which the MRI system has a table, and step a) is performed by: i) placing the subject on the table; andii) moving the table. 3. The method as recited in claim 2 in which the table is moved continuously while performing step a). 4. The method as recited in claim 2 in which the table is moved at different velocities while performing step a). 5. The method as recited in claim 2 which includes: injecting the subject with a contrast agent; andin which the table is moved at a velocity which tracks the contrast agent as it moves through the extended longitudinal field of view (FOVtot). 6. The method as recited in claim 2 in which step d) includes adjusting the location in the data matrix in which the view is stored as a function of the table location at the time the view is acquired in step b). 7. The method as recited in claim 1 in which step e) includes: i) interpolating data in a line of the data matrix;ii) resampling the interpolated data to produce a line of data that samples at uniform intervals in the lateral direction; and(iii) replacing the data in said line of the data matrix with the resampled line of data. 8. The method as recited in claim 7 in which steps i), ii) and iii) are repeated for each line in the data matrix in which sampling in the lateral direction is not uniform. 9. The method as recited in claim 1 which includes: g) detecting locations in the data matrix for which no data was acquired; andh) setting the locations detected in step g) to zero. 10. In a magnetic resonance imaging (MRI) system, the improvement comprising: a) a table for supporting a subject and for moving the subject through a defined longitudinal field of view (FOV) of the MRI system;b) a pulse generator for operating the MRI system under the direction of a pulse sequence to continuously acquire a series of NMR data views of the subject as the subject is moved through the longitudinal FOV, wherein the pulse sequence is alter... | Mayo Foundation for Medical Education and Research | A61B005/05
US07333849 | B1 | 2008-02-19 | Vertical field neurovascular array coil | 2002-06-28 | A vertical field MRI RF coil array for neurovascular imaging includes a head section having a solenoid coil element and a quadrature coil element; a neck section having a solenoid coil element and a quadrature coil element; and a chest section having a solenoid coil element and a quadrature coil element. | 1. A vertical field MRI RF coil array for neurovascular imaging, said array comprising: a head section having a solenoid coil element and a quadrature coil element;a neck section having a solenoid coil element and a quadrature coil element;a chest section having a solenoid coil element and a quadrature coil element and wherein the solenoid coil element comprises two loops each configured to extend over at least one side of a shoulder to be imaged from a chest to a back to be imaged. 2. An array according to claim 1, wherein said neck section solenoid coil element includes an at least two turn solenoid coil element. 3. An array according to claim 2, wherein said neck section coil element further comprises a counter rotational solenoid coil element at each end of said at least two turn solenoid coil element. 4. An array according to claim 3, further comprising a switching element between at least one of said counter rotational solenoid coil elements and said at least two turn solenoid coil element, said switching element being operable to connect/disconnect said at least one of said counter rotational solenoid coil elements to said at least two turn solenoid coil element. 5. An array according to claim 1, wherein said head section solenoid coil element is an at least two turn solenoid coil. 6. An array according to claim 1, wherein said chest section solenoid coil element is an at least two turn solenoid coil. 7. An array according to claim 1, wherein said quadrature coil elements are saddle coil elements. 8. An array according to claim 1, wherein at least one of said sections includes an electrically and physically removable portion adapted to allow easy placement of a patient for imaging. 9. An array according to claim 1, wherein said neck section solenoid coil element includes variable tuning capacitors and said variable tuning capacitors are configured to be adjustable to provide different null-B1 points. 10. An array according to claim 1, further comprising a variable capacitor in the head section. 11. An array according to claim 1, further comprising a variable capacitor in the chest section. 12. An array according to claim 1, wherein said neck section solenoid coil element includes counter rotational loops and said counter rotational loops comprise double counter-rotational (DCR) coils. 13. An array according to claim 1, further comprising a switching circuit configured to operate said head section, neck section and chest section in one of a plurality of different modes. 14. An array according to claim 13, wherein the different modes comprise different tuning modes. 15. An array according to claim 1, wherein the neck section solenoid coil element includes counter rotational loops and variable tuning capacitors configured to decouple at least one of the chest section solenoid coil element and the head section solenoid element. | General Electric Company | A61B005/055
US07343195 | B2 | 2008-03-11 | Method and apparatus for real time quantitative three-dimensional image reconstruction of a moving organ and intra-body navigation | 2001-09-07 | Medical imaging and navigation system including a processor, a medical positioning system (MPS), a two-dimensional imaging system and an inspected organ monitor interface, the MPS including an imaging MPS sensor, the two-dimensional imaging system including an image detector, the processor being coupled to a display unit and to a database, the MPS being coupled to the processor, the imaging MPS sensor being firmly attached to the image detector, the two-dimensional imaging system being coupled to the processor, the image detector being firmly attached to an imaging catheter. | 1. Method for displaying an image sequence of a cyclically moving inspected organ that moves according to an organ motion cycle, comprising the steps of: detecting an organ timing signal of said inspected organ, said organ timing signal including a plurality of occurrences within said organ motion cycle;acquiring during said procedure of detecting a plurality of two-dimensional images of said inspected organ from different locations and orientations using an image detector;detecting for each of said two-dimensional images acquired a respective location and orientation of said image detector;associating each of said two-dimensional images with its corresponding respective image detector location and orientation and with a reading of said organ timing signal, which was detected at the same time as the acquisition of a said two-dimensional image, each said reading corresponding to a certain point in said organ motion cycle;sorting said two-dimensional images into groups according to said cycle points in said organ motion cycle which correspond to the associated organ timing signal reading corresponding to a certain cycle point in said organ motion cycle;reconstructing for each said group of two-dimensional images, a three-dimensional image based on the location and orientation associated with each of said two-dimensional images in a group, each said reconstructed three dimensional images being associated with respective cycle points of said organ motion cycle of said group;detecting a real-time organ timing signal of said inspected organ at a time later than the detection of said organ timing signal;identifying real-time cycle points within said real-time organ timing signal;selecting for each said identified real-time cycle point one of said reconstructed three-dimensional images associated with a cycle point which corresponds to said identified real-time cycle point; anddisplaying in real-time a sequence of said selected three-dimensional images. 2. The method according to claim 1, further comprising the following procedures, after said procedure of selecting: detecting the location and orientation of a surgical tool; and superimposing a representation of said surgical tool onto said selected three-dimensional image, according to said detected location and orientation of said surgical tool. 3. The method according to claim 2, wherein said detected location and orientation of said surgical tool and said detected location and orientation of said image detector, both reside in a single coordinate system. 4. The method according to claim 2, wherein said surgical tool is selected from the list consisting of: clamp; laser cutter; brush; catheter; stent; balloon; pace maker electrode; solution dispensing unit; neuron electrode; substance collection unit; surgical delivery tool; gene delivery tool; drug delivery tool; device delivery tool; ablation catheter; endoscope; electrophysiological mapping device; imaging device; and a combination thereof. 5. ... | Mediguide Ltd. | A61B005/00
US07769598 | B2 | 2010-08-03 | Patient communication method and system | 2007-07-20 | A healthcare communication system can include a patient terminal having a keyboard unit with message keys for transmitting different ones of one or more programmed messages, and alphanumeric keys for composing messages. The patient terminal can be communicatively linked to a patient terminal display for presenting the programmed messages and composed messages. Each of the message keys can include identifying indicia associated with a programmed message transmitted upon selection of the message key. The patient terminal keyboard also can include one or more destination keys for specifying one of multiple destination addresses within the healthcare communication system for delivering individual ones of the messages. | 1. A method for facilitating patient communications, comprising: providing a healthcare communication system, said healthcare communication system comprising: a patient system comprising a patient video display, and a patient terminal comprising at least one message keys and destination buttons,a plurality of healthcare stations, said plurality of healthcare stations comprising a nurse station remotely located and communicatively linked to the patient terminal for receiving and responding to assistance messages from a patient, anda visitor center remotely located from and communicatively linked to the patient terminal, wherein said destination buttons comprise destination buttons associated with said nurse station and said visitor center;programming each of said at least one message keys with a patient-specific message, said patient-specific message composed by a patient or other person using the healthcare communication system, wherein each message key has a unique identifying indicia on a surface of said message key, said identifying indicia symbolically indicating the patient-specific message, each of said patient destination buttons associated with a location communicatively linked to said healthcare communication system;recording and storing an audio or visual message from a visitor in said visitor center for the patient; andplaying the audio or visual message on said patient system when requested by the patient. 2. The method according to claim 1, wherein said sending step comprises: sending a patient-specific message associated with one of said at least one message keys to a remote location associated with one of said destination buttons when a corresponding message key and destination button are pressed by said patient. 3. The method according to claim 1, wherein said visitor center comprises a visitor station comprising an audiovisual component for generating audiovisual information of at least one visitor and playing received audiovisual information. 4. The method according to claim 3, wherein said patient terminal further comprises an audiovisual component for generating audiovisual information and for playing said audiovisual information from said visitor station, wherein the visual information of said audiovisual information is presented through said patient terminal display. 5. The method according to claim 3, wherein the visual information of said audiovisual information specifies an image of a visitor using said visitor station, and wherein said patient video display is configured to display said image of said visitor. 6. The method according to claim 1, wherein said healthcare communication system further comprises at least one safety feature selected from: displaying information regarding an on-duty nurses or doctors assigned to the patient;displaying a picture of an unauthorized person who is not permitted access to the patient;displaying special reminders of dietary restrictions;limiting visitor access, wherein said limit... | Diana B. Denholm | G06Q010/00 G06Q050/00
US07686769 | B2 | 2010-03-30 | System for enhancement of neurophysiological processes | 2007-04-05 | Treatment apparatus and method for the enhancement of neurophysiological processes of a patient's visual system utilizes a computer generated display that provides a patient simultaneously with passive visual stimulation images and visual cognitive exercises. The stimulation images include moving elements having edges or points of contrast. The exercises include visual and phonological elements. The invention is used to treat reading, writing and speech disorders, and attention deficit hyperactivity disorder, as well as having broader applications for example in sports sciences. | 1. Apparatus for the enhancement of neurophysiological processes of a patient by the stimulation of receptive cell fields in the visual pathways of the patient between the retina and the visual cortex, the apparatus including first visual display means for viewing by said patient and computer processing means producing an output to said first visual display means to cause a display on said visual display means, said display including at least one visual cognitive exertion exercise and at least one visual stimulation image including one or more therapeutic display elements targeted to stimulate selected ones of said receptive cell fields, said therapeutic display elements including one or more moving contrast edges, wherein said therapeutic display elements are displayed on said visual display means so as to provide therapeutic stimulation to said receptive cell fields of a patient whilst said patient is performing said cognitive exertion exercise, wherein said cognitive exertion exercise comprises a text memory recall exercise. 2. Apparatus according to claim 1 further including second visual display means to be viewed by a therapist and therapist input means allowing said therapist to provide inputs to said processing means to vary said display. 3. Apparatus according to claim 2 wherein said therapist inputs vary at least one visual stimulation image whilst said patient is performing a displayed cognitive exertion exercise. 4. Apparatus according to claim 2 wherein said therapist inputs vary at least one of the spatial density, luminance, contrast, colour, shape, velocity or locus of movement of one or more of said therapeutic display elements. 5. Apparatus according to claim 2 further including feedback means providing an indication of said patient's performance to said computer processing means, and means for indicating said performance on said second visual display means. 6. Apparatus according to claim 5 wherein said feedback means includes patient input means allowing said patient to provide a response to said cognitive exertion exercise. 7. Apparatus according to claim 6 wherein said patient response is auditory. 8. Apparatus according to claim 6 wherein said patient response is hand written. 9. Apparatus according to any one of claims 6 to 8 further including means for varying the display on said first visual display means in response to feedback from said patient. 10. Apparatus according to claim 5 wherein said feedback means includes means for monitoring brain activity of said patient to measure a response to a visual stimulation image and/or a cognitive exertion exercise. 11. Apparatus according to claim 1 further including means for controlling said patient's position relative to said first visual display means. 12. Apparatus according to claim 1 further including means to provide a different display to each eye of said patient. 13. Apparatus according to claim 1 or 12 wherein said first visual display means are virtual re... | Cellfield Pty Limited | A61B005/04 A61B013/00 A61B003/02
US07750299 | B2 | 2010-07-06 | Active biometric spectroscopy | 2006-09-06 | Embodiments of methods, apparatuses, systems and/or devices for active biometric spectroscopy are disclosed. | 1. A method, comprising: applying electromagnetic radiation to at least partially penetrate an organism using a source of the electromagnetic radiation spaced from the organism;measuring radiation proximate to the organism over a range of frequencies to obtain a measured spectrum;comparing the measured spectrum to a frequency spectra signature to generate a comparison result; andproducing a spectrogram from the measured spectrum. 2. The method of claim 1, further comprising: comparing the measured spectrum to a second frequency spectra signature to generate a second comparison result; anddetermining which of the frequency spectra signature and the second frequency spectra signature most closely resembles the measured spectrum. 3. The method of claim 1, wherein the applying radiation further comprises using a human as the organism. 4. The method of claim 1, further comprising: using the comparison result to distinguish between the organism and a second organism. 5. The method of claim 1, further comprising: applying second radiation to a second organism;measuring second radiation proximate to the second organism over a second range of frequencies to obtain a second measured spectrum;comparing the second measured spectrum to a second frequency spectra signature to determine a second comparison result; andusing the comparison result and the second comparison result to distinguish the organism from the second organism. 6. The method of claim 1, wherein the applying radiation further comprises focusing the radiation on the organism. 7. The method of claim 1, wherein the measuring radiation further comprises focusing the radiation on a detector. 8. The method of claim 1, wherein the measuring radiation further comprises measuring the radiation with a plurality of detectors. 9. The method of claim 1, wherein the measuring radiation further comprises using detectors that each measure a different frequency range in the plurality of detectors. 10. An apparatus, comprising: a transmitter configured to apply electromagnetic radiation to at least partially penetrate an organism, wherein the transmitter is spaced from the organism;a detector located proximate to the organism and configured to measure radiation that has interacted with the organism;an apparatus configured to focus the radiation after it has interacted with the organism onto the detector; andan analyzer coupled to the detector and the transmitter,wherein the analyzer is configured to produce a measured spectrum from a detector measurement over a range of frequencies and to compare the measured spectrum to a frequency spectra signature to determine a comparison result, andwherein the analyzer is configured to produce a spectrogram from the measured spectrum. 11. The apparatus of claim 10, wherein the analyzer is configured to implement a fast Fourier transform to produce the spectrogram. 12. The apparatus of claim 10, wherein the analyzer is configured to shift the range of frequencies... | - | G01J001/00
US07333851 | B2 | 2008-02-19 | Unified probabilistic framework for predicting and detecting seizure onsets in the brain and multitherapeutic device | 2003-09-12 | A method and an apparatus for predicting and detecting epileptic seizure onsets within a unified multiresolution probabilistic framework, enabling a portion of the device to automatically deliver a progression of multiple therapies, ranging from benign to aggressive as the probabilities of seizure warrant. Based on novel computational intelligence algorithms, a realistic posterior probability function P(ST¦x) representing the probability of one or more seizures starting within the next T minutes, given observations x derived from IEEG or other signals, is periodically synthesized for a plurality of prediction time horizons. When coupled with optimally determined thresholds for alarm or therapy activation, probabilities defined in this manner provide anticipatory time-localization of events in a synergistic logarithmic-like array of time resolutions, thus effectively circumventing the performance vs. prediction-horizon tradeoff of single-resolution systems. The longer and shorter prediction time scales are made to correspond to benign and aggressive therapies respectively. The imminence of seizure events serves to modulate the dosage and other parameters of treatment during open-loop or feedback control of seizures once activation is triggered. Fast seizure onset detection is unified within the framework as a degenerate form of prediction at the shortest, or even negative, time horizon. The device is required to learn in order to find the probabilistic prediction and control strategies that will increase the patient's quality of life over time. A quality-of-life index (QOLI) is used as an overall guide in the optimization of patient-specific signal features, the multitherapy activation decision logic, and to document if patients are actually improving. | 1. A system for automatically predicting and preventing the electrographic onset of a seizure in an individual, comprising: a signal acquisition component to condition and digitize a plurality of raw signals received from a transducer implanted in the individual;a preprocessor to attenuate any artifacts in the plurality of digitized signals;a feature extraction component containing processing logic to select patient-specific seizure-predictive and seizure-indicative attributes from the preprocessed signals to form an optimal feature vector;a probability estimator component that synthesizes a probability vector as an estimator of the likelihood of seizure for a plurality of prediction times;a multitherapy activation component containing processing logic to determine the therapy modalities that are to be activated or deactivated at any time; andan implanted device including a plurality of therapy actuators to automatically activate at least one associated therapy in response to an output signal from the multitherapy activation component. 2. The system for automatically predicting and preventing the electrographic onset of a seizure of claim 1 wherein the therapies associated with the plurality of therapy actuators include one or more of cognitive stimulation, sensory stimulation, biofeedback, electrical stimulation and pharmacological infusion. 3. The system for automatically predicting and controlling the electrographic onset of a seizure of claim 1 wherein the preprocessor is implemented in any one or more of a microprocessor, a digital signal processor, a field programmable gate array, an application specific integrated circuit, and a hybrid analog/digital circuit. 4. The system for automatically predicting and controlling the electrographic onset of a seizure of claim 1 wherein the feature extraction component is implemented in any one or more of a microprocessor, a digital signal processor, a field programmable gate array, an application specific integrated circuit, and a hybrid analog/digital circuit. 5. The system for automatically predicting and controlling the electrographic onset of a seizure of claim 1 wherein the probability estimator component is implemented in any one or more of a microprocessor, a digital signal processor, a field programmable gate array, an application specific integrated circuit, and a hybrid analog/digital circuit. 6. The system for automatically predicting and controlling the electrographic onset of a seizure of claim 1 wherein the multitherapy activation component is implemented in any one or more of a microprocessor, a digital signal processor, a field programmable gate array, an application specific integrated circuit, and a hybrid analog/digital circuit. 7. The system for automatically predicting and controlling the electrographic onset of a seizure of claim 1 wherein the plurality of therapy actuators are programmed to operate in an open loop mode, delivering prophylactic treatment by any one of a butt... | The Trustees of the University of Pennsylvania | A61B005/04
US08195269 | B2 | 2012-06-05 | System and method for automatic detection and measurement of malacia in the airways | 2007-07-02 | A method of detecting malacia in airways includes providing a plurality of 3-dimensional (3D) digital lung images acquired over an inhalation/exhalation cycle from a same subject, each said image comprising a set of intensities on a 3-dimensional grid of points, registering a successive pair of images, wherein a registration mapping of the point grid of one image is calculated, locating airways in each of said pair of images, and collecting those points between the airways in each of said pair of images, wherein a volume of said collected points is a measure of an extent of malacia in said airways. | 1. A method of detecting malacia in airways, comprising the steps of: receiving, by a computer system, a plurality of 3-dimensional (3D) digital lung images acquired over an inhalation/exhalation cycle from a same subject, each said image comprising a set of intensities on a 3-dimensional grid of points;registering, by the computer system, a successive pair of images, wherein a registration mapping of the point grid of one image is calculated;calculating, by the computer system, a quality factor of said registration mapping, wherein the quality factor is indicative of rigidity of the registration mapping;locating, by the computer system, airways in each of said pair of images; andif the quality factor indicates that the registration mapping is sufficiently rigid, collecting, by the computer system, points between volumes of the airways in each of said pair of images, wherein the points are used to obtain a volume difference that is a measure of an extent of malacia in said airways;wherein if said quality factor is greater than a predetermined threshold, accepting the registration, otherwise repeating said steps of registering the pair of images and calculating a quality factor until the quality factor exceeds the predetermined threshold;wherein said quality factor Q is defined asQ=12⁢∑i=12⁢wi⁡(αi),and wherein w1(α1) and w2(α2) are weighting functions that monotonically increase from 0 to 1 to penalize abnormal local deformations, and are defined asw1⁡(α1)=exp⁡(-A⁡(1-α1)E1),⁢andw2⁡(α2)=exp⁡(-B⁡(1-α2)E2). 2. The method of claim 1, wherein said registration mapping is a non-rigid registration mapping φ that changes spatial coordinates corresponding to said point grid(xyz)->(XYZ)from one image to the other defined by{X=ϕx⁡(x,y,z)=x+ux⁡(x,y,z)Y=ϕy⁡(x,y,z)=y+uy⁡(x,y,z)Z=ϕz⁡(x,y,z,)=z+uz⁡(x,y,z),wherein ux, uy and uz are displacements found according to a similarity measure between said pair of images. 3. The method of claim 2, wherein said registration mapping is locally rigid. 4. The method of claim 2, wherein a determinant ¦Dφ¦(x,y,z) of a Jacobian matrix Dφ of said registration mapping,D⁢⁢ϕ=(∂ϕ1∂x∂ϕ1∂y∂ϕ1∂z∂ϕ2∂x∂ϕ2∂x∂ϕ2∂z∂ϕ3∂x∂ϕ3∂y∂ϕ3∂z),is approximately equal to 1. 5. The method of claim 1, wherein the α1 and α2 areα1=1N⁢∑x,y,z⁢min⁡(D⁢⁢ϕ⁢(x,y,z),1D⁢⁢ϕ⁢(x,y,z)),⁢α2=minx,y,z⁢(min⁡(D⁢⁢ϕ⁢(x,y,z),1D⁢⁢ϕ⁢(x,y,z))),wherein N is the number points in the grid. 6. The method of claim 5, wherein A=B=10, E1=4 and E2=8. 7. The method of claim 1, wherein the plurality of acquired 3D digital lung images comprises a time series of images, and the method further comprising registering each successive pair of images in said time series of images, and for each pair with an acceptable registration mapping, growing a volume between the airways in each of said pair of images, and accumulating said volumes over all pairs of successive images. 8. A method of detecting malacia in airways, comprising the steps of: providing a pair of 3-dimensional (3D) digital... | Siemens Medical Solutions USA, Inc. | A61B005/00 A61B005/055 A61B006/00 A61B008/00
US08068911 | B2 | 2011-11-29 | System and method for regulating cardiopulmonary triggered therapy to the brain | 2007-04-27 | A medical device system includes a housing, the housing at least partially supporting a therapy module and a processor, and a respiratory monitoring element coupled to the processor. The processor is configured to activate the therapy module upon detection of a respiratory event in a respiratory signal. In some embodiments, the system may further comprise a brain monitoring element, and the processor may be configured to monitor a brain signal and change the therapeutic output based upon the brain signal. | 1. An implantable medical device system for implantation in a patient, the system comprising: a biocompatible housing adapted to be implanted in a patient;a brain monitoring element adapted to sense activity in a brain of the patient and generate a brain signal;a respiratory monitoring element, the respiratory monitoring element adapted to sense respiratory activity and generate a respiratory signal, the respiratory monitoring element comprising a sensor stub;a therapy module at least partially supported by the housing, the therapy module adapted to deliver a therapeutic output to the brain of the patient when a respiratory event is detected in the respiratory signal; anda processor at least partially supported by the housing, the processor configured to receive the respiratory signal from the respiratory monitoring element and detect a respiratory event in the respiratory signal,activate the therapy module to deliver the therapeutic output to the brain based on detecting a respiratory event in the respiratory signal;receive the brain signal from the brain monitoring element and detect a neurological event in the brain signal;determine whether a neurological event has been detected in the brain signal within a specified period of time after detection of the respiratory event; andchange the therapeutic output delivered by the therapy module based on the sensed brain activity that occurs following a detected respiratory event. 2. The medical device system of claim 1 wherein the sensor stub comprises a proximal end and a distal end, the proximal end being coupled to the housing, the sensor stub having an electrode disposed proximate the sensor stub distal end. 3. The medical device system of claim 2 wherein the respiratory monitoring element is adapted to sense respiratory activity along the sensor stub substantially between the electrode and the housing. 4. The medical device system of claim 3 wherein the respiratory activity is sensed by measuring a transthoracic impedance between the electrode and the housing. 5. The medical device system of claim 4 wherein the respiratory signal comprises an output of the measured transthoracic impedance applied to a low-pass filter (LPF). 6. The medical device system of claim 5 wherein the LPF is a passband filter from about 0.05 Hz to 0.8 Hz. 7. The medical device system of claim 3 wherein the respiratory event is detected in the respiratory signal when a respiration rate exceeds a predefined threshold. 8. The medical device system of claim 3 wherein the respiratory event is detected in the respiratory signal when a tidal volume exceeds a predefined threshold. 9. The medical device system of claim 3 wherein the respiratory event is detected in the respiratory signal when a minute ventilation exceeds a predefined threshold. 10. The medical device system of claim 3 wherein the respiratory event is detected in the respiratory signal when an apnea event occurs. 11. The medical device system of claim 2 wh... | Medtronic, Inc. | A61N001/08
US08068907 | B2 | 2011-11-29 | Method for estimating cardiac pressure using parameters derived from impedance signals detected by an implantable medical device | 2007-08-20 | A method of monitoring pressure within a medical patient, includes measuring an actual pressure in a medical patient in a first time period; measuring an indicator of the actual pressure in the first time period, wherein the indicator is derived from an electrical signal of the patient's heart; determining a correlative relationship between the actual pressure and the indicator, wherein both the actual pressure and the indicator are obtained in the first time period; measuring the indicator in a second time period; and determining the actual pressure in the second time period based on the correlative relationship obtained in the first time period and the indicator obtained in the second time period. | 1. A method for estimating cardiac pressure within a patient using an implantable medical device, the method comprising: measuring an electrical parameter across the thoracic cavity of a patient, the electrical parameter being associated with cardiac tissues of the patient, wherein the electrical parameter is indicative of cardiac pressure;estimating cardiac pressure within the patient by applying predetermined conversion factors to the measured electrical parameter; andsignaling a user to calibrate an implanted pressure sensor based upon the estimated cardiac pressure. 2. The method of claim 1 wherein the electrical parameter comprises an electrical impedance. 3. The method of claim 2 wherein the electrical parameter comprises thoracic electrical impedance. 4. The method of claim 1 further including controlling therapy based on estimated cardiac pressure. 5. The method of claim 1 wherein the implantable device is equipped with an implantable drug pump and wherein drug therapy is controlled based on estimated cardiac pressure. 6. The method of claim 1 further including detecting heart failure based on estimated cardiac pressure. 7. The method of claim 6 wherein the implantable device is equipped with an implantable warning device and wherein a warning is generated upon detection of heart failure. 8. The method of claim 6 wherein the implantable device is equipped to transmit signals to an external display device and wherein the warning is transmitted to the external device. 9. The method of claim 1 wherein the implantable device is equipped to transmit signals to an external display device and wherein estimated cardiac pressure values are transmitted to the external device. 10. The method of claim 1 wherein the predetermined conversion factors are automatically determined from historical pressure data and historical parameter data. 11. The method of claim 1 wherein the predetermined conversion factors are stored within the implantable medical device. 12. The method of claim 1 further comprising calibrating an implanted pressure sensor based upon the estimated cardiac pressure. 13. The method of claim 1 further comprising signaling a user to calibrate an implanted pressure sensor based upon a difference between the estimated cardiac pressure and a pressure signal provided by an implanted pressure sensor. 14. The method of claim 1 further comprising measuring a pressure signal indicative of the cardiac pressure with the implanted pressure sensor. 15. The method of claim 1 wherein said signaling a user to calibrate an implanted pressure sensor comprises instructing the user to perform a Valsalva calibration. 16. The method of claim 1 wherein said signaling a user to calibrate an implanted pressure sensor comprises instructing the user to contact a physician. 17. The method of claim 1 wherein said signaling a user to calibrate an implanted pressure sensor comprises instructing the user to go to a physician's office. | Cedars-Sinai Medical Center | A61B005/05
US08046056 | B2 | 2011-10-25 | Body fat measurement apparatus and method of operating the apparatus | 2007-08-23 | A method measuring a body fat by using a body fat measurement device including an optical detector and at least two light sources, the method including: detecting an optical signal which is scattered by a biological tissue by the optical detector, and measuring a first optical signal intensity and a second optical signal intensity; calculating a slope the first optical signal intensity and the second optical signal intensity by using a distance between a first light source unit and a second light source unit, and a difference between the first optical signal intensity and the second optical signal intensity, the first optical signal intensity corresponding to the first light source unit and the second optical signal intensity corresponding to the second light source unit; and measuring a thickness of body fat of the biological tissue from the calculated slope. | 1. A method of measuring a body fat by using a body fat measurement apparatus comprising an optical detector and at least two light source units, the method comprising: illuminating a biological tissue with a first light source unit with a corresponding first source intensity and a second light source unit with a second source intensity;detecting an optical signal which is scattered from the biological tissue, and measuring an optical signal intensity corresponding to the at least two light source units;calculating a slope based on a first optical signal intensity and a second optical signal intensity by using a distance between the first light source unit and the second light source unit of the at least two light source units, and a difference between the first optical signal intensity and the second optical signal intensity, the first optical signal intensity corresponding to the first light source unit and the second optical signal intensity corresponding to the second light source unit, respectively; andmeasuring a thickness of body fat of the biological tissue from the calculated slope,wherein the first optical source intensity and the second optical source intensity are different from each other due to using different numbers of light sources. 2. The method of claim 1, wherein the measuring the optical signal intensity comprises: standardizing each of the optical signal intensities by correcting an optical power outputted from each light source unit and an amplifier gain. 3. The method of claim 1, wherein the calculating comprises: calculating a log value of the first optical signal intensity and a log value of the second optical signal intensity by taking a log for the first optical signal intensity and the second optical signal intensity; anddividing a difference between the log value of the first optical signal intensity and the log value of the second optical signal intensity by the distance between the first light source unit and the second light source unit. 4. The method of claim 1, wherein the measuring the thickness of body fat further comprises: multiplying the slope by a first constant and adding a second constant to the result of the multiplication. 5. The method of claim 4, wherein the first constant is 157 and the second constant is 31.8. 6. The method of claim 1, wherein the second optical source intensity is about 2 times of the first optical source intensity. 7. A non-transitory computer-readable recording medium storing an executable program for implementing a method of measuring a body fat by using a body fat measurement device comprising an optical detector and at least two light source units, the method comprising: illuminating a biological tissue with a first light source unit with a corresponding first source intensity and a second light source unit with a second source intensity;detecting an optical signal which is scattered from the biological tissue by the optical detector, and measuring an optical signal int... | Samsung Electronics Co., Ltd. | A61B006/00
US08095382 | B2 | 2012-01-10 | Methods and systems for specifying a blood vessel sleeve | 2007-07-31 | Methods, apparatuses, computer program products, devices and systems are described that include accepting three-dimensional blood vessel data; applying a sleeve-fitting algorithm to the three-dimensional blood vessel data; and presenting a sleeve-fitting algorithm output in response to said applying the sleeve-fitting algorithm to the three-dimensional blood vessel data. | 1. A method comprising: accepting three-dimensional blood vessel imaging data;applying a sleeve-fitting algorithm to the three-dimensional blood vessel imaging data using a microprocessor, wherein the sleeve-fitting algorithm includes a garment-fitting algorithm and takes into account at least one of a branch geometry or geometry of an aneurysm; the sleeve-fitting algorithm further including at least one of: (a) extracting two or more sets of data, each data set defining a contour of a blood vessel sleeve at least partly based on the three-dimensional blood vessel imaging data, and interpolating data that represent one or more regions between two or more contours of a blood vessel sleeve;(b) applying a scale factor to the three-dimensional blood vessel imaging data: or(c) assigning a set of position coordinates to the three-dimensional blood vessel imaging data and assigning counterpart position coordinates to a blood vessel sleeve model to obtain blood vessel sleeve dimensionspresenting a sleeve-fitting algorithm output in response to said applying the sleeve-fitting algorithm to the three-dimensional blood vessel data, wherein the sleeve-fitting algorithm output includes blood vessel sleeve dimensions. 2. The method of claim 1 wherein the accepting three-dimensional blood vessel data comprises: accepting blood vessel modeling data as the three-dimensional blood vessel data. 3. The method of claim 1 wherein the applying a sleeve-fitting algorithm to the three-dimensional blood vessel data comprises: extracting two or more sets of data, each data set defining a contour of a blood vessel sleeve at least partly based on the three-dimensional blood vessel data; andinterpolating data that represent one or more regions between two or more contours of a blood vessel sleeve. 4. The method of claim 3 wherein the extracting two or more sets of data, each data set defining a contour of a blood vessel sleeve at least partly based on the three-dimensional blood vessel data comprises: extracting two or more sets of data, each data set defining a contour of a blood vessel sleeve at least partly based on at least one of a light intensity matrix or a color intensity matrix. 5. The method of claim 1 wherein the applying a sleeve-fitting algorithm to the three-dimensional blood vessel data comprises: applying a garment-fitting algorithm to the three-dimensional blood vessel data. 6. The method of claim 1 wherein the applying a sleeve-fitting algorithm to the three-dimensional blood vessel data comprises: applying a scale factor to the three-dimensional blood vessel data. 7. The method of claim 1 wherein the applying a sleeve-fitting algorithm to the three-dimensional blood vessel data comprises: assigning a set of position coordinates to the three-dimensional blood vessel data and assigning counterpart position coordinates to a blood vessel sleeve model to obtain blood vessel sleeve dimensions. 8. The method of claim 1 wherein the presenting a sleeve-fittin... | The Invention Science Fund I, LLC | G06Q050/00
US08565853 | B2 | 2013-10-22 | Simulated bone or tissue manipulation | 2007-08-13 | The present invention is directed to a system and method for performing tissue, preferably bone tissue manipulation. The system and method may include implanting markers on opposite sides of a bone, fractured bone or tissue to facilitate bone or tissue manipulation, preferably in-situ closed fracture reduction. The markers are preferably configured to be detected by one or more devices, such as, for example, a detection device so that the detection device can determine the relative relationship of the markers. The markers may also be capable of transmitting and receiving signals. An image may be captured of the bone or tissue and the attached markers. From the captured image, the orientation of each marker relative to the bone fragment may be determined. Next, the captured image may be manipulated in a virtual or simulated environment until a desired restored orientation has been achieved. The orientation of the markers in the desired restored orientation may then be determined. The desired relationship between markers may then be programmed into, for example, the detection device. Next, actual physical reduction and/or manipulation of the bone may begin. During the manipulation procedure, the orientation of the markers may be continuously monitored and when the markers substantially align with the virtual or simulated orientation of the markers in the desired restored orientation, an indicator signal is transmitted. | 1. A method of performing bone or tissue manipulation comprising the steps of: implanting programmable markers on opposite sides of one or more fragments of one of bone and tissue within a patient's body, the markers communicating with one another to enable a determination of their relative positions, wherein the markers transmit to and receive from an external device signals containing information as to the markers' positions;capturing an image of the fragments with the markers attached thereto;manipulating the image of the fragments in one of a virtual environment and a simulated environment to a desired restored orientation;determining desired positions the markers will have when the fragments are in the desired restored orientation;programming the implanted markers with the desired orientations and instructing the markers to communicate with an external device, the external device being capable of generating an indicator signal upon the markers being manipulate into the desired orientations; andmanipulating the fragments, after the markers have been programmed, until an indicator signal is generated indicating that the desired restored orientation has been substantially achieved. 2. The method according to claim 1, wherein the markers are passive markers. 3. The method according to claim 1, wherein the communication during the procedure between the markers is continuously performed. 4. The method according to claim 1, wherein the positions of the markers are monitored by a detection device. 5. The method according to claim 4, wherein the detection device is capable of determining when the markers have arrived at the desired restored orientation. 6. The method according to claim 4, wherein the detection device is capable of transmitting the indicator signal. 7. The method according to claim 1, further comprising the step of implanting a fracture fixation device to the fragments after the desired restored orientation has been achieved. 8. The method according to claim 1, wherein the indicator signal is auditory. 9. The method according to claim 1, wherein the image is captured using a method selected from the group consisting of x-ray, three dimensional x-ray, computed tomography, magnetic resonance imaging and ultrasound. 10. The method according to claim 1, wherein the step of implanting the markers occurs outside of an operating room setting. 11. The method according to claim 10, wherein the steps of capturing and manipulating the image of the fragments occurs outside of the operating room setting. 12. The method according to claim 11, wherein the step of determining the positions of the markers relative to one another occurs outside of the operating room setting. 13. The method according to claim 12, wherein the step of manipulating the fragments until the indicator signal indicates that the desired restored orientation has been substantially achieved occurs outside of the operating room setting. 14. A method of performing bone... | Depuy Synthes Products, LLC | A61B005/05
US09504410 | B2 | 2016-11-29 | Band-like garment for physiological monitoring | 2006-10-24 | This invention provides a physiological monitoring garment having a band-like configuration and incorporating respiratory, cardiac and temperature sensors. The garment is designed so that it is easily constructed from a few number of separate elements, and so that one garment design can be adjusted to subjects of a range of sizes and shapes. The design is further adapted to require little on no wearer effort during donning or wearer attention during use. | 1. A physiological monitoring garment comprising: an active portion comprising: a backbone fabric material; anda respiratory inductive plethysmographic band carried by the backbone material, the respiratory inductive plethysmographic band comprising: a first respiratory inductive plethysmographic conductor having a length;a lead formed from a second respiratory inductive plethysmographic conductor positioned laterally from the first respiratory inductive plethysmographic conductor along the length;one or more flexible conductive fabric strips, each of the respective one or more flexible conductive fabric strips forming an ECG electrode and being attached to the backbone material, the one or more ECG electrodes being electrically connected to the lead such that the lead is configured to carry ECG electrode signals; andone or more accessory leads, and wherein at least one of the one or more ECG electrodes is linked to at least one of the one or more accessory leads. 2. The garment of claim 1 wherein at least one of the one or more ECG electrodes further comprises an elastic and foam-like material that is adapted to urge the conductive fabric against a subject's skin. 3. The garment of claim 1 further comprising a skin temperature sensor linked to the accessory conductors of the respiratory inductive plethysmographic band. 4. The garment of claim 1 further comprising an adjustment section attached to ends of the active portion for snugly fitting the garment about a subject. 5. The garment of claim 1 wherein the adjustment section further comprises a tensioning belt adapted to link the active portion to encircle a wearer's torso. 6. The garment of claim 1 further comprising an adjustable over-the-shoulder strap. 7. The garment of claim 6 wherein the over-the-shoulder strap is linked to the garment by one or more buckles. 8. The garment of claim 7 wherein the over-the-shoulder strap is linked to at least one of the one or more buckles so as to permit angular motion of the over-the-shoulder strap with respect to the at least one buckle. 9. The garment of claim 7 comprising one buckle, of the one or more buckles, fixedly attached to the backbone material and one buckle, of the one or more buckles, slideably attached to the backbone material. 10. The garment of claim 1 further comprising a pouch attached to the respiratory inductive plethysmographic band. 11. The garment of claim 10, wherein the pouch is configured to hold one or more cardiac sensors. 12. A physiological monitoring garment comprising: an active portion comprising a backbone fabric material folded onto itself so as to form a longitudinal-elongated recess; anda respiratory inductive plethysmographic band arranged in the longitudinal-elongated recess of the backbone material, the respiratory inductive plethysmographic band comprising: a first respiratory inductive plethysmographic conductor having a length;a lead formed from a second respiratory inductive plethysmographic conduct... | adidas AG | A61B005/04 A61B005/113 A41D013/12 A61B005/0205 A61B005/0408 A61B005/00
US20080009712 | A1 | 2008-01-10 | Apparatus and Methods for Maneuvering a Therapeutic Tool Within a Body Lumen | 2006-06-16 | An apparatus includes an elongate body having a plurality of discretely controllable portions. The plurality of discretely controllable portions are configured to be maneuvered within a body lumen along a predetermined path associated with an image of the body lumen. At least one portion from the plurality of discretely controllable portions may include a marker. A method includes inserting an elongate body at least partially into a body lumen. The elongate body has a plurality of discretely controllable portions. The elongate body is maneuvered within the body lumen along a predetermined path associated with an image of the body lumen. The maneuvering includes changing the relative orientation of the plurality of discretely controllable portions. | 1. An apparatus, comprising: an elongate body including a plurality of discretely controllable portions, the plurality of discretely controllable portions configured to be maneuvered within a body lumen along a predetermined path associated with an image of the body lumen; andat least one portion from the plurality of discretely controllable portions including a marker. 2. The apparatus of claim 1, further comprising: a sensor disposed on at least one portion from the plurality of discretely controllable portions, the sensor configured to output a signal associated with an orientation of the at least one portion on which the sensor is disposed. 3. The apparatus of claim 1, further comprising: a sensor disposed on at least one portion from the plurality of discretely controllable portions, the sensor configured to output an orientation signal associated with an orientation of the at least one portion on which the sensor is disposed to a processor, the processor being configured to output a control signal to at least one portion of the plurality of discretely controllable portions. 4. The apparatus of claim 1, wherein each portion of the plurality of discretely controllable portions is configured to move based on a control signal provided to the discretely controllable portion. 5. The apparatus of claim 1, wherein the marker is configured to indicate a location within the gastrointestinal lumen of the at least one portion from the plurality of discretely controllable portions. 6. The apparatus of claim 1, further comprising: a model device in communication with the elongate body and configured to influence the movement of the elongate body within the body lumen. 7. The apparatus of claim 1, further comprising: a proximity sensor coupled to at least one portion from the plurality of discretely controllable portions, the proximity sensor configured to output a proximity signal associated with a distance from an interior wall of the gastrointestinal lumen. 8. The apparatus of claim 1, further comprising: at least one expandable member coupled to the elongate body, the at least one expandable member configured to engage, and to prevent the elongate body from contacting, an interior wall of the body lumen. 9. The apparatus of claim 1, wherein the elongate body includes a flexible element and the plurality of discretely controllable portions are coupled to the flexible element. 10. The apparatus of claim 1, wherein the predetermined path is substantially defined by a centerline of the body lumen. 11. The apparatus of claim 1, wherein each portion from the plurality of discretely controllable portions is configured to be re-oriented based on the location of the discretely controllable portion within the body lumen. 12. The apparatus of claim 1, wherein the body lumen is a gastrointestinal lumen. 13. The apparatus of claim 1, further comprising: an actuator in communication with the elongate body configured to cause movement of at least one por... | - | A61B005/05
US20080058755 | A1 | 2008-03-06 | Method and Apparatus for Sterilely Acquiring and Separating a Fluid | 2007-09-10 | A method and apparatus are provided by which a fluid may be drawn and packaged within a series of interconnected sterile units. Once filled with the fluid, the connectors joining the sterile units may be sealed and severed to produce a number of separate sterile units. The volume of the separate sterile units may correspond to a single dose of the fluid. The technique allows a fluid to be partitioned into sterile units without exposure to the air or other potential contaminants. | 1-18. (canceled) 19. An apparatus for forming an asymmetric airtight seal comprising: a clamping section configured to conformably engage a deformable tube, wherein the clamping section forms an asymmetric seal in the deformable tube, such that the asymmetric seal, when broken, forms an airtight end and an open end in the tube. 20. The apparatus as recited in claim 19, wherein the clamping section comprises one or more heat-generating elements configured to heat the deformable tube when the clamping section is conformably engaged such that the asymmetric seal is formed by the heat. 21. The apparatus as recited in claim 20, wherein the clamping section is configured to apply pressure to the deformable tube while the deformable tube is heated such that the asymmetric seal is formed by the combination of heat and pressure. 22. The apparatus as recited in claim 19, wherein the clamping section comprises one or more compressive elements configured to apply pressure to the deformable tube when the clamping section is engaged such that the asymmetric seal is formed by the pressure. 23. A method for sterilely collecting fluid comprising: filling a sterile assembly with a fluid, wherein the sterile assembly comprises two or more compartments such that adjacent compartments are joined by a respective connector; ceasing an inflow of the fluid when a final compartment is filled with the fluid; and forming an asymmetric airtight seal in at least one connector comprising a deformable tube using a clamping section configured to conformably engage the deformable tube, wherein the clamping section forms the asymmetric airtight seal in the deformable tube, wherein the asymmetric airtight seal, when broken, forms an airtight end and an open end in the deformable tube. 24. The method as recited in claim 23, wherein the clamping section comprises one or more heat-generating elements configured to heat the deformable tube when the clamping section is conformably engaged such that the asymmetric airtight seal is formed by the heat. 25. The method as recited in claim 24, wherein the clamping section is configured to apply pressure to the deformable tube while the deformable tube is heated such that the asymmetric airtight seal is formed by the combination of heat and pressure. 26. The method as recited in claim 23, wherein the clamping section comprises one or more compressive elements configured to apply pressure to the deformable tube when the clamping section is engaged such that the asymmetric airtight seal is formed by the pressure. 27. The method as recited in claim 23, further comprising forming a symmetric airtight seal within a respective connector between respective compartments not having an asymmetric airtight seal therebetween, wherein the symmetric airtight seal, when broken, forms a first airtight end and a second airtight end in the respective connector. 28. The method as recited in claim 27, wherein forming the symmetric airtight s... | - | A61B005/15 A61B019/00
US20080045824 | A1 | 2008-02-21 | SILICONE COMPOSITION FOR BIOCOMPATIBLE MEMBRANE | 2007-06-14 | The present invention relates generally to biosensor materials. More specifically, this invention relates to a novel polymeric material that can be useful as a biocompatible membrane for use in biosensor applications. | 1-33. (canceled) 34. An analyte sensor, comprising: a working electrode; and a biocompatible membrane disposed over the electrode, the biocompatible membrane comprising a silicone composition comprising a hydrophile incorporated therein, wherein the silicone composition is configured to resist diffusion of an analyte through the biocompatible membrane, and wherein the silicone composition comprises a silicone polymer whose backbone consists of alternating silicon and oxygen atoms and whose terminal groups are selected from the group consisting of alkyl, alkenyl, aryl and aralkyl moieties that are unsubstituted or substituted with one or more substituents selected from the group consisting of hydroxy, alkoxy, alkylsulfonyl, halogen, cyano, nitro, amino, and carboxyl, wherein the biocompatible membrane comprises a resistance domain, wherein the resistance domain controls a flux of oxygen and glucose through the membrane, and wherein the resistance domain comprises the silicone composition. 35. The analyte sensor of claim 34, wherein the silicone composition in the resistance domain comprises from about 1 wt. % to about 20 wt. % of the hydrophile. 36. The analyte sensor of claim 34, wherein the biocompatible membrane comprises an enzyme domain, wherein the enzyme domain comprises an immobilized enzyme. 37. The analyte sensor of claim 36, wherein the immobilized enzyme comprises glucose oxidase. 38. The analyte sensor of claim 36, wherein enzyme domain comprises a silicone composition comprising from about 1 wt. % to about 50 wt. % of the hydrophile. 39. The analyte sensor of claim 34, wherein the biocompatible membrane comprises an interference domain, wherein the interference domain substantially prevents the penetration of one or more interferents into an electrolyte phase adjacent to an electrochemically reactive surface. 40. The analyte sensor of claim 39, wherein the interference domain comprises an ionic component. 41. The analyte sensor of claim 39, wherein the interference domain comprises a silicone composition comprising from about 1 wt. % to about 10 wt. % of the hydrophile. 42. The analyte sensor of claim 34, wherein the biocompatible membrane comprises an electrolyte domain, wherein the electrolyte domain comprises a semipermeable coating that maintains hydrophilicity at an electrochemically reactive surface. 43. The analyte sensor of claim 42, wherein the electrolyte domain comprises a silicone composition comprising from about 1 wt. % to about 50 wt. % of the hydrophile. 44. The analyte sensor of claim 34, wherein the hydrophile is grafted therein. 45. The analyte sensor of claim 34, wherein the biocompatible membrane comprises two or more domains. 46. An analyte sensor, comprising: a working electrode; and a biocompatible membrane disposed over the electrode, the biocompatible membrane comprising a silicone composition comprising a hydrophile incorporated therein, wherein the silicone composition is config... | DexCom, Inc. | A61B005/1473
US20080039733 | A1 | 2008-02-14 | SYSTEMS AND METHODS FOR CALIBRATION OF HEART SOUNDS | 2007-06-14 | An auscultation system includes a transducer for generating an acoustic signal at a transducing location of the subject, and a sensor for receiving an attenuated acoustic signal at a sensing location of the subject. The attenuated signal received at the sensing location is digitized, and may be analyzed in the frequency and/or time domain. The comparison of the digitized attenuated signal against the initial transduced signal allows for the computation of the degree of acoustic attenuation between the transducing and sensing locations. Acoustic attenuation may be utilized to generate an intensity ratio. The ejection fraction of the heart subject may then be computed by correlation to the intensity ratio. Pulse echo methods are also disclosed. The echo transducer is oriented on the subject and generates a series of signal pulses. The return echo on the pulse is then received and a brightness encoded image is produced. The return echo provides location data on the internal structures of the subject including location, motion and speed. | 1. A method for measuring acoustic attenuation in a subject, the method comprising: generating a first acoustic signal at a first location of the subject;receiving an attenuated acoustic signal resulting from the first acoustic signal, wherein the attenuated acoustic signal is received at a second location of the subject; andcomputing an acoustic attenuation between the first location and the second location based on differences between the first acoustic signal and the attenuated acoustic signal. 2. The method of claim 1 wherein the first location is closely located to the second location. 3. The method of claim 1 wherein the first location and the second location are located on a thoracic region of the subject. 4. The method of claim 1 wherein the second location is a standard ECG position. 5. The method of claim 1 further comprising: sensing at least one heart sound at the second location of the subject; andnormalizing the at least one heart sound based on the computed acoustic attenuation. 6. An auscultation system useful in association with a subject, the system comprising: a transducer configured to generate a first acoustic signal at a first location of the subject;a sensor configured to receive an attenuated acoustic signal resulting from the first acoustic signal, wherein the attenuated acoustic signal is received at a second location of the subject; anda signal processor configured to compute an acoustic attenuation between the first location and the second location based on differences between the first acoustic signal and the attenuated acoustic signal. 7. The system of claim 6 wherein the first location is closely located to the second location. 8. The system of claim 6 wherein the first location is located at the same location as the second location. 9. The system of claim 8 wherein the transducer includes the sensor. 10. The system of claim 6 wherein the first location and the second location are located on a thoracic region of the subject. 11. The system of claim 6 wherein the second location is a standard ECG position. 12. The system of claim 6 wherein the sensor is further configured to sense at least one heart sound at the second location of the subject, and wherein the signal processor is further configured to normalize the at least one heart sound based on the computed acoustic attenuation. 13. The system of claim 6 further comprising a noise canceller. 14. A method for calibrating heart sounds of a subject, useful in association with an auscultation device having a transducer, a sensor and a heart sound processor, the method comprising: orienting the transducer on a first location of the subject;orienting the sensor on a second location of the subject;generating an audio signal at the first location of the subject by utilizing the transducer;receiving an attenuated audio signal resulting from the generated audio signal, and wherein the attenuated audio signal is received at the second location of the subject by ... | - | A61B005/02
US20080071157 | A1 | 2008-03-20 | ANALYTE MONITORING SYSTEM AND METHOD | 2007-06-07 | Devices and methods for monitoring an analyte are provided. Embodiments include continuous analyte sensors having a high degree of accuracy. | 1. A method of monitoring glucose levels, comprising: determining glucose concentration using a first transcutaneously positioned analyte sensor; and reporting glucose concentration to a user; wherein a second sensor is not used to confirm the accuracy of the first transcutaneously positioned analyte sensor. 2. The method of claim 1, wherein determining comprises over a period of time ranging from about 1 day to about 7 days. 3. The method of claim 1, wherein the first transcutaneously positioned analyte sensor has at least about 85% of its paired data points within zone A of the Clarke Error Grid. 4. The method of claim 1, wherein the first transcutaneously positioned analyte sensor has at least about 90% of its paired data points within zone A of the Clarke Error Grid. 5. The method of claim 1, wherein the first transcutaneously positioned analyte sensor has more than about 90% of its paired data points within zone A of the Clarke Error Grid. 6. The method of claim 1, wherein the first transcutaneously positioned analyte sensor is a glucose sensor. 7. The method of claim 1, comprising determining health related information based on the reported glucose concentration. 8. The method of claim 7 wherein the health related information includes a bolus amount. 9. The method of claim 7 wherein the health related information includes one or more of a food intake, medication dosage level, or activity level. 10. The method of claim 9, wherein the medication dosage level includes insulin dosage level. 11. The method of claim 1, comprising transmitting the reported glucose concentration. 12. The method of claim 11 wherein transmitting includes one or more of a wired transmission or a wireless transmission. 13. The method of claim 1 including calibrating the first transcutaneously positioned analyte sensor using single point calibration. 14. The method of claim 1 wherein the first transcutaneously positioned analyte sensor has at least about 95% of its paired data points within zone A and zone B of the Clarke Error Grid. 15. The method of claim 14 wherein the first sensor has at least about 85% of its paired data points within zone A. 16. A method of monitoring glucose levels, comprising: determining glucose concentration using a first transcutaneously positioned analyte sensor; and reporting glucose concentration to a user; wherein accuracy of the first transcutaneously positioned analyte sensor is established other than with a second sensor. 17. The method of claim 16, wherein the first transcutaneously positioned analyte sensor has at least about 85% of its paired data points within zone A of the Clarke Error Grid. 18. The method of claim 16, wherein the first transcutaneously positioned analyte sensor has at least about 90% of its paired data points within zone A of the Clarke Error Grid. 19. The method of claim 16, wherein the first transcutaneously positioned analyte sensor has more than about 90% of its paired ... | Abbott Diabetes Care, Inc. | A61B005/05
US07344497 | B2 | 2008-03-18 | Non-invasive device and method for measuring the cardiac output of a patient | 2005-07-18 | The invention involves a device and method for ascertaining the functioning of the respiratory system and, in particular, determining the cardiac output of a patient. The device comprises an apparatus containing sensors for measuring the oxygen and carbon dioxide concentrations as well as the volume of air inhaled and exhaled by a patient. The patient is provided a mouthpiece for breathing into and out of the device, which subsequently measures oxygen partial pressures of the inhaled and exhaled air. In addition, the patient's arterial oxygen saturation is continuously measured through pulse oximetry and the pH and hemoglobin concentration is determined from a venous blood sample. From this data, the cardiac output of the patient may be calculated. | 1. A method of measuring the cardiac output of a patient, comprising the steps of: providing a mouthpiece to a patient;allowing said patient to inhale and exhale through said mouthpiece;continuously measuring oxygen partial pressures of the inhaled and exhaled air;continuously measuring the arterial oxygen saturation through pulse oximetry;measuring the pH and hemoglobin concentration of a venous blood sample taken from said patient; andcalculating the cardiac output. 2. The method of claim 1, wherein the step of calculating the cardiac output further comprises the steps of: calculating the average total oxygen consumed over a predetermined time period;calculating the arterial oxygen content as the product of measured arterial oxygen saturation and hemoglobin concentration;determining the lowest mean oxygen tension during expiration over the predetermined time period;estimating the venous oxygen saturation from the mean lowest oxygen tension according to published oxygen binding curves for the measured pH;calculating the venous oxygen content as the product of venous oxygen saturation and the measured hemoglobin concentration; anddividing the average total oxygen consumed by the difference between the arterial oxygen content and venous oxygen content. 3. The method of claim 2, further comprising the step of displaying said cardiac output on a screen. 4. The method of claim 3, wherein said predetermined time period is about one minute. 5. The method of claim 3, wherein said arterial oxygen saturation is measured by a pulse oximeter. 6. The method of claim 3, wherein the oxygen partial pressures of said inhaled and exhaled air are measured by an oxygen monitor in fluid communication with said breathing tube. 7. The method of claim 3, wherein the carbon dioxide partial pressures of said inhaled and exhaled air are measured by a capnometer in fluid communication with said breathing tube. 8. The method of claim 1, wherein said step of calculating the cardiac output is performed by a data processor programmed to calculate the Fick equation. | Charlotte-Mecklenburg Hospital | A61B005/00 A61B005/02 A61B005/05
US07678058 | B2 | 2010-03-16 | Apnea type determining apparatus and method | 2006-06-22 | An apnea classification system provides for apnea monitoring and differentiation based on several sleep apnea related parameters for diagnostic and therapeutic purposes. Monitoring of such sleep apnea related parameters allows the apnea classification system to differentiate among the different types of apnea. This information may then be used to determine the best method of therapy, or adjust current therapy parameters to more effectively treat a subject. | 1. An apparatus comprising: a respiration-based first apnea detector, comprising a respiration sensor providing cyclic information indicative of inhaling and exhaling;a non-respiration-based second apnea detector, comprising at least one of a blood pressure sensor and a heart sound sensor, the second apnea detector using information other than cyclic information indicative of inhaling and exhaling; andan apnea classifier module, coupled to the first and second apnea detectors, to distinguish between obstructive sleep apnea (OSA) and central sleep apnea (CSA) using information from both the first and second apnea detectors. 2. The apparatus of claim 1, in which the respiration sensor includes an impedance sensor. 3. The apparatus of claim 1, in which the respiration sensor includes a blood pressure sensor configured to extract respiration information from blood pressure information. 4. The apparatus of claim 1, in which the respiration sensor includes an accelerometer configured to extract respiration information from an acceleration. 5. The apparatus of claim 1, in which the respiration sensor includes a heart sound sensor configured to extract respiration information from heart sounds. 6. The apparatus of claim 1, in which the respiration sensor includes an acoustic sensor configured to extract respiration information from respiratory sounds. 7. The apparatus of claim 1, in which the respiration sensor includes a position sensor configured to extract respiration information from body movement. 8. The apparatus of claim 1, in which the respiration sensor includes a thermister configured to extract respiration information from a temperature variation. 9. The apparatus of claim 1, in which the non-respiration-based second apnea detector includes the blood pressure sensor, and wherein the blood pressure sensor is configured to be located in a pulmonary artery to measure a pulmonary artery pressure; and in which the apnea classifier module is configured to distinguish between obstructive sleep apnea (OSA) and central sleep apnea (CSA) using respiration information from the first respiration-based first apnea detector and pulmonary artery pressure information from the non-respiration-based second apnea detector. 10. The apparatus of claim 1, in which the non-respiration-based second apnea detector includes the blood pressure sensor, and wherein the blood pressure sensor is configured to be located in association with a ventricle to measure a ventricular pressure; and in which the apnea classifier module is configured to distinguish between obstructive sleep apnea (OSA) and central sleep apnea (CSA) using respiration information from the first respiration-based first apnea detector and ventricular pressure information from the non-respiration-based second apnea detector. 11. The apparatus of claim 10, in which the blood pressure sensor is configured to sense a left ventricle end diastolic pressure (LVEDP); and in which the apnea classifier mo... | Cardiac Pacemakers, Inc. | A61B005/08
US07423438 | B2 | 2008-09-09 | Method and apparatus for measuring body fat by using bioelectrical impedance | 2007-11-19 | Provided are a method and apparatus for measuring body fat using current electrodes and voltage electrodes. The method includes continually detecting a voltage drop across the voltage electrodes by smoothly raising a contact pressure applied to the electrodes; determining a threshold contact pressure with reference to the detected voltage drop depending on variation of the contact pressure, the voltage drop across the voltage electrodes not increasing under the threshold contact pressure even when the contact pressure increases; comparing a detected contact pressure with the threshold contact pressure; detecting a measurement voltage across the voltage electrodes only when the detected contact pressure is larger than the threshold contact pressure; and compensating the measurement voltage for a threshold contact voltage corresponding to the threshold contact pressure and calculating a body fat value corresponding to the compensated measurement voltage. | 1. A method of measuring body fat by using current electrodes for applying a constant current in a human body and voltage electrodes for detecting a voltage drop caused by bioelectrical impedance of the human body, the method comprising: continually detecting a voltage drop across the voltage electrodes by smoothly raising a contact pressure applied to the electrodes;determining a threshold contact pressure with reference to the detected voltage drop depending on variation of the contact pressure, the voltage drop across the voltage electrodes not increasing under the threshold contact pressure even when the contact pressure increases;comparing a detected contact pressure with the threshold contact pressure;detecting a measurement voltage across the voltage electrodes only when the detected contact pressure is larger than the threshold contact pressure; andcompensating the measurement voltage for a threshold contact voltage corresponding to the threshold contact pressure and calculating a body fat value corresponding to the compensated measurement voltage. 2. The method according to claim 1, further comprising inducing a user to increase his contact pressure if the detected contact pressure is smaller than the threshold contact pressure. 3. An apparatus for measuring body fat by using current electrodes for applying a constant current in a human body and voltage electrodes for detecting a voltage drop caused by bioelectrical impedance of the human body, the apparatus comprising: a contact pressure detector detecting a contact voltage applied to the voltage electrodes;a voltage meter measuring a voltage drop across the voltage electrodes; anda microprocessor continually detecting a voltage drop across the voltage electrodes by smoothly raising the contact pressure applied to the voltage electrodes through the contact pressure detector and the voltage meter;determining a threshold contact pressure with reference to the detected voltage drop depending on variation of the contact pressure, the voltage drop across the voltage electrodes not increasing under the threshold contact pressure even when the contact pressure increases; comparing a detected contact pressure with the threshold contact pressure;detecting a measurement voltage across the voltage electrodes only when the detected contact pressure is larger than the threshold contact pressure;compensating the measurement voltage for a threshold contact voltage corresponding to the threshold contact pressure; andcalculating a body fat value corresponding to the compensated measurement voltage. 4. The apparatus according to claim 3, wherein the microprocessor induces a user to raise his contact pressure if the detected contact pressure is smaller than the threshold contact pressure. | Samsung Electronics Co., Ltd. | G01R027/08 A61B005/05
US07314452 | B2 | 2008-01-01 | Self flushing luer activated blood sampling devices | 2006-02-23 | A blood sampling device for allowing a fluid pressure measurement and a fluid sample to be taken from a patient, having an inlet port configured to receive blood from the patient, an outlet port configured to be coupled to a monitoring channel having an infusion fluid, a sampling port configured for extraction of blood from the patient, a sampling channel configured to self-flush, after extraction, the blood with the infusion fluid, and an auxiliary channel for self-flushing the sampling channel. | 1. An apparatus for allowing a fluid pressure measurement and a fluid sample to be taken from a patient, comprising: an inlet port configured to receive a first fluid from the patient;an outlet port coupled to the inlet port through a monitoring channel and configured to receive a second fluid;a sampling port configured for extraction of the first fluid from the patient;an auxiliary channel having first and second ends, the first end coupled to the outlet port; anda four-port two-position sampling valve having a passageway, the sampling valve in a first position connecting the sampling port to the inlet port and the sampling valve in a second position connecting the second end of the auxiliary channel to the passageway for self-flushing the passageway with the second fluid. 2. The apparatus of claim 1, wherein the sampling port is configured to receive a syringe. 3. The apparatus of claim 1, wherein the sampling port is configured to receive a cannula. 4. A blood sampling device, comprising: an outlet port configured receive blood from a patient;an outlet port coupled to the inlet port through a monitoring channel and configured to receive an infusion fluid;a sampling port configured for extraction of blood from the patient;an auxiliary channel between the inlet port and the sampling port; anda device having a passageway movable between first and second positions, the device in the first position isolating the inlet port from the outlet port and coupling the inlet port to the sampling port and the device in the second position forming two flow paths for the infusion fluid from the outlet port to the inlet port, including a flow path through the auxiliary channel for flushing blood from the passageway. 5. The blood sampling device of claim 4 wherein the device is a ball valve. 6. The blood sampling device of claim 4 wherein the sampling port is configured to allow a needle to draw the blood while blocking access to the auxiliary channel. 7. The blood sampling device of claim 5 wherein the passageway forms a T-shaped intersection within the ball valve. | Edwards Lifesciences Corporation | A61B005/00 B65D081/00 F15B013/00 F16K011/085 F16K025/00 F16K005/00
US07333842 | B2 | 2008-02-19 | Method for the spectroscopic determination of the oxygen saturation of blood in the presence of optical disturbance variables | 2003-04-17 | The invention is directed to a method for the spectrometric determination of the oxygen saturation of blood in the presence of optical disturbance variables in which transmission measurements and reflection measurements are carried out in at least two wavelengths that are isosbestic for hemoglobin and oxyhemoglobin, and at least one other wavelength at which the extinction of hemoglobin and oxyhemoglobin differ. Corresponding auxiliary functions are defined in the measurement spectrum (M) and in the reference spectra of hemoglobin and oxyhemoglobin, at least two of the measurement values or two of the reference values for the isosbestic wavelengths lying on this auxiliary function. A corrected measurement spectrum (M″) is generated by the two auxiliary functions. The oxygen saturation is determined by comparing the changed data of this corrected measurement spectrum (M″) with the data of the reference spectra at the other wavelength. | 1. A method for determining the oxygen saturation of blood in the presence of optical disturbance variables, particularly due to a biological tissue surrounding the blood vessel and/or the blood and/or the blood vessel itself comprising the steps of: generating spectral measurements (Mi) by transmission measurement and reflection measurement in a measurement spectrum at wavelengths that are isosbestic for hemoglobin (Hb) and oxyhemoglobin (HbO2);generating at least one other measurement value (Ma) at a wavelength at which the reference values of hemoglobin and oxyhemoglobin differ; andcomparing these measurements with known reference values of the reference spectra of hemoglobin and oxyhemoglobin; and further comprising the steps of:a) detecting at least two said spectral measurement values (Mi1, Mi2) at wavelengths (λi1, λi2) that are isosbestic for hemoglobin and oxyhemoglobin and at least the other measurement value (Ma) at a wavelength (λa) at which the reference values of hemoglobin and oxyhemoglobin differ as far as possible in the reference spectra in the measurement spectrum, wherein an auxiliary function (FH) is generated at least from two of the measurement values (Mi1, Mi2) for isosbestic wavelengths (λi1, λi2);b) generating a reference function (FR) in the reference spectra from the reference values (Ri1, Ri2) corresponding to the at least two measurement values (Mi1, Mi2) determined in the measurement spectrum for the same isosbestic wavelengths (λi1, λi2) of hemoglobin and oxyhemoglobin, which reference function (FR) is of the same type;c) generating a correction function (FK) from the auxiliary function (FH) of the measurement spectrum in which said at least two measurement values (Mi1, Mi2) lie for isosbestic wavelengths (λi1, λi2) and from the reference function (FR) of the reference spectra in which the at least two reference values (Ri1, Ri2) corresponding to the at least two measurement values (Mi1, Mi2) lie, and generating a corrected auxiliary function (FHk) identical to the reference function (FR) in the reference spectra in a corrected measurement spectrum by this correction function (FK); andd) determining the oxygen saturation of the blood from the other measurement value (Ma″) converted to the corrected auxiliary function (FHk) of the corrected measurement spectrum in relation to the reference values for hemoglobin and oxyhemoglobin at this wavelength (λa). 2. The method according to claim 1, including the steps of: a) logarithmically determining three said spectral measurement values (Mi1, Mi2, Mi3) at wavelengths (λi1, λi2, λi3) that are isosbestic for hemoglobin and oxyhemoglobin and another measurement value (Ma) at a wavelength (λa) at which the reference values of hemoglobin and oxyhemoglobin differ as far as possible in the reference spectra, wherein a linear auxiliary function (FH) is generated from two logarithmic measurement values (Mi1, Mi2) for isosbestic wavelengths (λi1, λi2);b) generating a linear refere... | Carl Ziess Mesitec AG | A61B005/00
US20080015470 | A1 | 2008-01-17 | Sample tube for receiving body fluids, particularly blood | 2007-05-23 | A specimen tube for receiving bodily fluids, particularly blood, has a sealing cap having a tip with a pierceable membrane, stopper or similar device, at its end. A guide sleeve can be placed on the tip and carries a single or double needle. The tube can also be provided with an emergency indicator that is configured as an emergency signal colored ring surrounding the tip but leaving free access from outside to the pierceable element at the end of the tip. | 1. A specimen tube (1) for receiving bodily fluids, particularly blood, comprising a sealing cap (3) having a tip (4) with a pierceable membrane, stopper or similar device, which is provided in the end of the tip (6), for a guide sleeve that can be placed on the tip and bears a cannula or double cannula, which tube can be provided with an emergency indicator, characterized in that the emergency indicator is configured as an emergency signal colored-ring (7) surrounding the tip covering with free access from above to the end of the tip (6). 2. In combination: a blood-specimen tube comprising a tubular body-extending along an axis and having an axially extending small-diameter tip, and an axially pierceable element at the tip; an emergency indicator comprising a sleeve of a predetermined signal color and dimensioned to fit complementary around the tip while leaving the pierceable element exposed. 3. The combination defined in claim 2 wherein the tip is provided with radially outwardly projecting latch bumps, the sleeve being stepped and having a large-diameter inner portion fitting over the bumps and a small-diameter portion closely surrounding the tip outward of the bumps. 4. The combination defined in claim 2, further comprising an outer portion formed with the tip and forming a nut threaded to an end of the body. 5. The combination defined in claim 2, further comprising a guide sleeve fittable complementarily over the tip, and a needle fitted to the sleeve and pierceable through the element when the sleeve is fitted to the tip. 6. The combination defined in claim 2 wherein the pierceable element is a membrane or plug. | - | A61B005/15
US20080064966 | A1 | 2008-03-13 | Devices, systems and methods for endocardial pressure measurement | 2007-03-22 | Endocardial pressure measurement devices, systems and methods for the effective treatment of congestive heart failure and its underlying causes, in addition to other clinical applications. | 1-81. (canceled) 82. A system for deriving relative physiologic measurement values, comprising: an implantable medical device (“IMD”) operable to determine an absolute physiologic parameter value within a patient's body, and communicate the absolute physiologic parameter value outside the patient's body; and an external monitor operable to: receive the absolute physiologic parameter from the IMD; obtain an ambient condition value outside the body that can affect the absolute physiologic parameter value; and calculate a relative physiologic parameter value from the ambient condition value and the absolute physiologic parameter value; wherein the external monitor is further operable to communicate the relative physiologic parameter value to the IMD, and wherein the IMD is further operable to receive the relative physiologic parameter value and store it in a memory. 83. The system as recited in claim 82, wherein the absolute physiologic parameter value is marked with a time stamp, and wherein the external monitor selects an ambient condition value that is obtained at a time reasonable close to the time stamp time to calculate the relative physiologic parameter value. 84. The system as recited in claim 82, wherein the IMD is further operable to communicate the relative physiologic parameter value to an external computing device. 85. The system as recited in claim 82, wherein the external monitor is further operable to store the relative physiologic parameter value in a memory. 86. The system as recited in claim 82, wherein the absolute physiologic parameter value comprises a blood pressure value, wherein the ambient condition value comprises an ambient pressure value, and wherein the relative physiologic parameter value comprises the blood pressure value relative to the ambient pressure value. 87. The system as recited in claim 86, wherein the relative physiologic parameter value is calculated by subtracting the ambient pressure value from the blood pressure value. 88. The system as recited in claim 86, wherein the blood pressure value is determined by: measuring the blood pressure value with a pressure sensor; and adjusting the measured blood pressure value with a sensor specific adjustment factor to obtain an absolute blood pressure value. 89. The system as recited in claim 86, wherein the blood pressure can be intravascular or intracardiac blood pressure. 90. The system as recited in claim 82, wherein the external monitor is operable to measure the ambient condition value. 91. The system as recited in claim 82, wherein the external monitor is operable to receive the ambient condition value from an ambient condition source. 92. The system as recited in claim 82, wherein the external monitor comprises a wireless communication device carried on or near the patient's body. 93. The system as recited in claim 92, wherein the external monitor is a monitor device selected from the group consisting of: a monitor device adapted to... | Transoma Medical, Inc. | A61B005/0215
US20080039715 | A1 | 2008-02-14 | Three-dimensional optical guidance for catheter placement | 2007-06-11 | A system is provided comprising an optically-guided catheter having a proximal end, a distal end, and at least one lumen. A light-emitting means is coupled to the catheter, the catheter is inserted into place in the patient, and light is emitted as a point or points from a selected location, usually the distal tip, of the catheter to which it is coupled. The system further comprises an external detection device that detects the transdermally projected light, emitted by the light-emitting point from within the patient, thereby indicating precise placement of the catheter within the patient. A system and method for three-dimensional visualization using an internally positioned light emitter and an externally positioned detection array are also provided. | 1. A system for generating a three dimensional visualization, said system comprising: (a) a light source in communication with a device that extends into a body, the light source being adapted to deliver light at least three distinct wavelengths to said device; (b) a detector array positioned external to the body, the detector array adapted to measure light emitted from the device positioned within the body at a plurality of locations external to the body; (c) a processor in communication with the detector array, the processor being programmed to process light measurements received from the detector array and generate a three-dimensional visualization of at least one structure positioned with the body, said light measurements being associated with light generated by the light source at least three distinct wavelengths. 2. The system according to claim 1, wherein the light source is a laser diode. 3. The system according to claim 1, wherein the device is an elongated catheter. 4. The system according to claim 3, wherein the elongated catheter is configured and dimensioned for introduction into a vessel of a body. 5. The system according to claim 4, wherein the elongated catheter includes an optical fiber positioned therewithin for communicating with the light source. 6. The system according to claim 1, wherein the at least three wavelengths are selected to measure distribution of at least one of water distribution, lipid distribution and pigment distribution within the body. 7. The system according to claim 1, wherein the device is adapted to emit light at a distal end thereof. 8. The system according to claim 1, wherein the detector array includes an externally positioned camera. 9. The system according to claim 1, wherein the detector array includes a two dimensional array of photodetectors. 10. The system according to claim 9, wherein the two dimensional array of photodetectors are arranged in a configuration selected from the group consisting of a square array, a rectangular array, a circular array, and an elliptical array. 11. The system according to claim 9, wherein the photodetectors included in the two dimensional array communicate with amplifiers. 12. The system according to claim 11, wherein the amplifiers are embedded in a flexible material. 13. The system according to claim 1, wherein the light is infrared or near infrared light. 14. The system according to claim 1, wherein the detector array includes a plurality of photodetectors spaced at a predetermined photodetector-to-photodetector distance. 15. The system according to claim 1, further comprising a light source control that communicates with the light source and is adapted to control the wavelength of the light source. 16. The system according to claim 1, further comprising an imaging device coupled to the detection device for displaying a visual image of the location of the light-emitting point of the device within the body. 17. A method for gener... | - | A61B005/05
US20080033321 | A1 | 2008-02-07 | Device and Method for Detecting Plagiocephaly in Infants | 2007-02-07 | Disclosed are devices and methods for detecting plagiocephaly in infants. The one-piece, semi-rigid device is positioned on the infant by placing the caliper's ear-tips in the infant's ears and positioning a planar connector segment approximately under the nose. A physician or caregiver can visually detect plagiocephaly by detecting misalignment between a center marker on the planar segment and the midline of the infant's nose. | 1. A semi-rigid device for detecting plagiocephaly in an infant comprising: a) a pair of calipers each having a curved section and having a proximal and a distal end, wherein each distal end has an ear-tip configured to rest inside of the infant's ear; andb) a connector segment located between the calipers that connects the proximal ends of the calipers, wherein the connector segment has a planar outer surface comprising a central position marker located at the center of the connector segment. 2. The device of claim 1, wherein the planar outer surface of the connector segment further comprises lateral position markers aligned an equal distance from each other, on opposite sides of the central position marker, and positioned along a linear axis that originates at the center of the planar outer surface of the connector segment and extends outwardly toward the proximal ends of the calipers. 3. The device of claim 2, wherein the central position marker and lateral position markers are affixed to the planar outer surface of the connector segment. 4. The device of claim 2, wherein the central position marker and lateral position markers are integrated into the planar outer surface of the connector segment. 5. The device of claim 1, wherein the calipers and connector segment comprise plastic. 6. The device of claim 1, wherein the ear-tips point toward the connector segment. 7. The device of claim 1, wherein the device is configured so that each of the ear-tips can simultaneously rest inside of each of the infant's ears. 8. A method of detecting plagiocephaly in an infant with a caliper comprising: a) positioning a semi-rigid caliper on the infant, wherein the caliper comprises: i) a pair of calipers each having a curved section and having a proximal and a distal end, wherein each distal end has an ear-tip configured to rest inside of the infant's ear; andii) a connector segment located between the calipers that connects the proximal ends of the calipers, wherein the connector segment has a planar outer surface comprising a central position marker located at the center of the connector segment; andb) determining the spatial relationship between the infant's nose and the central position marker. 9. The method of claim 8, wherein the distal ends of the calipers are simultaneously placed into the infant's ears. 10. The method of claim 8, wherein the caliper is configured to be placed on infants up to nine months old. 11. The method of claim 8, further comprising determining the degree of misalignment between the central position marker and the infant's nose. | Alfred E. Mann Institute for Biomedical Engineering at the Univ. of Southern California | A61B005/107
US20080051646 | A1 | 2008-02-28 | Probe for cellular oxygen | 2007-07-24 | A probe for sensing and imaging intracellular oxygen comprises an oxygen-sensitive fluorescent or phosphorescent dye combined with a hydrophilic macromolecular carrier and a cell loading agent. A method for sensing cellular oxygen using the probe is also described. | 1. A probe for sensing and imaging of intracellular oxygen comprising: an oxygen-sensitive fluorescent or phosphorescent dye linked to a macromolecular carrier; and a cell loading component or agent. 2. A probe as claimed in claim 1 wherein the macromolecular carrier and the cell loading component are the same entity. 3. A probe as claimed in claim 1 wherein the dye is conjugated to the macromolecular carrier. 4. A probe as claimed in claim 1 wherein the dye, macromolecular carrier and cell loading agent are combined in one supramolecular structure. 5. A probe as claimed in claim 1 comprising a highly photostable dye suitable for live-cell fluorescence microscopy measurements 6. A probe as claimed in claim 1 wherein the oxygen sensitive dye is selected from the following group: phosphorescent platinum(II) or palladium(II) porphyrins, fluorescent complexes of ruthenium(II) or osmium(II), close analogs or derivatives of these dyes. 7. A probe as claimed in claim 1 wherein the oxygen-sensitive dye comprises Pt-coproporphyrin or a monofunctional reactive derivative thereof conjugated to the macromolecular carrier. 8. A probe as claimed in claim 1 wherein the oxygen-sensitive dye comprises Pt-coproporphyrin-ketone, Pd-coproporphyrin-ketone, or a derivative or close analog thereof. 9. A probe as claimed in claim 1 which is based on a stable Pd-chlorin or Pt-chlorin dye. 10. A probe as claimed in claim 1 which contains two or more oxygen-sensitive dyes with different sensitivities to oxygen. 11. A probe as claimed in claim 1 in which the carrier is a biocompatible, hydrophilic macromolecule. 12. A probe as claimed in claim 1 in which the carrier has molecular weight in the region of 5,000-200,000 D. 13. A probe as claimed in claim 1 in which the carrier is a polypeptide, a polynucleotide, a polysaccharide or a synthetic polymer such as poly(acrylate) or poly(ethyleneglycol). 14. A probe as claimed in claim 13 wherein the carrier comprises an inert protein such as serum albumin, or an antibody or a fragment thereof. 15. A probe as claimed in claim 13 wherein the polypeptide is a cellular targeting polypeptide. 16. A probe as claimed in claim 15 wherein the polypeptide targets the probe to a cellular structure selected from the group comprising: cell surface structures, mitochondria, inner cell membrane(s), lysozymes and/or endoplasmic reticulum. 17. A probe as claimed in claim 3 wherein the macromolecular conjugate at physiological conditions has a net negative charge. 18. A probe as claimed in claim 1 wherein the loading agent comprises a cationic liposomal or non-liposomal transfection agent. 19. A probe as claimed in claim 1 further comprising a protein-free biological buffer as a medium. 20. A probe as claimed in claim 1 wherein the loading agent comprises an endocytosis stimulating agent. 21. Use of a probe as claimed in claim 1 for sensing intracellular oxygen. 22. A method for sensing intracellular oxygen... | - | A61B005/1459
US20080045883 | A1 | 2008-02-21 | Devices and methods for monitoring and delivering therapeutics to the spinal cord | 2007-08-16 | This invention is a continuous monitor of the spinal cord and brain microenvironment in injury and disease that also allows therapeutic interventions. It utilizes a multiport catheter that contains a transducer at the tip for monitoring spinal physiological parameters and also allows via additional ports for sampling and exchange of spinal fluid, as well as drug delivery to the central nervous system. This invention allows for more precise therapeutic interventions in spinal cord and brain injury and disease. | 1. A method of treating the central nervous system in injury and disease in a vertebrate organism by providing a catheter having a proximal end, a distal end, and an intervening elongate shaft that is placed along a spinal fluid pathway or cistern, particularly the lumber cistern 2. A method of claim 1 wherein said catheter is placed extadurally 3. A method of claim 1 wherein said catheter is placed intradurally 4. A method of claim 1 where said catheter has at least one port 5. A method of claim 4 where one port contains a transducer at the distal end of the catheter 6. A method of claim 4 where one port contains a biosensor at the distal end oil the catheter 7. A method claim 4 where one port is utilized for outflow of fluid 8. A method of claim 4 wherein one port is utilized for inflow of fluid 9. A method of claim 4 wherein at least one port is used for introduction of a surgical tool 10. A method of claim 7 wherein the outflow tract is used for delivery of a therapeutic substance to the cerebrospinal fluid for treatment of a brain or spinal cord disease 11. A method of claim 5 wherein said transducer can transmit and collect electromagnetic radiation, particularly in the ultrasonic and infrared range, but also visible range 12. A method of claim 11 wherein said transducer continuously monitors structural characteristics of the spinal cord, such as central canal size and parenchymal edema 13. A method of claim 11 wherein said transducer continuously monitors flow characteristics of the spinal cord, including blood and cerebrospinal fluid velocity 14. A method of claims 2 and 5 wherein said transducer is an applanation pressure sensor 15. A method of claim 3 and 5 wherein said transducer can monitor spinal fluid pressure 16. A method of claims 3 and 5 wherein said transducer can monitor spinal dural compliance 17. A method of claims 12 and 13 wherein the physiologic parameters of a patient are monitored pre- and post-valsalva maneuver in order to compare to responses in control subjects 18. A method of claims 7 and 8 wherein cerebrospinal fluid is drained and exchanged with an inflow of artificial cerebrospinal fluid 19. A method of claim 7 and 8 wherein cerebrospinal fluid is drained, treated (e.g., dialyzed of a substance) and re-circulated into the subarachnoid space 20. A method of claim 3 and 7 wherein cerebrospinal fluid is monitored for physiological parameters, such as pH, glucose, protein, cell count and CSF gas values | - | A61M001/00 A61B005/00 A61M031/00
US20080058607 | A1 | 2008-03-06 | Categorizing automatically generated physiological data based on industry guidelines | 2006-08-08 | Methods and systems for mapping a physiological signal into clinical guideline parameters are disclosed. A physiological signal having a characteristic that may represent an anomaly is received and mapped to a clinical guideline condition space. Probabilities are determined that the mapped signal with which the anomaly may be associated represents a first clinical guideline condition corresponding to a referral indication or a second clinical guideline condition corresponding to an absence of the referral indication. The determined probability is presented and a referral decision is made responsive to the determined probability that the anomaly is associated with the first clinical guideline condition. | 1. A method for mapping a physiological signal into clinical guideline parameters, the method comprising: receiving the physiological signal, the physiological signal having a characteristic that may represent an anomaly;mapping the received physiological signal to a clinical guideline condition space;determining a probability that the mapped signal with which the anomaly is associated represents one of a first clinical guideline condition corresponding to a referral indication or a second clinical guideline condition corresponding to an absence of the referral indication; andpresenting the determined probability to a user,whereby a referral decision is made responsive to the determined probability that the anomaly is associated with the first clinical guideline condition. 2. The method according to claim 1, wherein the determined probability is presented as a measure of a sensitivity of the determined probability to variations in the physiological signal. 3. The method according to claim 2, wherein the measure of the sensitivity includes a range variance indicative of a confidence measure. 4. The method according to claim 1, wherein the step of presenting the determined probability presents derived features relative to a probability surface including a first region representing the first clinical guideline condition and a second region representing the second guideline condition. 5. The method according to claim 4, wherein the step of presenting the determined probability further presents the derived features relative to at least one predetermined probability threshold between the first region and second region. 6. A method for mapping a physiological signal into clinical guideline parameters for distinguishing between a first condition corresponding to a referral indication and a second condition corresponding to an absence of the referral indication, the method comprising the steps of: receiving the physiological signal, the physiological signal including a characteristic that may contain an anomaly representing a referral indication, the anomaly being within at least one predetermined physiological event of the physiological signal;computing a normalized energy profile for the at least one predetermined physiological event representative of the anomaly;mapping the normalized energy profile to a clinical guideline condition space;determining probabilities that the mapped normalized energy profile is associated with each of the first condition and the second condition; andpresenting the determined probabilities. 7. The method according to claim 6, wherein the physiological signal includes a phonocardiogram signal and the predetermined physiological event includes at least one of a systolic interval and a diastolic interval. 8. A method for assisting in a referral indication of heart murmurs, the method comprising the steps of: receiving an acoustic signal representing heart sounds;parsing the received acoustic signal into predetermined p... | Zargis Medical Corp | A61B005/00
US20080023002 | A1 | 2008-01-31 | Head safety device with integrated display | 2007-07-26 | A safety device is disclosed. The safety device includes a protective component wearable on a user's head. The safety device further includes a display unit configured to present status information at position in the periphery of the field of view of the user. The safety device includes a communications unit connectable to a wireless communication network and configured to send or receive status information.;In certain embodiments, the safety device is a breathing apparatus or a head protection device. A method of presenting information to a user of the breathing apparatus is also disclosed. | 1. A safety device for a user, the safety device comprising: a protective component wearable on a user's head;a display unit configured to present status information at position in the periphery of a field of view of the user; anda communications unit connectable to a wireless communication network and configured to send or receive status information. 2. The safety device of claim 1, wherein the protective component is a transparent mask. 3. The safety device of claim 1, wherein the status information includes emergency response information. 4. The safety device of claim 1, wherein the protective component is a helmet. 5. The safety device of claim 1, wherein the display unit includes a plurality of sensors configured to detect environmental conditions. 6. The safety device of claim 1, wherein the display device includes one or more video capture devices. 7. The safety device of claim 1, further comprising a communication unit configured to communicatively connect to a wireless communication network. 8. The safety device of claim 7, wherein the communication unit communicates data detected at the location of the safety device to a computing system communicatively connected to the wireless communication network. 9. A breathing apparatus comprising: a protective shield presenting a field of view;a ventilation portion;a display unit configured to present information at position in the periphery of the field of view; anda communications unit connectable to a wireless communication network and configured to send or receive status information. 10. The breathing apparatus of claim 9, wherein the display unit is further configured to be located between a user's face and the protective shield. 11. The breathing apparatus of claim 9, wherein the display unit is a heads up display. 12. The breathing apparatus of claim 11, wherein the heads up display is a binocular heads up display. 13. The breathing apparatus of claim 9, further comprising a control unit interfaced with the display unit and configured to control the display unit. 14. The breathing apparatus of claim 9, further comprising one or more peripheral devices interfaced to the breathing apparatus. 15. The breathing apparatus of claim 14, wherein the one or more peripheral devices are selected from the group consisting of: an imaging unit;a power unit;a temperature sensor unit;a hazard sensor unit; anda vital signs unit. 16. The breathing apparatus of claim 9, wherein the communication unit communicates data detected at the location of the breathing apparatus to a computing system communicatively connected to the wireless communication network. 17. A method of presenting information to a user of a breathing apparatus having a protective shield and a ventilation portion, the method comprising: associating one or more peripheral devices with a display configured to present information at position peripheral to the user's field of view;receiving information from the one or more periphe... | Rex Systems, Inc. | A62B018/00 A42B003/00 A61B005/00
US07343811 | B2 | 2008-03-18 | Sensor and guide wire assembly | 2006-02-23 | The invention relates to a sensor (23) adapted for a sensor and guide wire assembly for intravascular measurements in a living body, wherein the sensor (23) comprises a pressure sensitive part (24) and an electronic part (25), said pressure sensitive part (24) comprising a first chip (26) provided with at least one pressure sensitive device (27) and at least one piezoelectric element (35), and said electronic part (25) comprising a second chip (28) provided with at least one electric circuit, and wherein said pressure sensitive part (24) and electronic part (25) are spatially separated from each other and are electrically connected with at least one electrical lead (29). | 1. A sensor adapted for a sensor and guide wire assembly for intravascular measurements in a living body, wherein the sensor comprises a pressure sensitive part and an electronic part; said pressure sensitive part comprising a first chip provided with at least one pressure sensitive device and at least one element having at least one electrical property which varies with ambient pressure;said electronic part comprising a second chip provided with at least one electric circuit;the pressure sensitive part and the electronic part being spatially separated from each other and are electrically connected with at least one electrical lead and wherein the pressure sensitive part and the electronic part are attached to a flexible insulating board. 2. A sensor according to claim 1, wherein the pressure sensitive device is a membrane that covers a recess provided in said first chip. 3. A sensor according to claim 1, wherein the pressure sensitive device comprises a vibrating structure. 4. A sensor according to claim 1, wherein the element is a piezoresistive element. 5. A sensor according to claim 1, wherein the element is a piezocapacitive element. 6. A sensor according to claim 1, wherein the electronic part comprises at least one integrated circuit. 7. A sensor according to claim 1, wherein the element is a piezoelectric element. 8. A sensor and guide wire assembly being adapted for intravascular measurements in a living body and comprising a sensor, wherein the sensor comprises a pressure sensitive part and an electronic part; said pressure sensitive part comprising a first chip provided with at least one pressure sensitive device and at least one piezoelectric, piezoresistive or piezocapacitive element;said electronic part comprising a second chip provided with at least one electric circuit;the pressure sensitive part and the electronic part being spatially separated from each other and are electrically connected with at least one electrical lead and wherein the pressure sensitive part and the electronic part are attached to a flexible insulating board. 9. A sensor and guide wire assembly according to claim 8, wherein at least one electrical connection line is arranged at the board to electrically connect the pressure sensitive part and the electronic part to each other. 10. A sensor and guide wire assembly according to claim 9, wherein the electronic part is arranged at a proximal portion of the sensor and guide wire assembly. 11. A sensor and guide wire assembly according to claim 9, wherein the electronic part is arranged in an external unit outside the living body. | Radi Medical Systems AB | A61B005/00 G01L007/00
US07319897 | B2 | 2008-01-15 | Localization device display method and apparatus | 2002-12-02 | A localization device display method and apparatus for displaying different views, e.g., of different magnification, based on the proximity of the tip of a pointer tracked by the localization device to a reference location identified by the localization device. The display method and apparatus may be incorporated into a surgical navigation system for use in identifying a location for drilling a femoral tunnel in an ACL repair procedure. | 1. A method of generating a display of a localization device, the localization device identifying a reference location, the method comprising the steps of: monitoring the distance between a pointer and said reference location with said localization device; anddisplaying a first one of a plurality of views based on said monitored distance with said localization device,wherein said displaying step comprises the steps of: displaying a first of said plurality of views with said localization device;switching from said first view to a second of said plurality of views with said localization device when said pointer tip is less than a first distance from said reference location; andswitching from said second view to said first view with said localization device when said pointer tip is greater than a second distance from said reference location,wherein said first and second distances are different. 2. The method of claim 1, wherein said monitoring step comprises at least the step of: calculating the magnitude of a vector extending between said pointer tip and said reference location. 3. The method of claim 2, wherein said monitoring step further comprises at least the step of: tracking said pointer tip with the localization device. 4. The method of claim 1, wherein, when displayed, said first and second views are displayed on a monitor associated with the localization device. 5. The method of claim 1, wherein said first distance is about 2 millimeters and said second distance is about 10 millimeters. 6. The method of claim 1, wherein said second view has a greater magnification than said first view. 7. The method of claim 1, wherein said first view comprises at least: a targeting system comprising displayable arrows indicating the direction said pointer tip has to travel to reach said reference location. 8. The method of claim 7, wherein said first view further comprises at least: an image of an object associated with said reference location. 9. The method of claim 1, wherein said second view comprises at least: a magnified view of a surface in the vicinity of said reference location; anda virtual guide at the center of said second view, the center of said second view corresponding to said pointer tip. 10. The method of claim 9, wherein said virtual guide changes colors based on the distance between said pointer tip and a second reference location determined by the localization device. 11. The method of claim 1, wherein said displaying step comprises at least the steps of: displaying a first of said plurality of views;switching from said first view to a second of said plurality of views when said pointer tip is less than a first distance from said reference location for a first predefined period of time; andswitching from said second view to said first view when said pointer tip is greater than a second distance from said reference location for a second predefined period of time. 12. The method of claim 1, wherein said reference location is a... | Aesculap AG & Co. KG | A61B005/05
US07337946 | B2 | 2008-03-04 | Device for resolving interpersonal relationship issues | 2005-10-31 | A device for resolving interpersonal relationship issues comprising: (a) a plurality of text sheets comprised of flexible, transparent material; (b) a rigid front cover; and (c) a rigid back cover; wherein each text sheet comprises an opaque band bearing text on either side of the opaque band, such that different text is presented on each side of the text sheet; wherein both the front and back covers comprise one or more text windows through which the text on the opaque band of the text sheets can be viewed. The text that is presented on one side of each disc relates to one or more interpersonal problem(s) and the text that is presented on the other side of each disc relates to possible solutions to the problem(s). In a preferred embodiment, the text sheets are comprised of MYLAR® polyester film. | 1. A device for resolving interpersonal relationship issues comprising: (a) a plurality of text sheets comprised of flexible, transparent material, each text sheet having a top side and a bottom side;(b) a rigid front cover; and(c) a rigid back cover;wherein each text sheet comprises an opaque band bearing text thereon on both a top and bottom side of the opaque band, such that different text is presented on each of the top and bottom side of the text sheet;wherein both the front and back covers comprise one or more text windows through which the text on the opaque bands of each of the text sheets can be viewed. 2. The device of claim 1, wherein the opaque band on each text sheet comprises a plurality of text blocks, wherein each text sheet comprises a perimeter, and wherein the text blocks on any given text sheet are equi-distant from the perimeter of the text sheet. 3. The device of claim 1, wherein the opaque bands on each of the text sheets are at different distances from the central hub so that no two opaque bands overlap when the device is assembled. 4. The device of claim 1, wherein the number of text windows on the front cover equals the number of text sheets, and wherein the number of text windows on the front cover equals the number of text windows on the back cover. 5. The device of claim 1, wherein the text that is presented on one side of each sheet relates to one or more interpersonal problem(s) and the text that is presented on the other side of each sheet relates to possible solutions to the problem(s). 6. The device of claim 1, further comprising: (a) a central hub; and(b) a plurality of slip sheets;wherein the central hub comprises one or more notches;wherein each slip sheet comprises a circular aperture in the center of the slip sheet and one or more tongues extending into the circular aperture;wherein the number of notches on the central hub equals the number of tongues on each slip sheet;wherein the tongues on the slip sheets are inserted into the notches on the central hub so that the slip sheets are kept stationary when the text sheets are rotated; andwherein the central hub is situated between the front and back covers. 7. The device of claim 6, wherein the slip sheets are situated between the text sheets so that each text sheet is directly adjacent to at least one slip sheet and each slip sheet is directly adjacent to at least one text sheet. 8. The device of claim 6, wherein each of the text sheets comprises a circular aperture in the center of the text sheet, and wherein the circular aperture lies around the central hub, thereby allowing the text sheets to rotate. 9. The device of claim 8, wherein each of the text sheets further comprises a tab that facilitates the rotation of the text sheet around the central hub. 10. The device of claim 9, wherein the diameter of each text sheet is roughly equal to the diameter of the front cover, and wherein the diameter of the back cover is greater than the diameter of the ... | AnsweRing, LLC | G06C003/00 G06C001/00 G06C027/00 G06G001/14 G01G019/41 A61B005/22 G01P011/00
US07324949 | B2 | 2008-01-29 | Implantable medical device management system | 2001-12-19 | A suite of applications is provided for the administration of implantable medical devices, particularly implantable therapeutic substance infusion devices. The applications may be accessed over a public network, such as the Internet, and may be run using middleware. The applications provide for the administration of medical devices as they pertain to a particular patient, the ordering of therapeutic agents from participating third-party dispensaries, the scheduling of device maintenance and explant events, and the review of literature and educational materials pertaining to a particular medical device or class of devices. | 1. A computerized system providing for the management and configuration of one or more therapeutic substance infusion devices, comprising: a server connected to a network, said server further being connected to a database of patient information;a remote suite of computer readable remote program code devices for support of therapeutic substance infusion devices connected through said network comprising: a first computer readable remote program code device adapted to permit a user to provide feedback to a therapeutic substance infusion device manufacturer regarding the operation of the one or more therapeutic substance infusion devices;a second computer readable remote program code device which allows the user access to a report including information on therapeutic substance infusion device patient support and device replacement management;a third computer readable remote program code device which allows a user access to literature providing information concerning therapeutic substance infusion devices;and a fourth computer readable remote program code device which provides a communication connection between a clinician and a pharmacy. 2. The computerized system of claim 1, wherein the first computer readable remote program code device allows the user to register a therapeutic substance infusion device with the medical device manufacturer. 3. The computerized system of claim 1, wherein the first computer readable remote program code device allows the user to view a therapeutic substance infusion device's capabilities and interconnectivities. 4. The computerized system of claim 1, wherein the second computer readable remote program code device allows the user to view a list of therapeutic substance infusion devices implanted in one or more patients and schedule events pertaining to these devices. 5. The computerized system of claim 4, wherein the second computer readable remote program code device allows the user to view at least one patient's prescription history and medical history. 6. The computerized system of claim 4, wherein the second computer readable remote program code device predicts a lifespan of at least one therapeutic substance infusion device. 7. The computerized system of claim 6, wherein the predicted lifespan is based on an algorithm provided by the therapeutic substance infusion device manufacturer. 8. The computerized system of claim 7, wherein the algorithm performs calculations for therapeutic substance infusion device replacement based on information learned by the therapeutic substance infusion device manufacturer on therapeutic substance infusion devices in an existing patient population. 9. The computerized system of claim 8, wherein the predicted lifespan includes a minimum life expectancy, a maximum life expectancy, and a predicted failure date for the at least one therapeutic substance infusion device. 10. The computerized system of claim 4, wherein the second computer readable remote program code device provid... | Medtronic, Inc. | A61B005/00
US07314444 | B2 | 2008-01-01 | Memory assessment by retrieval speed and uses thereof | 2003-01-23 | The present invention provides methods for assessing episodic memory in a subject. Also provided are methods for assessing semantic memory in a subject. The present invention further provides methods for screening for an agent directed to treating, slowing down the progress of, attenuating the symptoms of, or preventing dementia characterized by episodic memory impairment. Additionally, the present invention provides methods for screening for an agent directed to treating, slowing down the progress of, attenuating the symptoms of, or preventing dementia characterized by semantic memory impairment. Finally, the present invention provides methods for measuring semantic memory in a subject. | 1. A method for assessing memory in a subject, comprising the steps of: (a) presenting to a subject a list of items to be retrieved from memory by the subject, wherein the items are presented to the subject using controlled learning where the subject identifies the items from a cue associated with the item before proceeding to step (b);(b) having the subject retrieve the presented items from memory, wherein the items are retrieved using cued recall where the subject recalls the items following presentation of the cue previously associated with the item;(c) determining the subject's retrieval speed for each of the items retrieved from memory by the subject; and(d) analyzing the retrieval speeds for the retrieved items,wherein retrieval speed is the continuous time period that is required between the time when the subject is asked to retrieve an item from memory and the time when the subject retrieves the item from memory, andwherein the step of determining the subject's retrieval speed comprises measuring the subject's item-specific speed of cued recall after controlled learning. 2. The method of claim 1, wherein the step of determining the subject's retrieval speed comprises measuring the subject's item-specific speed of paired-associates learning. 3. The method of claim 1, wherein the step of determining the subject's retrieval speed comprises measuring the subject's item-specific speed of free recall. 4. The method of claim 1, wherein the step of analyzing the retrieval speeds comprises calculating a memory score for the subject based on the retrieval speeds, and comparing the memory score to a reference score. 5. The method of claim 4, wherein the reference score establishes memory impairment. 6. The method of claim 5, wherein the memory impairment is indicative of dementia. 7. The method of claim 6, wherein the dementia is associated with Alzheimer's disease. 8. The method of claim 5, wherein the memory impairment is indicative of pre-clinical Alzheimer's disease, early Alzheimer's disease, mild cognitive impairment (MCI), age-related cognitive decline, mild neurocognitive disorder, or delirium. 9. A method for screening for an agent directed to treating, slowing down the progress of, attenuating the symptoms of, or preventing dementia characterized by memory impairment, comprising the steps of: (a) performing the method of claim 1 to obtain a first score;(b) providing a candidate agent to a subject;(c) performing the selected method of step (a) on the subject to obtain a second score; and(d) analyzing the effect of the candidate agent on the second score by comparing the first score to the second score. 10. The method of claim 1, wherein the step of determining the subject's retrieval speed comprises measuring the subject's item-specific speed of antonym recall. 11. The method of claim 10, wherein the subject's speed of antonym recall provides a measure of the subject's maximum recall speed with which the subject's retrieval speed ... | Albert Einstein College of Medicine of Yeshiva University | A61B005/00
US07641619 | B2 | 2010-01-05 | Barometric pressure correction based on remote sources of information | 2007-09-19 | The invention includes systems and methods for converting absolute pressure data acquired in anatomical environments to gauge pressure data using an implant configured to monitor pressure. The implant is configured to communicate with an external controller, which is configured to communicate with a remote microprocessor that includes real-time barometric pressure data for one or more geographic locations. | 1. A system for determining gauge pressure within a patient's body, comprising: an implantable medical device including at least one sensor configured to sense absolute pressure at a location within the body;an acoustic transducer operable to wirelessly transmit absolute pressure information to at least one device located inside or outside of the body, the absolute pressure information including an absolute pressure value corresponding to the absolute pressure sensed by the implantable medical device;a switch coupled between the acoustic transducer and an energy storage device, the energy storage device adapted to supply operating current to an electrical circuit within the implantable medical device upon the acoustic transducer receiving an acoustic wake-up signal from an acoustic energy source, the switch configured to actuate the implantable medical device between an inactive state, in which the operating current is limited from flowing from the energy storage device to the electrical circuit, and an active state that allows operating current to flow from the energy storage device to the electrical circuit; anda remote device operable to: receive the absolute pressure value; andcalculate a gauge pressure value based at least in part on the absolute pressure value. 2. The system of claim 1, wherein the remote device is further configured to calculate the gauge pressure value based on position data corresponding to a geographic location of the patient's body. 3. The system of claim 2, wherein the gauge pressure value is derived from the barometric pressure at the geographic location of the body. 4. The system of claim 2, wherein the position data includes altitude data from an altimeter. 5. The system of claim 2, wherein the position data includes data from a GPS unit. 6. The system of claim 2, wherein the position data includes a telephone number or zip code. 7. The system of claim 1, wherein the acoustic transducer is a part of the implantable medical device. 8. The system of claim 1, wherein the acoustic transducer is a separate component from the implantable medical device. 9. The system of claim 1, wherein the at least one sensor includes a pressure sensor. 10. The system of claim 1, wherein the implantable medical device is a biosensor. 11. The system of claim 1, wherein the remote device is an external monitor. 12. The system of claim 1, wherein the implantable medical device includes an internal controller configured to receive the gauge pressure value. 13. A method for measuring gauge pressure in a patient's body, comprising: transmitting an acoustic wake-up signal to an implantable medical device located within the body, the implantable medical device including an acoustic transducer and a switch coupled between the acoustic transducer and an energy storage device, the energy storage device adapted to supply operating current to an electrical circuit within the implantable medical device, the acoustic wake-up signal configu... | Remon Medical Technologies, Ltd. | A61B005/00
US07318808 | B2 | 2008-01-15 | Combining measurements from breathing rate sensors | 2002-12-13 | A method for combining breathing rate measurements from two or more independent measurement channels. Independent measurements of breathing rate, for instance by impedance pneumography and photoplethysmography, can be combined to derive an improved measurement eliminating artefacts on one channel. A model of the process generating the breathing rate, is constructed and is run independently for each channel to generate predictions of the breathing rate. The model may be a Kalman filter. The measured values are compared with the predicted values and the difference is used as an indication of the confidence in the measurement, the higher the difference the lower the confidence. The measurements from the two channels are combined using weights calculated from the respected differences. | 1. A method of measuring breathing rate of a subject comprising the steps of: predicting a value of each of two independent measurements of the breathing rate for two independent measurement channels, making two independent measurements of the breathing rate via said two independent measurement channels to produce two measured values of the breathing rate, calculating respective differences between the predicted values and the measured values for each of said two independent measurement channels, and combining the two measured values with weights determined by said differences. 2. A method according to claim 1 in which the steps of prediction, measurement, calculation and combination are repeated continuously, the predicted value for each of the two independent measurements being based on the preceding predicted value and the difference between the preceding predicted value and the preceding measurement. 3. A method according to claim 2 in which the predicted value for each of the two independent measurements is calculated by using a linear predictive model. 4. A method according to claim 2 in which the predicted value for each of the two independent measurements is calculated by using a non-linear predictive model. 5. A method according to claim 2 in which the predicted value for each of the two independent measurements is calculated by using an adaptive predictive model, and wherein the model adapts in dependence upon the amount of process noise in the measurements. 6. A method according to claim 1 in which in the step of combining the two measured values the weight of each value varies inversely with the square of the difference between the predicted value and the measurement. 7. A method according to claim 6 in which the two measured values are combined according to the formula:BR=BR1⁢σ22σ12+σ22+BR2⁢σ12σ12+σ22where BR1 and BR2 are the two measured values, and σ1 and σ2 are the differences between the two measured values and their respective predicted values. 8. A method according to claim 1 in which the predicted values for the respective measurements are based on respective models of the system. 9. A method according to claim 8 in which the models of the system include estimates for process noise and sensor noise. 10. A method according to claim 8 in which the respective models of the system are mutually independent. 11. A method according to claim 10 in which the respective models of the system include the same estimates for process noise and sensor noise. 12. A method according to claim 8, in which the respective models of the system are Kalman filters. 13. A method according to claim 1 further comprising the step of discarding series of measurements for which the differences between both measured values and their predicted values exceed a predetermined threshold for a predetermined period of time. 14. A method according to claim 1 in which the two independent measurements are made by impedance pneumography and photoplethysmog... | Isis Innovation Limited | A61B005/02
US07869849 | B2 | 2011-01-11 | Opaque, electrically nonconductive region on a medical sensor | 2006-09-26 | A medical sensor may be adapted to prevent unwanted light and electrical interference from corrupting physiological measurements. Sensors are provided with features that reduce the amount of outside light or shunted light that impinge the detecting elements of the sensor. The sensor is adapted to reduce crosstalk between electrical signals, increasing the accuracy of measurements. The sensor is also adapted to reduce the effect of outside light or shunted light on pulse oximetry measurements. | 1. A sensor comprising: a sensor body supporting respective electrical connectors connected to an emitter and a detector, wherein the emitter and the detector are disposed on a tissue-contacting surface of the sensor body; andat least one opaque member disposed on the sensor body and spanning only a portion of the sensor body between the emitter and the detector, the opaque member comprising a substantially electrically nonconductive material, and wherein the opaque member does not surround the emitter and detector. 2. The sensor, as set forth in claim 1, wherein the sensor comprises at least one of a pulse oximetry sensor or a sensor for measuring a water fraction. 3. The sensor, as set forth in claim 1, wherein the at least one opaque member comprises a polyester-based material. 4. The sensor, as set forth in claim 1, wherein the at least one opaque member comprises a silicone-based material. 5. The sensor, as set forth in claim 1, wherein the at least one opaque member is conformable to the tissue. 6. The sensor, as set forth in claim 1, wherein the emitter comprises at least one light emitting diode and the detector comprises at least one photodetector. 7. The sensor, as set forth in claim 1, wherein the at least one opaque member is substantially dark in color. 8. The sensor, as set forth in claim 1, wherein the at least one opaque member is substantially light in color. 9. A pulse oximetry system comprising: a pulse oximetry monitor; anda pulse oximetry sensor adapted to be operatively coupled to the monitor, the sensor comprising:a sensor body; andat least one opaque member disposed on the sensor body and covering at least a portion of the sensor body supporting respective electrical leads coupled to an emitter and a detector, the opaque member comprising a substantially electrically nonconductive material, and wherein the opaque member does not surround the emitter and detector. 10. The system, as set forth in claim 9, wherein the pulse oximetry sensor transmits an electrical signal, wherein the electrical signal comprises at least one measurement. 11. The system, as set forth in claim 9, wherein the at least one opaque member is disposed on at least 90% the sensor body. 12. The system, as set forth in claim 9, wherein the at least one opaque member is adhesively disposed on the sensor body. 13. The system, as set forth in claim 9, wherein the at least one opaque member comprises a polyester-based material. 14. The system, as set forth in claim 9, wherein the at least one opaque member comprises a silicone-based material. 15. The system, as set forth in claim 9, wherein the at least one opaque member comprises an adhesive material adapted to contact the tissue. 16. The system, as set forth in claim 9, wherein the at least one opaque member is conformable to patient tissue. 17. The system, as set forth in claim 9, wherein the emitter comprises at least one light emitting diode and the detector comprises at least one photode... | Nellcor Puritan Bennett LLC | A61B005/1455
US08060182 | B2 | 2011-11-15 | MRI-monitored equipment with built-in MR signal reception coil and signal emitter | 2007-07-10 | In a system having a magnetic resonance imaging (MRI) apparatus and MRI-monitored medical equipment, the MRI-monitored medical equipment has an inductive coil built into the equipment that receives magnetic resonance signals from a subject and generates inductive electromagnetic signals according to the received magnetic resonance signals. The magnetic resonance imaging system has at least one reception coil that is positioned externally of the MRI-monitored medical equipment and that is connected to the magnetic resonance imaging system via a cable. The reception coil receives the electromagnetic signals that are generated by the inductive coil that is built into the medical equipment. | 1. A magnetic resonance (MR) system comprising: a magnetic resonance imaging (MRI) apparatus;MRI-monitored medical equipment;said magnetic resonance imaging apparatus comprising a control unit that monitors said MRI-monitored medical equipment;said MRI-monitored medical equipment comprising an inductive coil fixed in said MRI-monitored medical equipment that detects magnetic resonance signals from a subject and radiates electromagnetic signals corresponding to the detected magnetic resonance signals; andsaid magnetic resonance imaging apparatus comprising at least one receiving coil positioned externally of said MRI-monitored medical equipment, said at least one receiving coil being connected to said control unit via a cable, and said receiving coil being inductively coupled with said inductive coil and receiving said electromagnetic signals wirelessly radiated by said inductive coil of said MRI-monitored medical equipment and supplying the received electromagnetic signals to the control unit. 2. A system as claimed in claim 1 wherein said MRI-monitored medical equipment comprises high intensity focused ultrasound knife equipment, said high intensity focused ultrasound knife equipment being disposed in a liquid in a container, and said inductive coil being sealed and fixed in the liquid in said container. 3. A system as claimed in claim 2 wherein said inductive coil is a planar coil disposed in a plane, and wherein said inductive coil is disposed above said high intensity focused ultrasound knife equipment and is oriented to cause ultrasonic waves emitted by said high intensity focused ultrasound knife equipment to proceed vertically through said plane. 4. A system as claimed in claim 3 wherein inductive coil is positioned to avoid interaction by said inductive coil with said ultrasonic waves by being oriented so that said ultrasonic waves pass through a central region of said plane of said inductive coil. 5. A system as claimed in claim 1 comprising a plug-in connection connecting said cable to said receiving coil. | Siemens Aktiengesellschaft | A61B005/055
US07938777 | B2 | 2011-05-10 | Non-invasive tracking of bones for surgery | 2007-07-20 | There is described a device for use with a position sensing system for tracking a bone in a reference coordinate system, the device comprising a fabric removably and non-invasively attachable to a bone and having a plurality of reference markers distributed thereon, the reference markers being one of passive and active devices recognized by the position sensing system and positioned and oriented in the reference coordinate system with respect to a fixed reference. | 1. A method for tracking a bone in a reference coordinate system, the method comprising: removably attaching in a non-invasive manner a belt around a bone, said belt having a plurality of reference markers distributed thereon, and positioning at least two of said reference markers such that they are substantially facing each other when said belt is around said bone;registering without imagery position and orientation readings of said reference markers with respect to a fixed reference in said reference coordinate system;determining without imagery a position and orientation of said bone using said readings, including calculating an anatomical axis from readings of said reference markers on each side of said bone by determining a mid-point therebetween; andrepeating said registering and said determining to update said position and orientation readings while tracking said bone. 2. A method as claimed in claim 1, wherein said removably attaching comprises positioning a plurality of pairs of facing reference markers along said anatomical bone to increase a precision reading of said anatomical axis. 3. A method as claimed in claim 2, wherein said reference markers are ultrasound emitters used to measure a distance between said belt and said bone. 4. A method as claimed in claim 1, wherein said registering position and orientation readings of said reference markers with respect to a fixed reference comprises referencing to a fixed reference attached to a separate bone. 5. A system for tracking a bone in a reference coordinate system, the system comprising: a fabric removably and non-invasively attachable around a bone and having a plurality of reference markers distributed thereon, said reference markers being distributed on said fabric such that at least two of said reference markers are substantially facing each other when said fabric is wrapped around said bone;a fixed reference positioned in said reference coordinate system and used to identify a position of said reference markers in said reference coordinate system;a position sensing device adapted to register position and orientation readings of said reference markers; anda processing unit receiving said position and orientation readings as continuously updated and determining a position and orientation of said bone without imagery using said readings, and wherein said processing unit is adapted to calculate an anatomical axis from said readings of said reference markers on each side of said bone by determining a mid-point therebetween. 6. A system as claimed in claim 5, wherein said reference markers are distributed to form at least two rows of pairs of facing reference markers. 7. A system as claimed in claim 5, wherein at least two of said plurality of reference markers are ultrasound devices adapted to emit an ultrasound wave and record an echo of said ultrasound wave off of a surface. 8. A system as claimed in claim 5, wherein said fixed reference is on a cutting block in said referen... | Orthosoft Inc. | A61B008/00
US08000507 | B2 | 2011-08-16 | Viewing system for control of PTCA angiograms | 2005-04-26 | A medical viewing system for processing and displaying a sequence of medical angiograms representing a balloon, moving in an artery, this system comprising extracting means for automatically extracting balloon image data in a phase of balloon expansion, and computing means for automatically defining and storing coordinates of a Region of Interest (ROI) based on the expanded balloon image data, located around the expanded balloon; and display means for displaying the images. Contrast agent may be used as agent of balloon expansion. The system may have means to detect and keep track of balloon markers and means to look around those markers for further balloon image data extraction. | 1. A medical viewing system for acquiring and displaying a sequence of medical angiograms representing an artery with a balloon, moving in the artery, this system comprising processing means including: extracting means for automatically extracting balloon image data of the balloon from the sequence of medical angiograms in a phase of balloon expansion, wherein the balloon is inflated with contrast agent;computing means for automatically defining and storing coordinates of a Region of Interest (ROI) based on the automatically extracted balloon image data of the balloon inflated with contrast agent, said Region of Interest being defined as a limited region around an automatically extracted expanded balloon zone of a corresponding image of the sequence of medical angiograms;processing means for using an automatically previously defined and stored coordinates in order to apply the previously defined ROI to another sequence of medical angiograms, for extracting balloon markers associated to a deflated balloon, in another phase of stent implantation in the artery, where a stent is wrapped around the deflated balloon, and for registering the ROI based on the markers location; anddisplay means for displaying the images of the sequence of medical angiograms. 2. The medical viewing system of claim 1, wherein the balloon is coupled to balloon markers, comprising processing means including: detecting means for detecting balloon marker candidates;detecting means to keep track of the balloon marker candidates and to look around those candidates for further balloon image data detection based on the location of the marker candidates, andextracting means for automatically extracting the detected balloon image data. 3. The medical viewing system of claim 1, comprising processing means for using the automatically previously defined and stored coordinates in order to apply the previously defined ROI to a sequence of angiograms representing a balloon, for extracting balloon markers associated to the balloon, and for registering the ROI based on the markers location. 4. A medical viewing system for acquiring and displaying a sequence of medical angiograms representing an artery with a balloon, moving in the artery, this system comprising processing means including: extracting means for automatically extracting balloon image data in a phase of balloon expansion, and computing means for automatically defining and storing coordinates of a Region of Interest (ROI) based on the expanded balloon image data, said Region of Interest being defined around an expanded balloon zone of a corresponding image,display means for displaying the images, further comprising processing means for using the automatically previously defined and stored coordinates in order to apply the previously defined ROI to another sequence of images, for extracting balloon markers associated to a deflated balloon, in another phase of stent implantation in the artery, where a stent is wrapped around the... | Koninklijke Philips Electronics N.V. | G06K009/00 A61B005/05
US08360986 | B2 | 2013-01-29 | Non-contact and passive measurement of arterial pulse through thermal IR imaging, and analysis of thermal IR imagery | 2007-07-02 | A non-contact, passive method for measurement of arterial pulse from areas such as the major superficial arteries of the body through analysis of thermal IR images acquired by passive thermal IR imaging sensors, and through the modeling of the pulsatile nature of the blood flow and arterial pulse propagation in the circulatory system. The method is automatic and does not need operator input. The output waveform readily contains the information on heart rate, cardiac interbeat intervals, heart-rate variability and other features inherent in arterial pulse. The potential applications of this method, device and system are in the fields of non-contact and passive measuring cardiovascular and autonomic regulatory functions, mental and emotional loads, assessment of health in general, prediction of ill physiological and mental conditions, smart rooms, human-computer interaction, polygraph testing, intent identification, and any other fields where non-contact, passive monitoring of heart-rate and its variability is needed. | 1. A method for measuring of arterial pulse comprising steps of obtaining a sequence of thermal infrared images;performing a first analysis of said sequence of obtained thermal infrared images to detect at least one region of interest for further analysis;performing a second analysis of said sequence of obtained thermal infrared images to track said at least one region of interest, wherein said second analysis includes detecting a corresponding spatial location of each of said at least one region of interest;performing a third analysis of said at least one region of interest to select at least one configuration of a region of measurement of arterial pulse within said corresponding region of interest; anddetermining, using a processor, at least one arterial pulse waveform from said selected configuration of region of measurement. 2. The method according to claim 1, wherein said first analysis includes automatic selection of a pixel area using multiscale image decomposition and multiresolution analysis. 3. The method according to claim 2, wherein: said multiscale decomposition analysis includes at least one of the following: Laplacian pyramid structures, Gaussian pyramid structures, Gradient Pyramid structures, ratio-of-low pass pyramid structures and wavelet decomposition schemes; andsaid multiresolution analysis includes application of convolution filters to determine said at least one region of interest. 4. The method according to claim 1, wherein said second analysis automatically tracks said at least one region of interest on every thermal infrared image using at least one of the following: Laplacian pyramid structures, Gaussian pyramid structures, gradient pyramid structures, ratio-of-low pass pyramid structures and wavelet decomposition schemes; and said multiresolution analysis includes application of convolution filters to determine salient, robust and permanent features for tracking of said region of interest. 5. The method according to claim 1, wherein said second analysis automatically tracks said at least one region of interest on every thermal infrared image using at least one of the following: Laplacian pyramid structures, Gaussian pyramid structures, gradient pyramid structures, ratio-of-low pass pyramid structures and wavelet decomposition schemes; and said multiresolution analysis includes application of convolution filters for identification and configurations of said region of measurement. 6. The method according to claim 1, wherein said second analysis automatically tracks said at least one region of interest on every thermal infrared image using at least one of the following: Laplacian pyramid structures, Gaussian pyramid structures, gradient pyramid structures, ratio-of-low pass pyramid structures and wavelet decomposition schemes; and said multiresolution analysis includes application of convolution filters for identification of arterial pulse structures in measurement of arterial pulse waveforms. 7. The method accordi... | University of Louisville Research Foundation, Inc. | A61B005/02
US10004388 | B2 | 2018-06-26 | Coronary sinus cannulation | 2007-08-30 | Coronary sinus cannulation apparatus and methods relating to tissue visualization catheters that can locate and/or cannulate a morphological feature within a body lumen, such as the coronary sinus, are described. Such devices can also perform a variety of therapeutic tissue treatments under direct in vivo visualization thereafter. Moreover, such apparatus and methods may also be utilized with guidewires to facilitate delivery into the coronary sinus to eliminate repositioning of the device and/or repeating an entire sequence of operations, consequently improving procedure effectiveness and reducing procedure time. | 1. A method of visually locating a vessel within a body lumen, comprising: intravascularly advancing a deployment catheter towards a tissue region at a first location of a vessel of a subject;expanding a fluid barrier to define an open area against or adjacent to the tissue region, the open area being created by expansion of the fluid barrier, wherein the open area is in fluid communication with an environment external to the fluid barrier;displacing an opaque fluid with a transparent fluid from the open area defined by the fluid barrier and the tissue region such that the opaque fluid is displaced into the environment external to the fluid barrier;visually assessing the tissue region at the first location through the transparent fluid by viewing the tissue region via an optical imaging element attached to an inner surface of the fluid barrier;after visually assessing the tissue region and after expanding the fluid barrier, expanding a balloon positioned along the inner surface of the fluid barrier with a pressurized fluid to at least partially expand the balloon;visually assessing the tissue region at the first location through the expanded balloon with the optical imaging element; andrepositioning the fluid barrier from the first location to a second location based upon a visual appearance of the tissue region at the first location over an ostium of the vessel. 2. The method of claim 1 wherein intravascularly advancing comprises advancing the fluid barrier into a left atrial chamber of a heart. 3. The method of claim 1 wherein expanding the fluid barrier comprises self-expanding the fluid barrier from a low-profile delivery configuration into an expanded deployed configuration. 4. The method of claim 1 wherein expanding further comprises stabilizing a position of the fluid barrier relative to the tissue region. 5. The method of claim 1 wherein displacing an opaque fluid comprises infusing the transparent fluid into the open area through a fluid delivery lumen defined through the deployment catheter through which the fluid barrier extends. 6. The method of claim 5 wherein infusing the transparent fluid comprises pumping saline, plasma, water, or perfluorinated liquid into the open area such that blood is displaced from therefrom. 7. The method of claim 1 wherein the optical imaging element comprises a CMOS imager, CCD imager, or optical fiber. 8. The method of claim 1 wherein visually assessing comprises assessing anatomical characteristics of the tissue region at the first location. 9. The method of claim 8 wherein anatomical characteristics comprise a color or surface feature of the tissue region at the first location. 10. The method of claim 1 wherein repositioning comprises moving the fluid barrier along the tissue region while visualizing through the transparent fluid. 11. The method of claim 1, further comprising illuminating the tissue region with an optical fiber or light emitting diodes. 12. A method of visually locating a ve... | Intuitive Surgical Operations, Inc. | A61B006/00 A61B001/04 A61B001/00 A61B001/005 A61B005/00 A61B017/00 A61B017/04 A61B017/12 A61B017/34 A61M025/10 A61B001/06 A61B017/221 A61M025/00 A61B090/00
US20080004510 | A1 | 2008-01-03 | Worn type electronic device and biological measuring apparatus provided with the same | 2007-03-12 | A worn type electronic device comprises: a light emitting element for emitting a light having a specified wave length and a light guide means for guiding the light emitted from the light emitting element in a specified direction; the light emitting element disposed in a body of the worn type electronic device, wherein a light emission of the light emitting element is controlled based on the control of the worn type electronic device; and the light guide means including at least one of a body side light guide means disposed in the body of the worn type electronic device and a band side light guide means disposed in a band, wherein the light emitted from the light emitting element is emitted from the surface of the body of the worn type electronic device via the body side light guide means; or wherein the light emitted from the light emitting element is emitted from the surface of the band via the band side light guide means. | 1. A worn type electronic device provided with a light emitting means for emitting a light from the worn type electronic device, comprising: the light emitting means including a light emitting element for emitting a light having a specified wave length and a light guide means for guiding the light emitted from the light emitting element in a specified direction; the light emitting element disposed in a body of the worn type electronic device, wherein a light emission of the light emitting element is controlled based on the control of the worn type electronic device; and the light guide means including at least one of a body side light guide means disposed in the body of the worn type electronic device and a band side light guide means disposed in a band, wherein the body side light guide means is disposed with a specified face made to face to the surface of the body of the worn type electronic device and the light emitted from the light emitting element is emitted from the surface of the body of the worn type electronic device via the body side light guide means; or wherein the band side light guide means is disposed with a specified face made to face to the surface of the band and the light emitted from the light emitting element is emitted from the surface of the band via the band side light guide means. 2. The worn type electronic device as defined in claim 1, wherein the light guide means is provided with a body side light guide means disposed in the body of the worn type electronic device and a band side light guide means disposed in a band, and the light emitted from the light emitting element is guided to the band side light guide means via the body side light guide means and is emitted from the surface of the band via the band side light guide means. 3. The worn type electronic device as defined in claim 1, wherein the light guide means is provided with a body side light guide means disposed in the body of the worn type electronic device and a band side light guide means disposed in a band, the light emitted from the light emitting element is emitted from the surface of the body of the worn type electronic device via the body side light guide means, and the light emitted from the light emitting element is guided to the band side light guide means via the body side light guide means and is emitted from the surface of the band via the band side light guide means. 4. The worn type electronic device as defined in claim 1, wherein the band side light guide means is disposed on the surface of the band or disposed in the band. 5. The worn type electronic device as defined in claim 1, wherein a plurality of the light emitting elements is disposed in the body of the worn type electronic device and a plurality of the band side light guide means is disposed in the band corresponding to the light emitting elements. 6. The worn type electronic device as defined in claim 1, wherein a width of the band side light guide means becomes narrower ... | Citizen Watch Co., Ltd. | A61B005/00
US20080015422 | A1 | 2008-01-17 | COMBINED PERIPHERAL AND HEALTH MONITORING DEVICES | 2007-07-05 | A combined peripheral and health monitoring device for use with a computer is disclosed. The device can include a sensor adapted to sense one or more medical parameters such as blood glucose levels, medical circuitry in communication with the sensor for processing the one or more sensed medical parameters, and a communications interface for transmitting and receiving data back and forth between the device and the computer. | 1. A peripheral device, comprising: at least one sensor adapted to sense one or more medical parameters from a user; medical circuitry in communication with said at least one sensor, the medical circuitry adapted to process the one or more sensed medical parameters; and a communications interface for transmitting and/or receiving data back and forth between the peripheral device and one or more remote devices in communication with the peripheral device. 2. The peripheral device of claim 1, further including a storage memory adapted to store one or more sensed medical parameters along with a date and time stamp corresponding to each sensed medical parameter. 3. The peripheral device of claim 1, further including reward circuitry including a reward algorithm or routine for encouraging the monitoring of said one or more medical parameters. 4. The peripheral device of claim 3, wherein the reward circuitry includes a reward code database containing one or more programmed reward codes. 5. The peripheral device of claim 3, wherein the reward circuitry includes a reward criteria database containing one or more programmed goals. 6. The peripheral device of claim 5, wherein the reward algorithm or routine is adapted to formulate a reward or incentive based at least in part on the user's compliance with said one or more programmed goals. 7. The peripheral device of claim 3, wherein the reward circuitry is separate from the medical circuitry. 8. The peripheral device of claim 1, wherein the one or more medical parameters includes a blood glucose level parameter. 9. The peripheral device of claim 1, wherein the one or more medical parameters includes a blood pressure parameter. 10. The peripheral device of claim 1, wherein the one or more medical parameters includes a blood oxygen level parameter. 11. The peripheral device of claim 1, wherein the one or more medical parameters includes a temperature parameter. 12. The peripheral device of claim 1, wherein the one or more medical parameters includes a hemoglobin level parameter. 13. The peripheral device of claim 1, wherein the one or more medical parameters are selected from the group of medical parameters including a hemoglobin parameter, blood pressure parameter, blood glucose parameter, temperature parameter, exercise data parameter, oxygen saturation parameter, stress data parameter, carpal tunnel indication data parameter, and hypoglycemia parameter. 14. The peripheral device of claim 1, wherein the peripheral device further includes a skin lance. 15. The peripheral device of claim 1, wherein the peripheral device further includes a display panel for displaying medical information. 16. The peripheral device of claim 1, wherein the peripheral device further includes at least one light source adapted to provide feedback on the one or more sensed medical parameters. 17. The peripheral device of claim 5, wherein the peripheral device further includes at least one light source... | GUIDANCE INTERACTIVE HEALTHCARE, INC. | A61B005/00
US20080064951 | A1 | 2008-03-13 | Magnetic resonance imaging system | 2007-09-11 | A magnetic resonance imaging apparatus includes a collecting unit which collects magnetic resonance data regarding a subject by a predetermined pulse sequence, and a control unit which controls the collecting unit so that it collects the magnetic resonance data for at least a slice within an inhaling or an exhaling period of the subject. | 1. A magnetic resonance imaging apparatus comprising: a collecting unit which collects magnetic resonance data regarding a subject by a predetermined pulse sequence; anda control unit which controls the collecting unit so that it collects the magnetic resonance data for at least a slice within an inhaling or an exhaling period of the subject. 2. The magnetic resonance imaging apparatus according to claim 1, wherein the collecting unit collects the magnetic resonance data using a plurality of coils simultaneously while skipping a part of a plurality of phase encode steps, which is determined in accordance with a desired field of view. 3. The magnetic resonance imaging apparatus according to claim 2, further comprising a unit which reconstructs an image within the field of view with respect to the subject by parallel imaging, based on the magnetic resonance data collected by the collecting unit. 4. The magnetic resonance imaging apparatus according to claim 1, wherein the collecting unit employs an fast filed echo (FFE) sequence as the pulse sequence. 5. The magnetic resonance imaging apparatus according to claim 1, wherein the control unit controls the collecting unit so that it starts collecting the magnetic resonance data at a time point when a predetermined delay time passed from the start of an inhaling or an exhaling period. 6. The magnetic resonance imaging apparatus according to claim 1, wherein the collecting unit employs a sequence including a water excitation method which mainly excites water proton by using a binomial RF pulse for a flip pulse as the pulse sequence. 7. The magnetic resonance imaging apparatus according to claim 1, wherein the collecting unit transmits an inversion recovery (IR) pulse prior to collecting the magnetic resonance data by the pulse sequence. 8. The magnetic resonance imaging apparatus according to claim 7, wherein the collecting unit sets a flip angle of the IR pulse and period of time between which the IR pulse is transmitted and the magnetic resonance data to be allocated to center of k-space is collected, so as to suppress signals from bloodstream. 9. The magnetic resonance imaging apparatus according to claim 1, wherein the control unit controls the collecting unit so that it collects the magnetic resonance data for a plurality of slices within the inhalation or the exhalation period. 10. The magnetic resonance imaging apparatus according to claim 3 further comprising: a setting unit to set increasing rate of imaging speed by the parallel imaging according to a user's assignment; anda computing unit to compute the number of slices obtained within the inhalation or exhalation period, based on the increasing rate of imaging speed set by the setting means. 11. The magnetic resonance imaging apparatus according to claim 10, wherein the computing unit computes the number of slices obtained within the inhalation or the exhalation period in consideration with the user's respiration cycle, in addition ... | KABUSHIKI KAISHA TOSHIBA Toshiba Medical Systems Corporation | A61B005/055
US20080058664 | A1 | 2008-03-06 | Patient event recording and reporting apparatus, system, and method | 2006-08-29 | According to various embodiments, a portable, patient-triggered device to record symptoms experienced by a patient along with time and date, and a bidirectional data link to communicate with an implantable medical device to download corresponding electrographic signal records and/or diagnostic data for later relay to a server are presented. According to some embodiments, the portable device can also deliver visual and audio queries to the patient on a scheduled basis to encourage compliance with a treatment regimen. According to an embodiment, the data link between the portable device and the implantable medical device is wireless. According to various other embodiments, the data link between the portable device and the server can be wired or wireless. The portable device can be configured as a watch, a key fob, a pendant, or the like. | 1. A patient event recording device, comprising: a first switch;control logic operably coupled with the first switch;a transmitter operably coupled with the control logic, the transmitter configurable to transmit to an implantable medical device responsive to an actuation of the first switch;a receiver operably coupled with the control logic, the receiver configurable to receive transmissions from the implantable medical device, the received transmissions encoding medical device data;a memory operably coupled with the control logic, the memory configurable to record at least a portion of the medical device data;a first data communication interface operably coupled with the control logic, the first data communication interface configurable for coupling with a second communication data interface to relay the recorded data to a server; anda power source operably configured to power the patient event recording device. 2. The device of claim 1, wherein the medical device data comprises a representation of an electrographic signal recorded by the implantable medical device. 3. The device of claim 1, wherein the medical device data further comprises diagnostic indicia for the implantable medical device. 4. The device of claim 1, further comprising a charger interface operably coupled to the power source, and wherein the power source comprises a rechargeable power cell. 5. The device of claim 1, further comprising: a clock operably coupled with the control logic, the clock configurable to provide a time indication corresponding to the actuation of the first switch;wherein the memory is further configurable to record the time indication; andwherein the first data communication interface is further configurable to relay the time indication to the server. 6. The device of claim 5, further comprising: at least one additional switch operably coupled to the control logic; anda video display operably coupled to the control logic. 7. The device of claim 6, wherein the video display is configurable to display a time indication. 8. The device of claim 6, wherein the video display is configurable to display a prompt corresponding to a scheduled time indication. 9. The device of claim 8, wherein the displayed prompt comprises at least one of (i) a symptom question, (ii) a medication question, and (iii) an activity question. 10. The device of claim 9, wherein the control logic is further configurable to store the time indication and an indication of an actuation of at least one of the first switch or the at least one additional switch subsequent to the display of the prompt. 11. The device of claim 6, wherein the video display is configurable to display a prompt responsive to an actuation of at least one of the first switch or the at least one additional switch. 12. The device of claim 11, wherein the displayed prompt comprises at least one of (i) a symptom question, (ii) a medication question, and (iii) an activity question. 13. The device of claim 12, w... | NeuroPace, Inc. | A61B005/04
US20080039705 | A1 | 2008-02-14 | Map based intuitive device control and sensing to navigate a medical device | 2007-04-25 | A method is provided for adjusting a medical device given an image of the device position relative to an anatomical surface shown on a two-dimensional display, that includes using a user-input device to indicate a direction of adjustment of the device relative to the display. | 1. A method for controlling a remote surgical navigation system to adjustably move a medical device relative to an object being displayed in an image on a display device, the method comprising: using a user-input device to select a point at or near the tip of a medical device depicted in an image on a two-dimensional display;moving the user-input device in a desired adjustment direction on the displayed image;determining a surface normal at a location corresponding to the point selected by the user;determining an actuation of the remote navigation system based on the surface normal and user input of the desired adjustment direction. 2. The method of claim 1, where said determination of actuation of the remote navigation system corresponds to an estimation of reorientation of the tip of the medical device. 3. The method of claim 1 wherein the surface normal is generally perpendicular to the surface. 4. The method of claim 1 further comprising displaying a line on the displayed image which corresponds to the movement of the user-input device and the desired adjustment direction of the medical device. 5. The method of claim 1 where determination of actuation of the remote navigation system includes an estimation of a three dimensional vector corresponding to the user-defined adjustment direction on the two dimensional display. 6. The method of claim 2, where the remote navigation system is a magnetic navigation system. 7. The method of claim 2, where the remote navigation system is a mechanically actuated navigation system. 8. The method of claim 2, where the remote navigation system is actuated by electrostrictive means. 9. The method of claim 6, where the actuation includes a rotation of an externally applied magnetic field generated by the magnetic navigation system. 10. The method of claim 9 wherein the amount of magnetic field rotation is a fixed step size. 11. The method of claim 9 wherein the amount of magnetic field rotation depends on the magnitude of movement of the user input device. 12. The method of claim 1 wherein the image being displayed on the display is updated to show the real-time position of the medical device after an adjustment direction has been selected and submitted by a user. 13. The method of claim 1 wherein the tip of the catheter is very close to or touching the surface of the object. 14. A method for controlling a remote surgical navigation system to adjustably move a medical device relative to an anatomical surface being displayed in an image on a display device, the method comprising: using a user-input device to select a point at or near the tip of a medical device depicted in an image on a two-dimensional display;moving the user-input device a desired length in a desired adjustment direction relative to the point selected by the user on the displayed image;determining an actuation of the remote navigation system based on the user input of the desired adjustment direction. 15. The method of claim 14, w... | - | A61B005/00
US20080033261 | A1 | 2008-02-07 | Measuring Blood Glucose Concentration | 2004-05-28 | Apparatus for measuring blood glucose concentration comprises a laser source (14) capable of producing a radiation beam from a tunable laser, a collimator (12, 13) for collimating the radiation beam (21) to a small diameter, an optical arrangement (12, 13) for directing the collimated beam (21) through the anterior chamber (23) of an eye (22) in a direction such that it forms a angle of between 75° and 105° to the line of sight (24) of the eye so that the beam does not directly strike the retina (26) and in particular the macular (27). A spectrometer (1-6) is provided to measure the intensity of Raman scattered radiation at different wavelengths. Signal processing means (15) derives the blood glucose concentration from the measured intensities. In one embodiment the laser is tunable between 500 nm. and 700 nm. and the laser beam is collimated to a diameter of between 1 μm and 200 μm. | 1. A method of measuring blood glucose concentration comprising the steps of; a) producing a laser beam from a narrow bandwidth laser source, or a tunable laser source, or from a plurality of narrow bandwidth laser sources,b) collimating the laser beam to a small diameter and passing it through the anterior chamber of an eye in a direction such that the beam does not directly strike the retina nor directly enter the posterior chamber of the eye (vitreal body),c) observing Raman scattered light in a direction transverse to the incident laser beam,d) measuring the intensity of the scattered radiation at different wavelengths, ande) deriving the blood glucose concentration from the measured intensities. 2. A method as claimed in claim 1 wherein in step a) a tunable continuous wave laser is used that is tunable in a wavelength range between 500 nm and 700 nm. 3. A method as claimed in claim 1 wherein in step b) the laser beam is collimated to a diameter of between 1 μm and 200 μm. 4. A method as claimed in claim 1 in which in step b) the incident angle of the laser beam is 90°±15° to the line of sight of the eye. 5. A method as claimed in claim 1 including the step of absorbing refracted light issuing from the other side of the eye. 6. A method as claimed in claim 1 in which in step c) the Raman scattered light is observed at an angle of between 50° and 130° to the incident beam. 7. A method as claimed in claim 1 comprising the further step of subtracting fluorescence spectra from the total detected spectra to obtain the Raman spectra. 8. Apparatus for measuring blood glucose concentration comprising a laser source capable of producing a radiation beam from a tunable laser, a collimator for collimating the radiation beam to a small diameter, an optical arrangement for directing the collimated beam through the anterior chamber of an eye in a direction such that it forms an angle of between 75° and 105° to the line of sight of the eye so that the beam does not strike the retina, a spectrometer for measuring the intensity of Raman scattered radiation at different wavelengths, and signal processing means for deriving the blood glucose concentration from the measured intensities. 9. Apparatus as claimed in claim 8 in which the laser is tunable between 500 nm and 700 nm. 10. Apparatus as claimed in claim 8 in which the laser beam is collimated to a diameter of between 1 μm and 200 μm. 11. Apparatus as claimed in claim 8 comprising means for absorbing refracted light issuing from the other side of the eye. 12. Apparatus as claimed in claim 8 in which the spectrometer receives Raman scattered light at an angle of between 50° and 130° to the incident beam. 13. Apparatus as claimed in claim 8 in which the scattered intensity is measured at two or more different wavelengths. | - | A61B005/00
US20080039743 | A1 | 2008-02-14 | METHODS FOR DETERMINING CHARACTERISTICS OF AN INTERNAL TISSUE OPENING | 2007-08-08 | A medical system for treating an internal tissue opening can include a closure device and associated delivery device. The closure device can include a multi-cellular body portion operatively associated with a first anchor and a second anchor. The delivery device can include an actuating assembly configured to partially deploy the closure device by a first movement, and deploy a second portion of the closure device by a second movement. The delivery device can also include a release assembly to selectively release or disconnect the closure device from the delivery device. A method of measuring a characteristic of a PFO or verifying placement of the closure device can include positioning the closure device in the PFO and utilizing two or more indicators to determine a characteristic of the PFO, such as tunnel width, or estimating placement of the closure device. | 1. A method for measuring characteristics of a tissue structure, comprising the steps of: positioning at least a portion of a medical device in the tissue structure, said medical device comprising a multi-cellular structure, at least one anchor linked to said multi-cellular structure, and two or more indicators; and measuring a physical characteristic of the tissue structure utilizing said two or more indicators of said medical device. 2. A method as recited in claim 1, wherein said measuring a physical characteristic comprises determining the distance between two of said two or more indicators. 3. A method as recited in claim 1, wherein said positioning comprises moving a delivery device linked to said medical device. 4. A method as recited in claim 1, wherein said physical characteristic comprises the width of a tunnel of a PFO. 5. A method as recited in claim 1, wherein said medical device comprises a PFO closure device. 6. A method as recited in claim 1, wherein at least one of said two or more indicators comprises a dense material associated with said medical device. 7. A method as recited in claim 1, wherein at least one of said two or more indicators comprises a radiopaque material. 8. A method for measuring the tunnel width of a Patent Foramen Ovale, comprising the steps of: locating at least a portion of a medical device in a tunnel of the Patent Foramen Ovale of a heart, said medical device comprising a multi-cellular body portion, a first anchor linked to said multi-cellular body structure and a second anchor linked to said multi-cellular body structure; positioning said first anchor against a left atrial wall of the heart; deploying said second anchor; and measuring the tunnel width of at least a portion of the tunnel of the Patent Foramen Ovale utilizing at least one of said first anchor, said second anchor or said multi-cellular body portion. 9. A method as recited in claim 8, wherein said locating comprises inserting at least a portion of a delivery device into the heart. 10. A method as recited in claim 8, wherein said positioning comprises moving a delivery device in a distal direction. 11. A method as recited in claim 8, wherein said positioning comprises moving a handle body of a delivery device. 12. A method as recited in claim 8, wherein said deploying said second anchor comprises rotating an actuating assembly of a delivery device. 13. A method as recited in claim 8, further comprising deploying said first anchor in the left atrium of the heart. 14. A method as recited in claim 8, wherein said measuring comprises measuring a distance between two or more indicators positioned on said medical device. 15. A method for verifying the placement of a medical device, comprising the steps of: deploying at least a portion of a first anchor of a medical device in the left atrium of a heart, said medical device comprising a multi-cellular structure operatively associated with said first anchor, a second an... | Coherex Medical, Inc. | A61B005/107
US20080021335 | A1 | 2008-01-24 | Intracerebral Blood Flow Measuring Device | 2004-12-09 | It is intended to standardize MCAO model and to further improve the reproducibility and reliability thereof. There is provided a probe holding device (10) which includes a probe holding member (14) for holding a blood flowmeter probe (12), and such device is used together with the blood flowmeter probe when measuring intracerebral blood flow. While holding the blood flowmeter, the probe holding member can be disposed in a position of being adjacent to and outside temporal bones. | 1. A probe holding device which includes a probe holding member for holding a blood flowmeter probe and which is used with the blood flowmeter probe when intracerebral blood flow is measured, wherein the probe holding member is allowed to be disposed in a position of being adjacent to and outside a temporal bone while the blood flowmeter probe is held by the member. 2. The device according to claim 1 wherein it comprises two probe holding members, and it further comprises a bridging part which bridges said probe holding members together. 3. The device according to claim 2 wherein the probe holding members and the bridging part are in the form of a sheet respectively, and an edge portion of each probe holding member is connected together to either edge portion of the bridging part. 4. The device according to claim 3 wherein it has a U-shape cross section in which the bridging part corresponds to a bottom bar of the U-shape cross section and the probe holding members correspond to legs of the U-shape cross section which extend from both ends of the bottom bar. 5. The device according to claim 4 wherein the U-shape cross section is provided by folding a sheet material. 6. The device according to claim 1 wherein the device is formed of a plastic material. 7. The device according to claim 1 wherein the probe holding member has a concave portion which is complementary to the form of the prove so that the probe can be fitted into the concave portion. 8. The device according to claim 1 wherein the probe holding member is able to hold also a temperature sensor. 9. The device according to claim 1 wherein the blood flowmeter probe is a probe for the laser-Doppler flowmetry. 10. The device according to claim 1 wherein the blood flowmeter probe is a probe for the ultrasonic-Doppler flowmetry. 11. The device according to claim 1 wherein the probe holding member has a size which allows the member to be positioned between a temporal muscle and a temporal bone. 12. The device according to claim 1 wherein the probe holding member has a size which allows the member to be positioned between a temporal muscle and a temporal bone of a rat or a mouse. 13. The device according to claim 2 wherein the bridging part further comprises a heating element. 14. A blood flow measuring device which comprises (1) the probe holding device according to claim 1, and(2) the blood flowmeter probe. 15. The blood flow measuring device according to claim 14 wherein the blood flowmeter probe is a probe for the laser-Doppler flowmetry or the ultrasonic-Doppler flowmetry. 16. The blood flow measuring device according to claim 15 wherein the probe holding device further comprises a temperature sensor. 17. A production process for the probe holding member which is used for the probe holding device according to claim 1, comprising obtaining a master model which corresponds to a space defined by and between a temporal bone and a temporal muscle, andthen, molding a plastic materia... | - | A61B005/026
US20080045807 | A1 | 2008-02-21 | System and methods for evaluating and monitoring wounds | 2007-06-08 | A system and methods to evaluate and monitor the healing progress of a wound. At least two optical imaging devices are mounted on a support device in order to capture images. The images are resolved in order to be matched to create a depth map of the object. The depth map can be analyzed to obtain data, such as the length, width, and depth of the wound and the area and volume of the wound. | 1. A method for evaluating and monitoring a wound, comprising the steps of: positioning a stereoscopic apparatus within proximity of the wound; actuating the stereoscopic apparatus; capturing a first image and a second image of the wound; resolving the first image and the second image; matching the first image and the second image; creating a depth map of the wound; storing the depth map of the wound; analyzing the depth map; and obtaining data of the wound. 2. The method of claim 1, wherein said step of resolving said first image and said second image further includes recognizing contours of the wound from each of the first image and the second image. 3. The method of claim 1, wherein said step of obtaining data of the wound includes the data from at least one from the following group of: area of the wound; volume of the wound; length of the wound; width of the wound; and depth of the wound. 4. A stereoscopic apparatus for evaluating and monitoring a wound comprising: a support device having a center point; a first optical imaging device to capture a first image; a second optical imaging device to capture a second image; wherein said first optical imaging device and second optical imaging device are each positioned equidistant from said center point of said support device; and a computational device to match the first image with the second image to create a depth map of the wound. 5. The apparatus of claim 4, further comprising a projector device to project a reference chart onto the wound. 6. The apparatus of claim 4, further comprising an optical device mount for mounting said first optical imaging device and said second optical imaging device. 7. The apparatus of claim 4, wherein said first optical imaging device and said second optical imaging device is a digital camera. 8. The apparatus of claim 5, wherein said projector device is a laser. 9. The apparatus of claim 5, wherein said reference chart is a grid. | - | A61B005/00
US20080047553 | A1 | 2008-02-28 | Controlling Drug Delivery Apparatus | 2007-10-31 | A drug package comprising a plurality of drug vials containing drugs for delivery to a patient in a drug delivery device; and a data carrier including drug treatment information for use by the drug delivery apparatus. | 1. A system for delivery of a drug to a patient comprising: a drug delivery device arranged to deliver a predetermined dose of the drug to the patient over a plurality of breaths, wherein the predetermined dose is delivered during a single compliant treatment, the device including a breath analyzer which (i) analyzes a patient's breathing during drug delivery, wherein the analysis by the breath analyzer includes quantitatively measuring at least one parameter of the patient's breathing; and (ii) generates breath information on a patient's breathing during drug delivery wherein the breath information includes the at least one quantitative measurement of the patient's breathing; a data carrier onto which the drug delivery device is arranged to place the breath information for each treatment; and a data analyzer arranged to analyze the breath information from the data carrier, and to derive characteristics of the patient's breathing; and a trend generator for analyzing the breath information and the characteristics of the patient's breathing over multiple treatments. 2. A system according to claim 1, wherein the data analyzer includes means for identifying non-compliant use of the drug delivery device. 3. The system for delivery of a drug to a patient according to claim 1, wherein the breath information includes inhalation time and a total number of pulses, and wherein the data analyzer calculates a mean inhalation time value by dividing the total inhalation time by the total number of pulses. 4. The system for delivery of a drug to a patient according to claim 1, wherein the breath information includes inhalation time and exhalation time and wherein the data analyzer calculates an inhalation to exhalation ratio value by dividing the total inhalation time by the total exhalation time. 5. A method of identifying changes in condition of a patient comprising: delivering a predetermined dose of medication over a plurality of breaths, wherein each predetermined dose is delivered during a single compliant treatment; analyzing a patient's breathing during drug delivery, including quantitatively measuring at least one parameter of that breathing; generating breath information from the patient's breathing during drug delivery, including the quantitative measurement of that breathing; transferring the breath information to a data analyzer; deriving characteristics from the breath information; and analyzing the characteristics over a number of treatments to identify trends in those characteristics. 6. The method according to claim 5, wherein the step of quantitatively measuring at least one parameter includes measuring an inhalation time and measuring a total number of pulses, and wherein the step of deriving characteristics of the patient's breathing includes calculating a mean inhalation time value by dividing the total inhalation time by the total number of pulses. 7. The method according to claim 5, wherein the step of quantitatively measur... | Profile Respiratory Systems Limited | A61M015/00 A61B005/08
US20080077038 | A1 | 2008-03-27 | Respiratory Volume/Flow Gating, Monitoring, and Spirometry System for Mri | 2005-10-31 | A respiratory volume/flow monitoring system, including a pneumotach that measures micromovements of a membrane in a MRI environment, gates (triggers) a MRI machine to start image acquisition at specific lung volumes or airflow rates during the breathing cycle or other breathing maneuvers of a patient. The system provides breathing motion artifact suppression for any imaging test susceptible to breathing motion artifact, allows respiratory monitoring of the subject during an MRI procedure, and provides the capability to perform spirometric testing while the subject is in the MRI environment. Embodiments of the invention are also applicable for patients undergoing CT imaging or any other imaging modality that allows external triggering. | 1. A respiratory volume/flow monitoring system, comprising: a pneumotach including a housing, at least one pair of optical fibers including a first fiber and a second fiber, each having an input end portion and an output end portion, the input end portion of said first fiber being connectable to a source of light and the output end portion of said second fiber being connectable to a light intensity measuring unit; a sensor head, including said input end portion of said second optical fiber and said output end portion of said first optical fiber affixedly located at least in proximity to each other; a membrane that reflects light emerging from the output end portion of said first fiber to said input end portion of said second optical fiber, said second optical fiber measuring the reflected light as a light measurement and forwarding the light measurement via a fiber optic cable to an electric box; and an airway coupler communicating air having an air pressure to said pneumotach. 2. The system of claim 1, further comprising a control system configured sample an analog voltage proportional to the light measurement, convert the analog voltage to a volume, display and store waveforms associated with the volume and calculate respirator parameters in real time. 3. The system of claim 2, wherein said control system includes an analog to digital (A/D) board and said control system gating triggers to volume or flow levels based on user input and provides a gating trigger signal to a magnetic resonance imaging (MRI) machine via a digital output channel from the A/D board, through a cable, to a gating input port of the MRI machine. 4. The system of claim 3, wherein said control system is configured to perform processing to at least one of minimize flow levels, adjust for a volume drift, reset a volume baseline, set pre trigger and post trigger delays for compensation to MR sequences, set monitoring alarms, or calculate spirometric parameters. 5. The system of claim 1, further comprising a mask and a pressure guide communicating said mask with said pneumotach. 6. The system of claim 1, said pneumotach further including a first pressure zone defined by said membrane and a first port, said first port including a first syringe tip. 7. The system of claim 6, said pneumotach further including a second pressure zone defined by said membrane and a second port, said second port including a second syringe tip. 8. The system of claim 1, said pneumotach further comprising a pressure sense chamber communicating with said airway coupler. 9. A system for monitoring a respiratory parameter including at least one of respiratory volume or respiratory flow, the system comprising: a sensor for remotely detecting respiratory air having an air pressure, the sensor comprising: a pressure chamber configured to remotely receive the respiratory air, a membrane in the pressure chamber, the membrane movable responsive to the received air in the pressure chamber, and a... | CHILDREN'S HOSPITAL OF PHILADELPHIA | A61B005/08
US20080033310 | A1 | 2008-02-07 | METHOD AND APPARATUS FOR ARTERIAL BLOOD PRESSURE MEASUREMENT AND INDIVIDUALIZED RECTIFYING TECHNOLOGY USING THIS METHOD | 2007-07-11 | A method and an apparatus for indirect, quantitative estimation of beat-to-beat arterial blood pressure utilizing individualized rectifying technology. A function of TK=H(P) that describes the relationship between Korotkoff's sound delay time Tk and cuff pressure P is obtained by measuring different cuff pressures P and the corresponding Korotkoff's sound delay times Tk in a Korotkoff's sound sensor that is distal to the cuff. Keeping the cuff pressure at a constant value Pm, the blood pressure change can be calculated by using the Korotkoff's sound delay time Tkm according to the function of Tk=H(P). The invention can measure beat-to-beat arterial blood pressures indirectly. The technology can be applied to obtain individualized coefficients of a regress equation for continuous arterial blood pressure measurement by the instantaneous blood pressure fluctuation, and the technology makes the rectifying technique more safe, effective, and less erroneous and makes the operation of noninvasive continuous blood pressure measurement for long times more practical. | 1. A method of arterial blood pressure measurement, characterized in that said method comprises: (1) wrapping the cuff around the limbs of a given subject, obtaining a series of cuff pressure values P and the corresponding Korotkoff's sound delay time values TK, A function of TK=H(P) that describes the relationship between the Korotkoff's sound delay time TK and the cuff pressure P can be obtained; (2) according to the phenomena that the change of cuff pressure can cause Korotkoff's sound delay time alter at a constant blood pressure and the change of blood pressure can cause Korotkoff's sound delay time alter at a constant cuff pressure, and combined with the Korotkoff's sound delay time (Tkm) in the distal to the cuff at a certain cuff pressure Pm and said function of TK=H(P) between Korotkoff's sound delay time TK and cuff pressure P, the change of the blood pressure values corresponding to the measured Korotkoff's sound can be estimated. 2. The method of arterial blood pressure measurement according to claim 1, characterized in that said method comprises: Obtaining function of TK=H(P) by a series of Korotkoff's sound delay time value and the corresponding cuff pressure values in course of deflation of the cuff; Curve fitting of the discrete data by using simple line approximation or quadratic line approximation, getting a curve which shows the relation between the Korotkoff's sound delay time and the cuff pressure; According to the function of TK=H(P) , getting a new function of g(P)=dTK/dP, g(P) is also a function of cuff pressure P and g is the ratio of Korotkoff's sound delay time changes of each point and cuff pressure changes; Converting the change of the Korotkoff's sound delay time TK at a certain cuff pressure to the change of arterial blood pressure P. 3. The method of arterial blood pressure measurement according to claim 1, characterized in that said method comprises: After getting the Korotkoff's sound delay time TKm at a certain cuff pressure Pm, according to the phenomenon that the change of Korotkoff's sound delay time induced by cuff pressure change when blood pressure is stable is the same in size and inverse in direction of that induced by blood pressure change when cuff pressure is stable and according to the function of TK=H(P) which shows the changes of Korotkoff's sound delay time with the cuff pressure, estimating the change of arterial blood pressure corresponding to the detected Korotkoff's sound delay time. 4. The method of arterial blood pressure measurement according to claim 3, characterized in that said method comprises: After getting the Korotkoff's sound delay time TKm corresponding to a certain cuff pressure Pm which is between systolic pressure and diastolic pressure, according to the Korotkoff's sound delay time TKm0 when cuff pressure is Pm in said function of TK=H(P), getting the difference ΔTKm of TKm and TKm0; According to the function of g(P)=dTK/dP, getting the g(Pm) when cuff pressure is Pm;... | - | A61B005/0225
US20080019917 | A1 | 2008-01-24 | Compositions Comprising Cells and Magnetic Materials for Targeted Delivery | 2005-03-14 | The present invention provides a method in which a formulation comprising cells and a magnetic material is administered to a subject and part of the body of said subject is subjected to a magnetic field, as well as a kit for use in this method. A medical device for use in this method is also provided. | 1. A method in which a formulation comprising cells and a magnetic material is administered to a subject and part of the body of said subject is subjected to a magnetic field. 2. Use of a formulation comprising a cell and magnetic material in the manufacture of a medicament for use in cell therapy wherein the formulation is administered to a subject and part of the body of said subject is subjected to a magnetic field. 3. Use according to claim 2 wherein the condition which is treated by the cell therapy is selected from cancer, inflammation and infection. 4. Use according to claim 2 wherein the cell therapy is directed to an area in need of regeneration or repair such as a burn, the site of injury or a degenerate area affected by an autoimmune disease. 5. A method as claimed in claim 1 wherein the cells contain magnetic material. 6. A method according to claim 1 wherein the magnet that generates said magnetic field is in direct or indirect physical contact with the subject. 7. A method according to claim 1 wherein the cell is a stem cell. 8. A method according to claim 1 wherein the part of the body subjected to the magnetic field is less than 30%, preferably less than 10% of the whole body. 9. A method according to claim 1 wherein the magnetic field has a diameter of less than 20 cm. 10. A method according to claim 1 wherein the magnetic material is a superparamagnetic iron oxide particle. 11. A method according to claim 1 wherein the subject is a human subject. 12. A cosmetic method in which a formulation comprising cells and a magnetic material is administered to a subject and part of the body of said subject is subjected to a magnetic field. 13. A medical device for targeting a formulation comprising cells and a magnetic material to part of a subject, said device comprising a magnet. 14. (canceled) 15. A stent, catheter or needle probe comprising or being coated or lined with a magnetically loaded polymer. 16. A method according to claim 1, wherein a medical device for targeting the formulation comprising cells and a magnetic material is used to target the formulation to a part of a subject. | MAGNET ATTRACTION LIMITED | A61B005/05 A61F002/00 A61P017/02
US20080071148 | A1 | 2008-03-20 | Glycomic patterns for the detection of disease | 2007-04-03 | This invention relates, in part, to methods and products for the detection of cancer, such as prostate cancer or multiple myeloma. This invention also relates, in part, to methods and products for the detection of prostate disease, such as benign prostatic hyperplasia (BPH). This invention further relates, in part, to methods and products for the detection of specific glycans in one or more samples, such as, for example, methods whereby specific glycans are detected and their amounts analyzed. Such methods can be used to determine relative ratios and/or threshold values for the specific glycans described herein. The relative ratios and/or threshold values can be used in the methods provided. | 1. A method for diagnosing, comprising: obtaining a sample from a subject, determining the amount of a first glycan selected from the group consisting of a NeuAc1Hex5HexNAc4 glycan, a NeuAc2Hex4HexNAc4 glycan, a NeuAc1Fuc1Hex5HexNAc4 glycan, a NeuAc1Hex5HexNAc6, a NeuAc2Hex5HexNAc4 glycan, a NeuAc1Fuc1Hex4HexNAc6 glycan, a NeuAc2Fuc1Hex5HexNAc4 glycan, a NeuAc2Hex5HexNAc5 glycan, a NeuAc2Fuc1Hex5HexNAc5 glycan, a NeuAc2Hex6HexNAc5 glycan, a NeuAc2Fuc1Hex6HexNAc5 glycan, a NeuAc1Fuc2Hex5HexNAc7 glycan, a NeuAc3Hex6HexNAc5 glycan, a NeuAc2Hex7HexNAc6 glycan, a NeuAc1Fuc3Hex5HexNAc7 glycan, a NeuAc3Fuc1Hex6HexNAc5 glycan, a NeuAc3Fuc1Hex6HexNAc6 glycan, a NeuAc3Hex7HexNAc6 glycan, a NeuAc1Hex9HexNAc8 glycan, a NeuAc4Hex7HexNAc6 glycan, a NeuAc4Fuc1Hex7HexNAc6 glycan and a NeuAc4Hex8HexNAc7 glycan in the sample, determining the amount of a second glycan selected from the group consisting of NeuAc1Hex5HexNAc4 glycan, a NeuAc2Hex4HexNAc4 glycan, a NeuAc1Fuc1Hex5HexNAc4 glycan, a NeuAc1Hex5HexNAc6 glycan, a NeuAc2Hex5HexNAc4 glycan, a NeuAc1Fuc1Hex4HexNAc6 glycan, a NeuAc2Fuc1Hex5HexNAc4 glycan, a NeuAc2Hex5HexNAc5 glycan, a NeuAc2Fuc1Hex5HexNAc5 glycan, a NeuAc2Hex6HexNAc5 glycan, a NeuAc2Fuc1Hex6HexNAc5 glycan, a NeuAc1Fuc2Hex5HexNAc7 glycan, a NeuAc3Hex6HexNAc5 glycan, a NeuAc2Hex7HexNAc6 glycan, a NeuAc1Fuc3Hex5HexNAc7 glycan, a NeuAc3Fuc1Hex6HexNAc5 glycan, a NeuAc3Fuc1Hex6HexNAc6 glycan, a NeuAc3Hex7HexNAc6 glycan, a NeuAc1Hex9HexNAc8 glycan, a NeuAc4Hex7HexNAc6 glycan, a NeuAc4Fuc1Hex7HexNAc6 glycan and a NeuAc4Hex8HexNAc7 glycan in the sample, calculating the relative ratio of the first glycan and the second glycan, and comparing the relative ratio of the first glycan and the second glycan to a first threshold value. 2. The method of claim 1, wherein the method further comprises: determining the amount of a third glycan selected from the group consisting of a NeuAc1Hex5HexNAc4 glycan, a NeuAc2Hex4HexNAc4 glycan, a NeuAc1Fuc1Hex5HexNAc4 glycan, a NeuAc1Hex5HexNAc6 glycan, a NeuAc2Hex5HexNAc4 glycan, a NeuAc1Fuc1Hex4HexNAc6 glycan, a NeuAc2Fuc1Hex5HexNAc4 glycan, a NeuAc2Hex5HexNAc5 glycan, a NeuAc2Fuc1Hex5HexNAc5 glycan, a NeuAc2Hex6HexNAc5 glycan, a NeuAc2Fuc1Hex6HexNAc5 glycan, a NeuAc1Fuc2Hex5HexNAc7 glycan, a NeuAc3Hex6HexNAc5 glycan, a NeuAc2Hex7HexNAc6 glycan, a NeuAc1Fuc3Hex5HexNAc7 glycan, a NeuAc3Fuc1Hex6HexNAc5 glycan, a NeuAc3Fuc1Hex6HexNAc6 glycan, a NeuAc3Hex7HexNAc6 glycan, a NeuAc1Hex9HexNAc8 glycan, a NeuAc4Hex7HexNAc6 glycan, a NeuAc4Fuc1Hex7HexNAc6 glycan and a NeuAc4Hex8HexNAc7 glycan in the sample, determining the amount of a fourth glycan selected from the group consisting of NeuAc1Hex5HexNAc4 glycan, a NeuAc2Hex4HexNAc4 glycan, a NeuAc1Fuc1Hex5HexNAc4 glycan, a NeuAc1Hex5HexNAc6 glycan, a NeuAc2Hex5HexNAc4 glycan, a NeuAc1Fuc1Hex4HexNAc6 glycan, a NeuAc2Fuc1Hex5HexNAc4 glycan, a NeuAc2Hex5HexNAc5 glycan, a NeuAc2Fuc1Hex5HexNAc5 glycan, a NeuAc2Hex6HexNAc5 glycan, a NeuAc2Fuc1Hex6HexNAc5 glycan, a NeuAc1Fuc2Hex5HexNAc7 gl... | Massachusetts Institute of Technology | A61B005/00 G01N015/06
US20080077044 | A1 | 2008-03-27 | THERMAL SENSATION ANALYZING DEVICE, METHOD, AIR-CONDITIONING CONTROL DEVICE, METHOD, AND COMPUTER PROGRAM PRODUCT | 2007-03-19 | A thermal sensation analyzing device includes a first detecting unit, a second detecting unit, and an analyzing unit. The first detecting unit detects skin temperature of a person. The second detecting unit detects a predetermined cyclic-fluctuation pattern in the skin temperature. The analyzing unit analyzes thermal sensation of the person based on the cyclic-fluctuation pattern. | 1. A thermal sensation analyzing device comprising: a first detecting unit that detects skin temperature of a person;a second detecting unit that detects a predetermined cyclic-fluctuation pattern in the skin temperature; andan analyzing unit that analyzes thermal sensation of the person based on the cyclic-fluctuation pattern. 2. The device according to claim 1, wherein the analyzing unit determines temperature as appropriate when the second detecting unit detects the cyclic-fluctuation pattern. 3. The device according to claim 1, wherein the second detecting unit detects the cyclic-fluctuation pattern by analyzing frequencies with respect to the skin temperature. 4. The device according to claim 1, further comprising a comparing unit that compares the skin temperature with a threshold value, wherein the analyzing unit analyzes the thermal sensation further based on a comparison result obtained by the comparing unit. 5. The device according to claim 1, further comprising a third detecting unit that detects a gradient of the skin temperature during a predetermined time period, wherein the analyzing unit analyzes the thermal sensation further based on the gradient detected by the third detecting unit. 6. The device according to claim 5, wherein the analyzing unit determines that the person feels cold when the gradient is higher than a threshold value. 7. The device according to claim 6, wherein the analyzing unit determines that the person feels hot when the gradient is equal to or less than the threshold value. 8. The device according to claim 5, wherein the analyzing unit analyzes the thermal sensation further based on the skin temperature when the third detecting unit detects no gradient. 9. The device according to claim 8, wherein the analyzing unit determines that the person feels cold when the skin temperature is lower than a threshold value. 10. The device according to claim 9, wherein the analyzing unit determines that the person feels hot when the skin temperature is equal to or higher than the threshold value. 11. The device according to claim 5, wherein the second detecting unit detects cyclic fluctuation of duration shorter than the predetermined time for detecting the gradient. 12. The device according to claim 1, wherein the second detecting unit detects cyclic fluctuation of duration equal to or longer than 30 seconds. 13. The device according to claim 1, wherein the second detecting unit detects cyclic fluctuation of duration equal to or less than 180 seconds. 14. The device according to claim 1, wherein the first detecting unit detects peripheral skin temperature of the person. 15. A thermal sensation analyzing method comprising: acquiring skin temperature of a person;detecting a predetermined cyclic-fluctuation pattern in the skin temperature; andanalyzing thermal sensation of the person based on the cyclic-fluctuation pattern. 16. A computer program product comprising a computer usable medium having computer reada... | Kabushiki Kaisha Toshiba | A61B005/00 F25B029/00
US20080033272 | A1 | 2008-02-07 | Tissue implantable sensors for measurement of blood solutes | 2007-06-26 | A tissue-implantable sensor for measurement of solutes in fluids and gases, such as oxygen and glucose, is provided. The sensor includes a multiplicity of detectors, constructed and arranged to improve the probability that one or more detectors will have access to a vascular source at points in time sufficient to permit accurate measurements to be taken. Means and methods for calculating solute levels using the sensor device of the invention are also provided. | 1. A device for estimating the concentration of an analyte in a biological environment, said device comprising: (a) a body; (b) at least two primary detectors disposed on the body, wherein each primary detector is adapted to produce a signal responsive to the concentration of the analyte in the immediate biological microenvironment; and, (c) signal processing means in communication with each individual primary detector for receiving a signal therefrom and estimating the concentration of the analyte in the biological environment from the signals said signal processing means employing one or more predetermined algorithms, said signal processing means comprising: (i) means for adjusting the signals from each primary detector by applying signal adjustment coefficients thereto, wherein the coefficients compensate for detector failure, detector drift or variations between the biological microenvironments occupied by each detector; (ii) means for estimating the analyte concentration in the biological microenvironment of individual primary detectors; and (iii) means for estimating the concentration of the analyte by mathematical calculation of a primary composite signal indicative of said analyte concentration. 2. The device according to claim 1, further comprising at least one secondary detector disposed on the body, wherein each secondary detector is adapted to produce a signal responsive to one or more confounding phenomena in the biological microenvironment occupied by at least one primary detector. 3. The device according to claim 2, further comprising signal processing means in communication with each individual secondary detector for receiving a signal responsive to the presence of a confounding phenomenon in the biological microenvironment occupied by at least one primary detector. 4. The device according to claim 3, further comprising signal processing means in communication with each individual secondary detector for receiving a signal responsive to the magnitude of a confounding phenomenon in the biological microenvironment occupied by the secondary detector. 5. The device according to claim 1, further comprising means for calibrating the signal adjustment coefficients. 6. The device according to claim 1, wherein the biological environment comprises human tissue. 7. The device according to claim 1, wherein the analyte is glucose. 8. The device according to claim 1, wherein the primary detector incorporates glucose oxidase. 9. The device according to claim 3, wherein at least one confounding phenomenon comprises a concentration of a substance other than the analyte. 10. The device according to claim 9, wherein the at least one confounding phenomenon comprises the concentration of oxygen. 11. The device according to claim 9, wherein the at least one confounding phenomenon comprises the temperature. 12. The device according to claim 9, wherein the at least one confounding phenomenon comprises the heart rate. 13. The devi... | THE REGENTS OF THE UNIVERSITY OF CALIFORNIA | A61B005/05
US20080039714 | A1 | 2008-02-14 | Magnetic resonance imaging system, a gradient coil, and a method of using the system | 2006-08-08 | A cylindrical MRI system can be configured such that a patient does not have to be in a lying position during analysis. In a particular embodiment, the patient can sit during analysis. The cylindrical MRI system can be oriented such that a central axis is not parallel to the floor, and in one embodiment, is substantially perpendicular to the floor. In one embodiment, the cylindrical MRI system can be configured to allow an object to contact the patient when the patient is within the analyzing region, even when the primary magnet is at field. In another aspect, an MRI system can include a primary magnet and a gradient coil with different types of shapes. In still another aspect, an MRI system can include a gradient coil that includes a combination of portions having different shapes. | 1. A magnetic resonance imaging system comprising: a primary magnet, wherein an opening extends through a center of the primary magnet; andan analyzing region disposed within the opening, wherein the analyzing region is configured to allow a patient to sit within the magnetic resonance imaging system when the patient is being analyzed. 2. The magnetic resonance imaging system of claim 1, wherein the magnetic resonance imaging system is configured, such that it has a single opening for an ingress and an egress of the patient. 3. The magnetic resonance imaging system of claim 1, wherein a central axis of the primary magnet lies along a line that is not substantially parallel to a plane corresponding to a floor over which the magnetic resonance imaging system lies. 4. The magnetic resonance imaging system of claim 3, wherein the line intersects the plane at an angle in a range of 30° to 90°. 5. The magnetic resonance imaging system of claim 1, wherein a central axis of the primary magnet lies along a line that is substantially perpendicular to a plane corresponding to a floor over which the magnetic resonance imaging system lies. 6. The magnetic resonance imaging system of claim 1, further comprising a gradient coil, wherein: the primary magnet has a first type of shape; andthe gradient coil has a second type of shape different from the first type of shape. 7. The magnetic resonance imaging system of claim 1, further comprising a seat, a chair, or a combination thereof, wherein the seat, the chair, or the combination is designed to be disposed within the analyzing region during a typical operation of the magnetic resonance imaging system. 8. A method of using a magnetic resonance imaging system, the method comprising: disposing a patient within the magnetic resonance imaging system, wherein the magnetic resonance imaging system comprises a primary magnet having an annulus, and an opening disposed within the annulus; andanalyzing the patient using the magnetic resonance imaging system, wherein analyzing is performed when the patient is disposed within the opening and not in a lying position. 9. The method of claim 8, further comprising positioning the patient on a seat. 10. The method of claim 8, wherein disposing the patient comprises placing a combination of the patient and a seat into an analyzing region of the magnetic resonance imaging system. 11. The method of claim 8, wherein, during analyzing the patient, a head and a leg of the patient extend outside of a same side of the opening within the annulus of the primary magnet. 12. The method of claim 8, wherein, during analyzing the patient: a head and a leg of the patient extend outside of an analyzing region of the magnetic resonance imaging system;a first line includes a first point corresponding to a center of a pelvic region of the patient and a second point corresponding to a center at a base of a neck of the patient;a second line includes the first point and a third point corresp... | Intermagnetics General Corporation | A61B005/05
US20080021340 | A1 | 2008-01-24 | DETECTION OF FOCAL EPILEPTIFORM ACTIVITY | 2006-07-19 | The invention relates to detection of focal epileptiform activity. In order to accomplish an EEG-based mechanism that enables the detection and localization of focal epileptiform activity, a first plurality of brain wave signals is obtained from a subject and a signal-specific measure indicative of the degree of epileptiform activity is determined for at least some of the first plurality of brain wave signals, thereby to obtain a second plurality of signal-specific measures. An indication of the presence of focal epileptiform activity is provided based on the second plurality of signal-specific measures. This may involve, for example, a comparison of the signal-specific measures. If significant mutual differences are detected in the measures, focal epileptiform activity is detected. | 1. A method for detecting focal epileptiform activity, the method comprising the steps of: obtaining a first plurality of brain wave signals from a subject;determining a signal-specific measure indicative of the degree of epileptiform activity for at least some of the first plurality of brain wave signals, whereby a second plurality of signal-specific measures are obtained; andproviding an indication of the presence of focal epileptiform activity based on the second plurality of signal-specific measures. 2. A method according to claim 1, wherein the providing step includes a sub-step of comparing at least some of the second plurality of signal-specific measures with each other. 3. A method according to claim 2, further comprising the steps of: positioning a third plurality of electrodes onto predetermined areas of the scalp of the subject to obtain the first plurality of brain wave signals through the third plurality of electrodes, whereby each signal-specific measure is associated with a predetermined area of the scalp;localizing the focus of the epileptiform activity based on the predetermined areas and the second plurality of signal-specific measures. 4. A method according to claim 3, wherein the localizing step includes the sub-steps of: sorting the second plurality of signal-specific measures to obtain a sorted order of the signal-specific measures;selecting one of the outermost signal-specific measures in the sorted order; andfinding the predetermined area associated with the selected signal-specific measure. 5. A method according to claim 1, wherein the determining step includes a sub-step of employing a filter to decompose each brain wave signal into at least one predetermined subband. 6. A method according to claim 5, wherein determining step further includes a sub-step of determining the entropy of each brain wave signal with respect to each subband, whereby at least one entropy value is obtained for each brain wave signal. 7. A method according to claim 5, wherein the sub-step of employing a filter includes employing a wavelet filter, whereby wavelet coefficients corresponding to each of the at least one predetermined subband are obtained for each brain wave signal; andthe determining step further includes a sub-step of determining the entropy of the wavelet coefficients. 8. A method according to claim 1, wherein the first plurality of the brain wave signals are selected from a group including electroencephalogram (EEG) signals and magnetoencephalogram (MEG) signals. 9. A method according to claim 1, wherein the determining step includes the sub-steps of: defining spike amplitudes for the at least some of the first plurality of brain wave signals; anddetermining the second plurality of signal-specific measures based on the spike amplitudes. 10. A method according to claim 2, wherein the comparing sub-step includes calculating a measure indicative of the amount of variability in the second plurality of signal-specific measures.... | - | A61B005/04
US07326053 | B2 | 2008-02-05 | Dental root canal apex measuring apparatus and method | 2006-02-16 | Apparatus for determining the apex of a dental root canal in a tooth includes a software operated microcontroller having a pulse generator, a memory and an analog to digital converter (ADC), the pulse generator feeding pulses to a gain control circuit for controlling the amplitude of the pulses. The apparatus also includes a driver receiving signals from the control circuit for feeding the signals to an electrically conductive shaft having a leading edge and a dental instrument connectable thereto, an input buffer receiving signals from the dental instrument and feeding the signals to the ADC, and a display for exhibiting data concerning the distance of the leading edge of the shaft from the root canal apex. A method for determining the apex of a dental root canal in a tooth is also provided. | 1. An apparatus for determining the apex of a dental root canal in a tooth of a patient, said apparatus comprising a dental instrument having an electrically conductive shaft with a leading edge adapted for insertion in the root canal, said apparatus further comprising, in combination: a gain control circuit;a software operated microcontroller having a memory, an analog-to-digital converter (ADC) and a square wave pulse generator;said pulse generator producing a pulse signal having square wave pulses with a first period (T1) separated by an inactive, second period (T2) which is longer than said first period (T2 >T1), and supplying said pulse signal to said gain control circuit which controls the amplitude of said pulses;a driver receiving said pulse signal from said gain control circuit and supplying said pulse signal to said electrically conductive shaft, said dental instrument having an electrode connectable with tissue of the patient;an input buffer receiving signals from said electrode of said dental instrument and supplying said signals to said ADC;the software of said microcontroller performing measurements of the power of said pulse signal and calculating a medial estimate of power; anda display, coupled to said microcontroller, for exhibiting said medial estimate of power and displaying data concerning the distance of the leading edge of said electrically conductive shaft from the apex of the root canal. 2. The apparatus as claimed in claim 1, further comprising a first electrode connectable to said dental instrument and a second electrode connectable to a tissue of a patient. 3. A method for determining the apex of a dental root canal in a tooth, said method comprising the steps of: providing a software operated microcontroller having a pulse generator, a memory and an analog to digital converter (ADC); said pulse generator feeding pulses to a gain control circuit for controlling the amplitude of said pulses; a driver receiving signals from said control circuit for feeding said signals to an electrically conductive shaft having a leading edge and a dental instrument connectable thereto; an input buffer receiving signals from said dental instrument and feeding said signals to said ADC; a display for exhibiting data concerning the distance of the leading edge of said shaft from the root canal apex;attaching the driver to said shaft and to a tissue of a patient;inserting said shaft in a root canal;sending a plurality of test pulses through said shaft and calculating the power of each of said several pulses;determining a medial estimate reference power based on the calculated power of each of said pulses, anddetermining the location of the shaft's edge relative to the canal apex by means of pre-calculated data pairs exhibiting the distance between the shaft's edge and the canal apex and said reference power. 4. The method as claimed in claim 3, wherein said pulses are substantially square pulses. 5. The method as claimed in claim 3, furt... | Medic.NRG Ltd. | A61C003/00 A61C019/00 A61C019/04 A61B005/103
US07319895 | B2 | 2008-01-15 | Garment for the medical monitoring of a patient | 2004-08-11 | A flexible, elastic garment (1) is provided comprising biomedical sensors (3, 4, 5, 6), an electrical power distribution and data transmission bus (2, 7) and a coupling circuit for allowing contactless transmission of power and data between the sensors and a circuit external to the garment. The sensors (3, 4, 5, 6), and the bus (2, 7) for distributing the electrical power and/or transporting the data from the sensors in the garment are formed by elastic conducting yarns integrated into the fabric of the garment. | 1. Garment for the medical monitoring of a patient, comprising biomedical sensors, an electrical power distribution and data transmission bus connected to the sensors and to a coupling circuit for allowing electrical power supply and data transfer to a circuit external to the garment, wherein at least some of the sensors, the electrical power distribution and data transmission bus and the coupling circuit are formed from elastic conducting yarns integrated into and distributed over the fabric of the garment, wherein the elastic conducting yarns consist of fine conducting yarns wound in a spiral around a non-conducting elastic core. 2. Garment according to claim 1, wherein sensors formed from elastic conducting yarns are integrated into the fabric of the garment while the garment is being woven. 3. Garment according to claim 1, wherein a conducting connection between two elastic conducting yarns is produced by contact between the spirals of the two elastic conducting yarns, the contact being maintained by binding stitches that clamp the two conducting yarns against each other. 4. Garment according to claim 1, wherein a conducting connection between two conducting yarns is produced by clamping the yarns, pressed against each other, between two pads or meshes fastened together, at least one of which is conducting. 5. Garment according to claim 1, wherein at least one of the sensors measures mechanical deformations of that part of the body on which it is applied, by recording electrical effects due to the mutual sliding of the spirals of the fine conducting yarns when the fabric is pulled in the direction of the conducting yarns. 6. Garment according to claim 1, wherein the conductivity of the conducting yarns is modified by chemical or electrochemical treatment or by impregnation with a conductive or insulating material to create conducting areas and non-conducting areas. 7. Garment according to claim 1, wherein the garment consists of several superposed fabric layers that contain conducting yarns for protecting components of the garment from undesirable electromagnetic effects, the said layers being held in place against one another by yarns that pass through them. 8. Garment according to claim 1, wherein the electrical power distribution and data transmission bus comprises a bus of insulated elastic conducting yarns, to which the sensors are connected. 9. Garment according to claim 1, wherein the coupling circuit for electrical power supply comprises a contactless inductive coupling circuit integrated into the garment. 10. Garment according to claim 1, wherein the coupling circuit for electrical power supply and for data transfer includes a contactless link for transferring data picked up by the sensors in the garment to a close receiver base associated with said circuit external to the garment. 11. Garment according to claim 1, additionally including a module for transmitting data delivered by the sensors, via a telecommunications netwo... | Tam-Telesante | A61B005/04
US07316171 | B2 | 2008-01-08 | Biosignal intensity measuring method, bedding state judging method, and bedding state monitoring device | 2003-11-05 | A person who is elderly, requires care, or an inpatient who is under the care by his or her family members, a nursing care worker, or a nurse in a hospital or medical institution must be monitored constantly, however the caregiver cannot be in attendance on the patient all the time. A biosignal intensity measuring method is provided to solve the above problem. According to the measuring method, output signals from a noninvasive sensor, which detects biosignals from a lying subject, are amplified and noises other than the biosignals are attenuated via a signal amplifying/shaping unit, and the amplified signals are controlled by an automatic gain control (AGC) unit to have sizes within a prescribed range, then parameters acquired by signal gains in a control circuit upon carrying out automatic gain control are output as the output signal intensity of the biosignals to calculate biosignal intensity. A bedding state monitoring method is also provided. According to the monitoring method, the calculated signal intensity is used to monitor the bedding state of the subject, such as a state of being in or out of bed, of weakening or stoppage of biosignals, of body motion, or the like. | 1. A biosignal intensity processing method to judge a bedding state of a subject, the method comprising: amplifying biosignals from a lying subject which have been detected by a non-invasive sensor and attenuating noises other than the biosignals detected by the non-invasive sensor via a signal amplifying/shaping means;subjecting the amplified biosignals to an automatic gain control (AGC) means which controls gain such that the amplified biosignals are processed to have sizes within a prescribed range; andcalculating a biosignal intensity value by applying the controlled gain to a function that inversely relates the controlled gain with the biosignal intensity, such that the biosignal intensity is large when the controlled gain is small, and the biosignal intensity is small when the controlled gain is large. 2. The biosignal intensity processing method according to claim 1, wherein the signal amplifying/shaping means has a characteristic that reduces a signal level of heartbeat signals and pulse signals in a bandwidth other than the main bandwidth of the biosignals. 3. The biosignal intensity processing method according to claim 1, wherein the signal amplifying/shaping means has a band-pass filter that reduces a signal level of heartbeat signals and pulse signals in a bandwidth other than the main bandwidth of the biosignals. 4. The biosignal intensity processing method according to claim 1, wherein when the size of biosignals detected by the non-invasive sensor exceeds a prescribed range for more than a certain time, further including judging that a subject is making body motion. 5. A method for judging a bedding state of a subject, said method comprising: amplifying biosignals from a lying subject which have been detected by a non-invasive sensor and attenuating noises other than the biosignals detected by the non-invasive sensor via a signal amplifying/shaping means;processing the biosignals in an automatic gain control (AGC) means which controls gain such that the amplified biosignals are processed to acquire sizes within a prescribed range;calculating a biosignal intensity value by applying the controlled gain to a function that inversely relates the controlled gain with the biosignal intensity, such that the biosignal intensity is large when the controlled gain is small, and the biosignal intensity is small when the controlled gain is large;judging a bedding state of the subject using a lying-state detection sensor for detecting whether a subject is lying in bed, wherein when (1) the lying-state detection sensor detects the subject lying in bed and (2) when the calculated biosignal intensity exceeds a first predetermined intensity, judging that the subject is in bed, and otherwise judging that the subject is out of bed;determining whether a newly calculated biosignal intensity exceeds a second predetermined intensity; andjudging that the subject is lying in bed in a normal condition when the newly calculated biosignal intensity exceeds ... | CB System Co. | A61B005/00 A61B005/103 A61B005/11 G08B021/04 G08B023/00
US07338454 | B2 | 2008-03-04 | Breath test | 2002-12-09 | A method of assessing the state of the lining of the small intestine in a mammal or human injesting a suitable labelled test substrate which requires conversion by a brush border enzyme for transport across the small intestinal lining. Suitable substrates include sucrose and maltose. The transport of these can very conveniently be measured by assessing the amount of label present in carbon dioxide expelled in the breath after a period of time. It has been shown that this method has application to assessing damage cause by chemotherapeutic induced mucositis as well as gastroenteritis with an infectious cause. | 1. A method of assessing the state of the lining of the small intestine in an animal said method comprising taking an initial breath sample,administering a labelled test substrate to said animal, wherein said test substrate is acted upon by an enzyme to produce CO2 and wherein said test substrate is selected from the group consisting of sucrose and maltose,taking one or more further breath samples after administering said labelled test substrate,ascertaining and comparing the level of labelled carbon dioxide in the initial breath sample and the further one or more breath samples and calculating the change in labelled carbon dioxide after ingestion of the test substrate wherein a decrease in the labelled CO2 level between said initial sample and said further breath sample(s) is indicative of damage to the small intestine. 2. The method of claim 1 wherein the decrease in the labeled CO2 is indicative of damage caused to the small intestine by gastroenteritis. 3. The method of claim 2 wherein the decrease in the labeled CO2 is indicative of damage caused to the small intestine infectious agent. 4. The method of claim 1 wherein the decrease in the labeled CO2 is indicative of damage caused to the small intestine by mucositis. 5. The method of claim 1 wherein the decrease in the labeled CO2 is indicative of damage caused to the small intestine by chemotherapy. 6. The method of claim 1 or 5 wherein the animal is a human. 7. The method of claim 6 wherein the substrate is labelled with 13C. 8. The method of claim 7 wherein the label is 13C and the ratio of 13C to 12C is measured. 9. The method of claim 1 wherein the substrate is sucrose. 10. The method of claim 1 wherein the substrate is maltose. 11. The method of claim 1 wherein the breath sample is taken 30 minutes or longer after initial injestion of the labelled test substrate. 12. The method of claim 1 wherein the breath sample is taken 60 minutes after initial injestion of the labelled test substrate. 13. The method of claim 1 wherein the breath sample is taken at between 45 minutes and 3 hours after injection of the labelled test substrate. 14. The method of claim 1 wherein additionally breath H2 is measured. 15. The method of claim 1 wherein two or more further breath samples are taken. 16. The method of claim 15 wherein cumulative labelled CO2 is ascertained. 17. The method of claim 1 wherein human or animal fasts before the labelled test substrate is administered. 18. The method of claim 1 wherein the human or animal is fed a standard diet before the labelled test substrate is administered. | Children, Youth and Women's Health Service Incorporated | A61B005/02 G01N001/22 G01N033/00 G01N033/497 B32B005/02 B32B027/04 B32B027/12
US07338455 | B2 | 2008-03-04 | Method and apparatus for diagnosing schizophrenia and schizophrenia subtype | 2002-03-25 | A method and apparatus for diagnosing schizophrenia, schizophrenia disorder subgroup, or predisposition thereto in a test subject is disclosed. The method includes the steps of determining an interhemispheric switch rate of the test subject. In one embodiment, the interhemispheric switch rate of the test subject is under conditions of increasing rate of dichoptic reversal, and comparing the switch rate with a corresponding reference switch rate to diagnose presence or absence of schizophrenia, a schizophrenic disorder subgroup, or predisposition thereto. In a preferred embodiment, the interhemispheric switch rate is determined by measuring the rate of binocular rivalry in the test subject. Also disclosed is use of a diagnostic method in genetic linkage studies for the identification of the molecular defect(s) underlying schizophrenia, and for the identification of compounds which may alleviate the disorder. | 1. A method for diagnosing schizophrenia, schizophrenic disorder subtype, or predisposition thereto in a test subject, said method including the steps of: (a) measuring an interhemispheric switch rate of the test subject; and(b) comparing the measured switch rate with a corresponding reference switch rate to diagnose presence or absence of schizophrenia, schizophrenia disorder subtype or predisposition thereto;wherein said schizophrenia or schizophrenia disorder subtype is diagnosed when the measured switch rate is above 2.0 Hz. 2. The method of claim 1 wherein the interhemispheric switch rate is determined by measuring a rate of perceptual rivalry in the test subject. 3. The method of claim 2 wherein the rate of perceptual rivalry is determined by measuring a rate of binocular rivalry. 4. The method of claim 2 wherein the rate of perceptual rivalry is measured by:— (i) displaying at least one image to the test subject, wherein the at least one image invokes perceptual alternation;(ii) signalling respective incidences of perceptual alternation in the test subject during a predetermined period to provide a number of signals; and(iii) dividing the number of signals by the predetermined period to provide the rate of perceptual rivalry. 5. The method of claim 1 wherein the schizophrenia disorder subtype is diagnosed when the measured switch rate is in a range from 2.0 Hz to 10.0 Hz. 6. The method of claim 5 wherein the measured switch rate is in a range from 3.3 Hz to 5.0 Hz. 7. A method for diagnosing schizophrenia, schizophrenic disorder subtype, or predisposition thereto in a test subject, said method including the steps of: (1) measuring binocular rivalry rate in the subject; and(2) comparing said measured binocular rivalry rate with a corresponding reference binocular rivalry rate to diagnose presence or absence of schizophrenia, schizophrenia disorder subtype, or predisposition thereto,wherein said schizophrenia or schizophrenia disorder subtype is diagnosed when the measured binocular rivalry rate is above 2.0 Hz. 8. The method of claim 7 wherein the schizophrenia disorder subtype is diagnosed when the measured binocular rivalry rate is in a range from 2.0 Hz to 10.0 Hz. 9. The method of claim 8 wherein the measured binocular rivalry rate is in a range from 3.3 Hz to 5.0 Hz. 10. A method for diagnosing a schizophrenic disorder subtype or predisposition thereto in a test subject, said method including the steps of: (A) measuring a dichoptic reversal rate whereby the subject is capable of perceiving that binocular rivalry persists; and(B) comparing said measured dichoptic reversal rate with a corresponding reference dichoptic reversal rate to diagnose presence or absence of a schizophrenic disorder subtype or predisposition thereto. 11. The method of claim 10 wherein diagnosis of the schizophrenic disorder subtype or predisposition thereto is indicated when the subject is capable of perceiving binocular rivalry when the measured dichop... | The University of Queensland | A61B005/16
US07769435 | B2 | 2010-08-03 | Earphone sensor system for measuring electrocardiogram signals | 2007-04-18 | An earphone sensor system for measuring electrocardiogram signals provides convenient and comfortable noninvasive electrocardiogram signal measuring for a subject. The electrocardiogram signal measuring system includes an electrocardiogram signal analyzing apparatus and an earphone sensing apparatus. The electrocardiogram signal analyzing apparatus includes an amplifier module, a microcontroller, a display, a radio module and a housing having conductive contacts. The earphone sensing apparatus includes an earphone and an electrode. The electrode is disposed in the earphone, and can be electrically connected to the subject for collecting the weak electrocardiogram signal at the head of the subject. By contacting the body surface of the testee with the housing having conductive contacts and the electrode, a basic loop for collecting the electrocardiogram signals is formed. The earphone sensor system can be associated with commercial gadgets and used for musical treatments and bio-feedback. | 1. An earphone sensor system for measuring electrocardiogram signals comprising: an earphone;an electrode disposed in the earphone suitable for being electrically connected to the head of the subject so as to collect an analog electrocardiogram signal from a head of a subject, said earphone and said electrode being integrally formed together; andan electrocardiogram signal analyzer electrically connected to said earphone, said electrocardiogram signal analyzer suitable for performing a digital signal processing on the electrocardiogram signal so as to generate a digital electrocardiogram signal, said electrocardiogram analyzer comprising a display suitable for displaying the digital electrocardiogram signal on a screen of said display. 2. The earphone sensor system of claim 1, wherein the electrocardiogram signal analyzer comprises: an amplifier module suitable for amplifying the electrocardiogram signal to generate an amplified electrocardiogram signal;a microcontroller suitable for performing digital signal processing on the amplified electrocardiogram signal; anda housing having conductive contacts suitable for serving as a ground electrode, said housing and said electrode forming a collecting loop when connected to the head of the subject. 3. The earphone sensor system of claim 2, wherein the electrocardiogram signal analyzer apparatus further comprises a radio module suitable for modulating the digital electrocardiogram signal and transmitting the modulated digital electrocardiogram signal to a remote monitor in a wireless transmission manner. 4. The earphone sensor system of claim 2, wherein the radio module is for receiving a wireless signal from the remote monitor. 5. The earphone sensor system of claim 2, wherein the amplifier module comprises a pair of input stage filters respectively electrically connected to the electrode and the housing, said pair of input stage filters suitable for filtering noise. 6. The earphone sensor system of claim 2, wherein the amplifier module comprises a differential amplifier for differentially amplifying the electrocardiogram signal to generate the amplified electrocardiogram signal so as to conform with a voltage range of an analog-to-digital conversion of the microcontroller. 7. The earphone sensor system of claim 6, wherein the differential amplifier is formed by an integrated circuit operational amplifier. 8. The earphone sensor of claim 6, wherein the differential amplifier is formed by an instrumentation amplifier. 9. The earphone sensor system of claim 2, wherein the amplifier module comprises an output stage filter suitable for filtering the signal having a frequency higher than twice a sampling frequency in an analog-to-digital conversion by the microcontroller. 10. The earphone sensor system of claim 2, wherein an impedance of an input end of said amplifier module is larger than 200 kΩ. 11. The earphone sensor system of claim 2, wherein said microcontroller comprises: an analog-to-digi... | Terry B. J. Kuo Cheryl C. H. Yang Enjoy Research Inc. | A61B005/04
US07335771 | B2 | 2008-02-26 | Quinacridone derivatives as labelling reagents for fluorescence detection of biological materials | 2002-05-30 | Disclosed are new quinacridone dye derivatives having characteristic fluorescence lifetimes. Also disclosed are methods for labelling target biological materials employing the quinacridone dyes and use of the labelled materials in biological assays. The quinacridone derivatives have the following structure:; in which Z1 and Z2 independently represent the atoms necessary to complete one ring, two fused ring, or three fused ring aromatic or heteroaromatic systems, each ring having five or six atoms selected from carbon atoms and optionally no more than two atoms selected from oxygen, nitrogen and sulphur; R3, R4, R5, R6, R7 and R8 are independently selected from hydrogen, halogen, amide, hydroxyl, cyano, nitro, mono- or di-nitro-substituted benzyl, amino, mono- or di-C1-C4 alkyl-substituted amino, sulphydryl, carbonyl, carboxyl, C1-C6 alkoxy, acrylate, vinyl, styryl, aryl, heteroaryl, C1-C20 alkyl, aralkyl, sulphonate, sulphonic acid, quaternary ammonium, the group -E-F and the group —(CH2—)nY; R1 and R2 are independently selected from hydrogen, mono- or di-nitro-substituted benzyl, C1-C20 alkyl, aralkyl, the group -E-F and the group —(CH2—)nY; E is a spacer group, F is a target bonding group; Y is selected from sulphonate, sulphate, phosphonate, phosphate, quaternary ammonium and carboxyl; and n is an integer from 1 to 6. ;The invention also relates to a set of different fluorescent quinacridone dye derivatives, each dye having a different fluorescence lifetime, the set of dyes being particularly useful for multiparameter analysis. | 1. A compound having the formula:wherein: groups R3 and R4 are attached to the Z1 ring structure and groups R5 and R6 are attached to the Z2 ring structure;Z1 and Z2 independently represent the atoms necessary to complete a phenyl ring structure;at least one of groups R1 and R2 is the group -E-F, wherein E is a spacer group selected from the group consisting of:(CHR′)p——{(CHR′)q—O—(CHR′)r}s——{(CHR′)q—NR′—(CHR′)r}s——{(CHR′)q—(CH═CH)—(CHR′)r}s——{(CHR′)q—Ar—(CHR′)r}s——{(CHR′)q—CO—NR′—(CHR′)r}s— and—{(CHR′)q—CO—Ar—NR′—(CHR′)r}s—where R′ is hydrogen, C1-C4 alkyl or aryl, which may be optionally substituted with sulphonate, Ar is phenylene, optionally substituted with sulphonate, p is 1-10, q is 0-10, r is 1-10 and s is 1-5;and F is a reactive group selected from the group consisting of carboxyl, succinimidyl ester, sulpho-succinimidyl ester, isothiocyanate, maleimide, haloacetamide, acid halide, hydrazide, vinylsulphone, dichlorotriazine and phosphoramidite;groups R3, R4, R5, R6, R7 and R8 are independently selected from hydrogen, halogen, amide, hydroxyl, cyano, nitro, C1-C6 alkoxy, C1-C20 alkyl, sulphonate, and sulphonic acid;when any of groups R1 and R2 is not said group -E-F, said remaining group R1 or R2 is selected from hydrogen, mono- or di-nitro-substituted benzyl, C1-C20 alkyl, and the group —(CH2—)n Y;Y is selected from sulphonate, sulphate, phosphonate, phosphate, quaternary ammonium and carboxyl; and n is an integer from 1 to 6. 2. The compound of claim 1, wherein said compound is a fluorescent dye and further wherein: groups R3, R4, R5, R6, R7 and R8 are independently selected from hydrogen, halogen, amide, hydroxyl, cyano, C1-C6 alkoxy, acrylate, vinyl, styryl, aryl, heteroaryl, C1-C20 alkyl, sulphonate, and sulphonic acid; andremaining groups R1 and R2 are independently selected from hydrogen, C1-C20 alkyl, and the group —(CH2—)nY. 3. The compound of claim 1, wherein said compound is a non-fluorescent or substantially non-fluorescent dye and further wherein at least one of groups R1, R2, R3, R4, R5, R6, R7 and R8 comprises at least one nitro group. 4. The compound of claim 1, wherein group -E-F is selected from:wherein n is an integer from 1-10. 5. The compound of claim 4, wherein n is 5. 6. A compound selected from: i) O—(N-succinimidyl)-6-(7,14-dioxo-2,9-disulpho-7,14-dihydro-12H -quino[2,3 -b]acridin-5-yl)hexanoate; andii) O—{N-succinimidyl-6-(12-ethyl-7,14-dioxo-2,9-disulpho-7,14-dihydro-12H-quino[2,3-b]acridin-5-yl)}hexanoate. | GE Healthcare UK Limited | C07D221/18 A61B005/06 A61B005/1468
US07317940 | B2 | 2008-01-08 | MRT apparatus, method and computer program product for determining the speed of a flowing medium | 2003-12-02 | In a method for automatic determination of the actual speed interval of a flowing medium in flow measurements in magnetic resonance imaging, an overview image (localizer) is acquired displayed on a screen, a scout flow measurement is performed by acquiring an image series during a motion cycle at a pre-determined speed interval in a tissue-area to be measured, the peak speed of the medium in the tissue area to be measured is determined on the basis of the scout flow measurement, an optimized flow measurement is performed by acquiring the same images from the acquired image series on the basis of the determined peak speed, and the speed-resolved tissue area obtained by means of the optimized flow measurement is displayed on the screen. | 1. A method for automatically determining a speed of a flowing medium in a magnetic resonance tomography flow measurement, comprising the steps of: acquiring an overview magnetic resonance image of a selected area of a living subject;displaying said overview image on a screen;performing a scout flow measurement by acquiring a magnetic resonance image series of said subject during a motion cycle of said subject at a predetermined speed interval in a tissue area within said overview image, said tissue area containing a flowing medium;from said scout flow measurement, automatically determining a peak speed of said flowing medium in said tissue area;performing an optimized flow measurement by acquiring respective images, corresponding to selected images in said image series, dependent on said peak speed; andgenerating and displaying on said screen a speed-resolved image including said tissue area using said peak speed to set a grey scale range in said speed-resolved image, obtained by said optimized flow measurement in a display format selected from the group consisting of a speed-resolved image of said tissue area encompassing an average speed of said flowing medium and a speed resolved image of said tissue area together with a generated speed profile of said flowing medium in said tissue area. 2. A method as claimed in claim 1 comprising automatically performing said optimized flow measurement immediately after performing said scout flow measurement. 3. A method as claimed in claim 1 comprising adding a safety margin to said determined peak speed. 4. A method as claimed in claim 3 comprising employing a value as said safety margin that is 10% of said peak speed. 5. A method as claimed in claim 1 employing a time, as said motion cycle, selected from the group consisting of a breathing cycle of said subject and a cardiac cycle of said subject. 6. A method as claimed in claim 1 comprising acquiring said image series in said scout flow measurement at approximately 20 images per motion cycle. 7. A method as claimed in claim 1 comprising manually marking said tissue area in said overview image displayed on said screen. 8. A method as claimed in claim 1 comprising designating a plurality of tissue areas within said overview image, and displaying a speed-resolved image for each of said plurality of tissue areas. 9. A magnetic resonance imaging device comprising: a magnetic resonance scanner adapted to receive a subject therein;a control computer connected to said magnetic resonance scanner;a display screen connected to said control computer; andsaid control computer being programmed to operate said magnetic resonance scanner to acquire an overview magnetic resonance of a selected area of a living subject, and to display said overview image on a screen, and to perform a scout flow measurement by causing said magnetic resonance scanner to acquire a magnetic resonance image series of said subject during a motion cycle of said subject at a predetermine... | Siemens Aktiengesellschaft | A61B005/05
US07464601 | B2 | 2008-12-16 | Disposable manometer for use with patient breathing systems | 2006-06-30 | A disposable manometer for use with a breathing system for monitoring a patient during positive pressure ventilation. The disposable manometer includes a housing with an upper and lower portion, a moving member and a flexible rolling diaphragm sealing mechanism between the moving member and the upper portion of the housing. A calibrated tension means resists movement of the moving member and provides accurate measurement of the ventilation pressure. | 1. A disposable manometer for use with a breathing system comprising: a housing having a first chamber and a second chamber, said first chamber is for communication with a breathing gas for respiration of a patient and said second chamber is cylindrical and graduated with non-linear numerical pressure measurements, said second chamber has a vent, said vent is in communication with ambient air;a moving member, said moving member has a frusto-conical peripheral wall with diameters smaller than the internal diameter of said second chamber and the largest diameter of the moving member facing towards the second chamber, said moving member has pointer means placed adjacent to its largest diameter and arranged to be visible through the housing, said moving member moves longitudinally within said housing;a flexible, rolling diaphragm having a first edge sealingly attached between said first chamber and said second chamber of said housing and a second edge sealingly attached to said moving member within said housing thereby forming a seal between said first chamber and said second chamber of said housing, said flexible, rolling diaphragm folds upon itself such that two layers of said flexible, rolling diaphragm are between said frusto-conical wall of said moving member and an internal wall of said second chamber;a port to said first chamber, said port is in communication with said breathing gas; anda spring in said second chamber, said spring is resisting movement of said moving member caused by positive pressure of said breathing gas in said first chamber; said non-linear numerical pressure measurements are calibrated to said spring and the effective diameter of said rolling diaphragm to provide read out for pressures of said breathing gas in said first chamber corresponding to the positions of said pointer means of said moving member relative to said non-linear numerical pressure graduations. 2. The manometer of claim 1 wherein said rolling diaphragm is made from elastomeric materials comprising silicone rubber or synthetic rubber. 3. The manometer of claim 2 wherein the folding radius of said rolling diaphragm increases, and thereby causing the effective surface area of said rolling diaphragm to decrease, as said moving member moves longitudinally within said housing when said manometer is in communication with said breathing gas. 4. The manometer of claim 3 wherein the relationship of said movement of said moving member and the applied pressure from said breathing gas is non-linear. 5. The manometer of claim 1 wherein said manometer further comprises a connector to connect said port of said manometer to a breathing system. 6. The manometer of claim 5 wherein said connector is placed substantially perpendicular to the length axis of the manometer housing to allow orientation of said manometer in different directions. 7. The manometer of claim 1 wherein said cylindrical upper part is graduated with numerical pressure measurements in centimeters of... | Ambu International A/S | G01L013/02
US07336983 | B2 | 2008-02-26 | Pulse oximeter with parallel saturation calculation modules | 2006-04-18 | A method and apparatus for reducing the effects of noise on a system for measuring physiological parameters, such as, for example, a pulse oximeter. The method and apparatus of the invention take into account the physical limitations on various physiological parameters being monitored when weighting and averaging a series of measurements. Varying weights are assigned different measurements, measurements are rejected, and the averaging period is adjusted according to the reliability of the measurements. Similarly, calculated values derived from analyzing the measurements are also assigned varying weights and averaged over adjustable periods. More specifically, a general class of filters such as, for example, Kalman filters, is employed in processing the measurements and calculated values. The filters use mathematical models which describe how the physiological parameters change in time, and how these parameters relate to measurement in a noisy environment. The filters adaptively modify a set of averaging weights to optimally estimate the physiological parameters. | 1. A method for determining oxygen saturation, the method comprising: determining a first oxygen saturation value based upon signals received from a patient using a first saturation calculation algorithm;determining a second oxygen saturation value based upon signals received from the patient using a second saturation calculation algorithm; andarbitrating between the first and second oxygen saturation values based on a saturation confidence associated with the first and second oxygen saturation values to determine a final oxygen saturation value based on the first oxygen saturation value and the second oxygen saturation value. 2. The method, as set forth in claim 1, wherein arbitrating comprises selecting either the first oxygen saturation value or the second oxygen saturation value as the final oxygen saturation value. 3. The method, as set forth in claim 2, wherein arbitrating comprises selecting either the first oxygen saturation value or the second oxygen saturation value as the final oxygen saturation value if the saturation confidence associated with the selected oxygen saturation value is greater than a given percentage above the saturation confidence associated with the unselected oxygen saturation value. 4. The method, as set forth in claim 3, wherein the given percentage is at least 10%. 5. The method, as set forth in claim 1, wherein arbitrating comprises calculating the final oxygen saturation value based on an interpolation between the first and second oxygen saturation values. 6. The method, as set forth in claim 1, wherein arbitrating comprises calculating the final oxygen saturation value based on an interpolation between the first and second oxygen saturation values if the saturation confidence associated with the first oxygen saturation value differs from the saturation confidence associated with the second oxygen saturation value by less than a given percentage. 7. The method, as set forth in claim 6, wherein the given percentage is 10% or less. 8. The method, as set forth in claim 1, wherein the final oxygen saturation value corresponds to the most accurate of the first and second oxygen saturation values. 9. The method, as set forth in claim 1, comprising: determining a first pulse rate value using a first pulse rate calculation algorithm applied to the electronic signals;determining a second pulse rate value using a second pulse rate calculation algorithm applied to the electronic signals; andarbitrating between the first and second pulse rate values based on a pulse rate confidence associated with the first and second pulse rate values to determine a final pulse rate value based on the first pulse rate value and the second pulse rate value. 10. The method, as set forth in claim 9, wherein arbitrating between the first and second pulse rate values comprises selecting either the first pulse rate value or the second pulse rate value as the final pulse rate value. 11. The method, as set forth in claim 10, wherein arbi... | Nellcor Puritan Bennett LLC | A61B005/00
US07320194 | B2 | 2008-01-22 | Adhesive wristband without removable release liner | 2004-06-01 | A plurality of identification bracelets removably attached to one another, each bracelet having a first end which includes a cover tab and a second end defining a closure tab having an adhesive portion. The cover tab of a second bracelet removably overlies the adhesive portion of a closure tab of an adjacent first identification bracelet. Upon separating the first and second bracelets, the adhesive portion of the first bracelet is exposed and the cover tab remains with the second bracelet as it is removed. The adhesive portion of the closure tab of the first bracelet, is adhered to a surface of the identification bracelet as it is moved from an open position to a closed position encircling an object to be identified. The bracelets may be connected end-to-end to form an elongated strip or along elongated side edges to form a sheet of identification bracelets. | 1. A plurality of identification bracelets detachably connected to one another comprising: a first bracelet including a first end having a cover tab and a second end defining a closure tab having an adhesive portion; anda second bracelet removably attached to the first bracelet and including a first end having a cover tab and a second end defining a closure tab having an adhesive portion;wherein the cover tab of the second bracelet removably overlies the adhesive portion of the closure tab of the first bracelet, whereby upon separating the first bracelet from the second bracelet, the adhesive portion of the closure tab of the first bracelet is exposed and the cover tab of the second bracelet remains with the second bracelet and an exposed adhesive portion of the closure tab of the first bracelet is adhered onto a portion of the first bracelet as it is moved from an open position to a closed position encircling an object to be identified. 2. The bracelets of claim 1, wherein the cover tab and the adhesive portion of each bracelet are substantially equal in area. 3. The bracelets of claim 1, wherein the bracelets comprise a plurality of bracelets detachably connected end-to-end to form an elongated strip. 4. The bracelets of claim 1, wherein the bracelets each comprise first and second diametrically opposed outer sheets, the first sheet having a portion extending beyond a first end of the second sheet defining the cover tab, and the second sheet extending beyond an end of the first sheet generally opposite the cover tab and defining the closure tab. 5. The bracelets of claim 4, wherein a score line formed in the first outer sheet defines the cover tab of the bracelet, and a score line formed in the second outer sheet defines the end of the bracelet. 6. The bracelets of claim 5, wherein the score line formed in the first outer sheet is offset from the score line formed in the second outer sheet. 7. The bracelets of claim 5, wherein the score lines comprise a plurality of perforations. 8. The bracelets of claim 4, wherein the first and second outer sheets are each comprised of one or more layers of material. 9. The bracelets of claim 8, wherein at least one of the layers of the first or second outer sheet is comprised of a material adapted to be printed thereon. 10. The bracelets of claim 4, wherein the first outer sheet is comprised of a plastic material. 11. The bracelets of claim 4, wherein the first and second outer sheets are non-removably bonded together between the cover tab and closure tab. 12. The bracelets of claim 11, including an adhesive layer disposed between the first and second outer sheets. 13. The bracelets of claim 12, wherein the adhesive layer extends beyond the first sheet towards the end of the second sheet to comprise the adhesive portion. 14. The bracelets of claim 1, including a release liner disposed between the cover tab and the adhesive portion of the closure tab. 15. The bracelets of claim 14, wherein the r... | Precision Dynamics Corporation | A61B005/117
US07316652 | B2 | 2008-01-08 | Blood pressure measuring device with a cuff of two openable concave shell parts | 2003-01-23 | Traditional cuffs for measuring blood pressure use an air chamber enclosed in a non-stretchable fabric to occlude an artery in a limb when supplied with pressurised air. A stethoscope used on the limb is used to monitor blood flow. Application of the cuff is inconvenient and correct placement of the stethoscope chestpiece requires skill. According to the invention blood pressure measurement is facilitated by having the air chamber enclosed in a pre-formed shell-like structure being flexible around the limb and stiff along the limb and by using a linear array of microphones to detect the blood flow noises, the best signal from one of the microphones being automatically selected. Furthermore, the invention provides a facility for correcting the reading in dependence of the amount of wrap of the limb. | 1. Apparatus for measuring blood pressure, comprising a generally tubular constrictable sleeve or cuff for a limb of a person, a source for fluid pressure, a detector for providing measurements of slowly varying static pressures in said sleeve or cuff, and microphone means adapted for being arranged, in use, in proximity to an artery, wherein the cuff is at least partly enclosed in two essentially concave shell parts displaying a stiffness in an axial direction, said shell parts being openable against a restoring force, wherein the microphone means comprises a linear array of microphone elements disposed on a joint support which emulates a universal joint in one shell part essentially perpendicular to the longitudinal axis of such shell part and near the lower end; and wherein an inelastic strap attached to one shell part is provided to close a gap between the shell parts. 2. Apparatus according to claim 1, wherein signal selection means of the diversity reception type are used to select the microphone that provides the best signal-to-noise ratio. 3. Apparatus according to claim 1, wherein the microphone signal is amplified and made available to an electroacoustic converter for enabling listening to the signal. 4. Apparatus according to claim 3, wherein the signal is output via a built-in speaker in the apparatus. 5. Apparatus according to claim 3, wherein the signal is output via a wireless link to a receiver connected to earpieces adapted to be worn, in use, by an auscultating physician. 6. Apparatus according to claim 1, further comprising signal processing means for combining information derived from measurements of slowly varying static pressures with information from said microphone means in order to obtain a numerical value for a blood pressure. 7. Apparatus according to claim 1, wherein said sleeve or cuff is adapted to fit an leg of a person. 8. Apparatus according to claim 1, wherein the strap is provided with means locking to the other shell part in conjunction with the overlapping of said strap and said other shell part. 9. Apparatus according to claim 8, wherein the amount of overlap between the strap and the shell part is used as a circumference measure for correcting the reading of blood pressure. 10. An apparatus according to claim 9, wherein the overlap is measured capacitively between an electrode or a plurality of electrodes fixed to the cuff and an electrode or a plurality of electrodes fixed to the strap. 11. Apparatus for measuring blood pressure, comprising a generally tubular constrictable sleeve or cuff for a limb of a person, a source for fluid pressure, a detector for providing measurements of slowly varying static pressures in said sleeve or cuff, and microphone means adapted for being arranged, in use, in proximity to an artery, wherein the cuff is at least partly enclosed in two essentially concave shell parts displaying a stiffness in an axial direction, said shell parts being openable against a restoring ... | Bang & Olufsen Medicom A/S | A61B005/02
US07962191 | B2 | 2011-06-14 | Nerve surveillance cannulae systems | 2007-10-31 | An expandable tip cannula system, comprising: a hollow cannula shaft having a proximal end and a distal end; and an expandable tip mounted at the distal end of the hollow cannula shaft, the expandable tip comprising a plurality of generally-triangular shaped petals held together in a radially-inwardly tapered arrangement between adjacent petals, each petal comprising a nerve sensing electrode disposed therein. | 1. A method of performing spine surgery, comprising: minimally invasively advancing a nerve surveillance instrument and a surgical access instrument towards a spinal target site, wherein the nerve surveillance instrument is dimensioned to be slidably received within the surgical access instrument and the surgical access instrument has an inner lumen dimensioned to pass an implant therethrough for introduction into said spinal target site, the nerve surveillance instrument having at least one nerve stimulation electrode disposed proximate a distal end thereof;energizing at least one nerve stimulation electrode disposed proximate a distal end of the nerve surveillance instrument while advancing the nerve surveillance instrument towards the surgical target site in an amount sufficient to depolarize nerves adjacent said nerve surveillance instrument such that said nerves may be detected and avoided without effecting tissue ablation or cauterization;removing said nerve surveillance instrument from said inner lumen after said surgical access instrument has been advanced to said spinal target site to thereby enable a surgeon to introduce said implant into said spinal target site; andintroducing said implant into said spinal target site. 2. The method of claim 1, wherein said at least one nerve stimulation electrode comprises a plurality of nerve stimulation electrodes and wherein the step of advancing comprises the further sub-step of sensing the presence of said nerves in a radial direction relative to a central axis of said surgical access instrument through the use of the plurality of nerve stimulation electrodes which are radially disposed around said distal end of said nerve surveillance instrument. 3. The method of claim 1, further comprising: slideably engaging an expandable mesh with said surgical access instrument when said mesh is in a first position such that said mesh is received on the exterior of said surgical access instrument, said expandable mesh being expandable from said first position to a second position. 4. The method of claim 3, further comprising: advancing said mesh in a distal direction over said surgical access instrument such that said mesh extends substantially the length of said surgical access instrument; andexpanding said mesh from said first position to said second position. 5. The method of claim 4, further comprising: minimally invasively advancing a second surgical access instrument to said spinal target site over said mesh when said mesh is in said second position, wherein said second surgical access instrument has an inner lumen configured to pass surgical instruments therethrough. 6. The method of claim 1, wherein said step of introducing said implant includes using at least one of a bone decorticator, a camera, an articulating forcep and an intervertebral positioning system. 7. The method of claim 1, wherein said distal end of said surgical access instrument comprises a plurality of expandable elements, each... | NuVasive, Inc. | A61B005/04 A61B017/08 A61M029/00
US07874030 | B2 | 2011-01-25 | Device for transferring a cradle for use with a medical imaging equipment | 2007-08-17 | Embodiments of the present invention may provide a cradle transferring device, which moves and withdraws a cradle to and from an examination table of an MRI apparatus in a PET-MRI hybrid system. The cradle transferring device includes: a cradle, on which a subject lies; a shuttle table supporting the cradle and moving and withdrawing the cradle to and from the examination table of the MRI apparatus; and a cradle receiving member provided on the examination table of the MRI apparatus. The shuttle table is provided with a transfer member for holding and transferring the cradle and a transfer member driving means for reciprocating the transfer member along the shuttle table. The cradle transferring device is further provided with a cradle locking means, which locks the cradle to the examination table after the cradle is moved to the examination table. The cradle transferring device moves the cradle to the examination table of the MRI apparatus and accurately withdraws the cradle from the examination table of the MRI apparatus after the examination in the MRI apparatus. | 1. A device for transferring a cradle for use with a medical imaging equipment, comprising: a cradle having a first guide member lengthwisely disposed on a lower side thereof, wherein a subject lies on an upper side thereof;a shuttle table including: a transfer frame for supporting the lower side of the cradle; a transfer member for transferring the cradle, wherein the transfer member is mounted to the transfer frame so as to be movable along the transfer frame; and a transfer member driving means for reciprocating the transfer member between a first position where the transfer member is situated at one end of the transfer frame and a second position where the transfer member is situated at the other end of the transfer frame, wherein the shuttle table is positioned so that one end of an examination table of the medical imaging equipment and the other end of the transfer frame are opposed to each other; anda cradle receiving member located on the examination table of the medical imaging equipment for supporting the cradle transferred from the shuttle table, wherein the cradle receiving member has a second guide member lengthwisely disposed on an upper side thereof, and wherein the second guide member is configured to contact the first guide member, wherein the device further includes a cradle locking means, and wherein the cradle locking means includes: a first locking member movably mounted to the cradle; and a second locking member fixed to the cradle receiving member, wherein the first locking member is engaged and released to and from the second locking member. 2. The device of claim 1, wherein the first locking member comprises a shaft formed with a male thread at one end thereof and the second locking member comprises a nut formed with a female thread therein. 3. The device of claim 2, wherein the cradle locking means further includes: a second motor mounted to the shuttle table and producing normal and reverse rotation; and a transmission member for transmitting the rotation of the second motor to the first locking member, wherein the transmission member comprises a first transmission member disposed on the shuttle table in close proximity of the one end of the transfer frame and a second transmission member disposed on the lower side of the cradle as joined together with the first locking member, andwherein when the transfer member is situated at the second position, the first transmission member and the second transmission member are connected to each other and the rotation of the second motor is transmitted to the rotation of the first locking member. 4. The device of claim 3, wherein the device further comprises signal generating means for generating a first signal for stopping the second motor and a second signal for actuating the second motor. 5. The device of claim 4, wherein the signal generating means includes a switch block disposed at the first locking member and a limit switch disposed at the one end of the transfer frame, ... | Gachon University of Medicine & Science Industry—Academic Cooperation Foundation | A61B006/04 A61B005/055 A61G007/08
US07998070 | B2 | 2011-08-16 | Quantifying neurospinal function | 2007-09-26 | An aspect disclosed herein involves methods and systems for determining a neurospinal functional index (NSFI) provide a single index quantifying a plurality of neurospinal functions, for example, algometry, range of motion, electromyography, thermography, and heart rate variability. Embodiments of the NSFI are useful in providing an objective index of a patient's neurospinal function, for example, in chiropractic assessments. | 1. A method for determining a neurospinal functional index comprising: using two or more devices to perform a plurality of neurospinal examinations on a patient, thereby providing a plurality of results from the examinations to a computer;quantifying, by the computer, results from the examinations;scaling, by the computer, the quantified results; andintegrating, by the computer, the scaled results into a neurospinal functional index. 2. The method of claim 1, wherein the plurality of neurospinal examinations comprises combinations of surface electromyography; spinal thermography; and heart rate variability. 3. The method of claim 2, wherein the plurality of neurospinal examinations further comprises spinal algometry. 4. The method of claim 2, wherein the plurality of neurospinal examinations further comprises spinal range of motion. 5. The method of claim 1, wherein quantifying results comprises comparing at least one of the results from the examinations to reference data. 6. The method of claim 1, wherein scaling the quantified results comprises placing the quantified results on a common scale. 7. The method of claim 6, wherein scaled results have similar population statistics. 8. The method of claim 1, wherein integrating the scaled results comprises weighting the scaled results. 9. An apparatus for determining a neurospinal functional index comprising: a data processing unit; anda non-transitory data storage media storing machine readable instructions that, when executed by the data processing unit, perform a computerized method for determining a neurospinal functional index comprising: receiving results from a plurality of neurospinal examinations; quantifying results from the examinations;scaling the quantified results to reference data; andintegrating the scaled results into a neurospinal functional index. 10. The apparatus of claim 9, wherein the plurality of neurospinal examinations comprises combinations of surface electromyography, spinal thermography; and heart rate variability. 11. The apparatus of claim 10, wherein the plurality of neurospinal examinations further comprises spinal algometry. 12. The apparatus of claim 10, wherein the plurality of neurospinal examinations further comprises spinal range of motion. 13. The apparatus of claim 9, wherein quantifying results comprises comparing at least one of the results from the examinations to reference data. 14. The apparatus of claim 9, wherein scaling the quantified results comprises placing the quantified results on a common scale. 15. The apparatus of claim 14, wherein the scaled results have similar population statistics. 16. The apparatus of claim 9, wherein integrating the scaled results comprises weighting the scaled results. | - | A61B005/00
US08190225 | B2 | 2012-05-29 | Medical sensor for reducing signal artifacts and technique for using the same | 2006-09-22 | A sensor may be adapted to reduce motion artifacts by mitigating the effects of the tissue moving within the sensor. A sensor is provided with an elastic sensor body adapted to accommodate patient motion. Further, a sensor is provided in which the sensor cable is arranged to mitigate its pressure on a patient's tissue. | 1. A sensor comprising: a sensor body comprising an elastic material; andan emitter and a detector disposed on the sensor body, wherein the sensor body has a single substantially inelastic portion extending only between the emitter and the detector. 2. The sensor, as set forth in claim 1, wherein the sensor comprises at least one of a pulse oximetry sensor, a sensor configured to measure a water fraction, or a sensor configured to measure water compartmentalization. 3. The sensor, as set forth in claim 1, wherein the sensor comprises at least one of a carboxyhemoglobin sensor, a hematocrit sensor, or a methemoglobin sensor. 4. The sensor, as set forth in claim 1, wherein the sensor comprises at least one of a blood constituent sensor, or a tissue constituent sensor. 5. The sensor, as set forth in claim 1, wherein the emitter comprises at least one light emitting diode. 6. The sensor, as set forth in claim 1, wherein the detector comprises at least one photodetector. 7. The sensor, as set forth in claim 1, wherein the elastic material comprises a uniaxially elastic material. 8. The sensor, as set forth in claim 7, wherein the uniaxially elastic material is elastic along an imaginary axis connecting the emitter and the detector. 9. The sensor, as set forth in claim 1, wherein the elastic material comprises a woven material. 10. The sensor, as set forth in claim 1, wherein the sensor comprises a stiffening member adapted to hold the emitter and the detector at a substantially fixed optical distance. 11. The sensor, as set forth in claim 10, wherein the stiffening member comprises a gel, liquid, gas, or foam. 12. The sensor, as set forth in claim 10, wherein the stiffening member comprises a metal or a rigid polymeric material. 13. The sensor, as set forth in claim 1, wherein the sensor body comprises at least one panel of elastic material. 14. The sensor, as set forth in claim 1, wherein at least 10% of the sensor body comprises the elastic material. 15. The sensor, as set forth in claim 1, wherein the sensor comprises a reflectance-type sensor. 16. The sensor, as set forth in claim 1, wherein the sensor comprises a transmission-type sensor. 17. A system comprising: a monitor; anda sensor adapted to be operatively coupled to the monitor, the sensor comprising:a sensor body comprising an elastic material, wherein a portion of the elastic material corresponds to a top of a digit joint; andan emitter and a detector disposed on the sensor body, wherein sensor body has a single substantially inelastic portion extending only between the emitter and the detector. 18. The system, as set forth in claim 17, wherein the sensor comprises at least one of a pulse oximetry sensor or a sensor for measuring a water fraction. 19. The system, as set forth in claim 17, wherein the sensor comprises at least one of a blood constituent sensor or a tissue constituent sensor. 20. The system, as set forth in claim 17, wherein the sensor comprises at least ... | Nellcor Puritan Bennett LLC | A61B005/1455
US08315683 | B2 | 2012-11-20 | Duo connector patient cable | 2007-09-20 | A patient cable has a duo sensor connector having a first socket section and a second socket section. The first socket section is configured to removably attach a two-wavelength sensor. The second socket section in conjunction with the first socket section is configured to removably attach a multiple wavelength sensor in lieu of the two-wavelength sensor. A circuit housed in the duo sensor connector converts emitter array drive signals adapted for the multiple wavelength sensor into back-to-back emitter drive signals adapted for the two-wavelength sensor when attached. | 1. In a patient monitoring system having a sensor configured to transmit at least two wavelengths of optical radiation into a tissue site and detect the radiation after attenuation by pulsatile blood flowing within the tissue site, a patient monitor configured to process a signal responsive to the detected radiation and generate at least one parameter indicative of a patient physical condition, a patient cable for interconnecting the sensor and patient monitor comprising: a monitor connector configured to mate with a corresponding connector in a patient monitor;a sensor connector configured to mate with either of two different types of corresponding sensor connectors, the sensor connector including a first socket section configured to mate with only a first corresponding sensor connector type and a second socket section configured to mate with only a second corresponding sensor connector type, the first and second socket sections housed in the same housing,wherein the first socket section is configured to mate with a first sensor and the second socket section is configured, along with the first socket section, to mate with a second sensor; anda cable interconnecting the monitor connector and the sensor connector so as to transmit drive signals originating from the monitor to the sensor and to transmit sensor signals originating from the sensor to the monitor. 2. The patient cable according to claim 1 wherein: the first sensor is a two-wavelength pulse oximeter sensor; andthe second sensor is a multiple wavelength sensor capable of transmitting more than two wavelengths of optical radiation into a tissue site. 3. The patient cable according to claim 2 further comprising a circuit for converting multiple wavelength sensor drive signals into two-wavelength sensor drive signals. 4. The patient cable according to claim 3 wherein the circuit comprises: a circuit board housed in the sensor connector; anda plurality of switches mounted to the circuit board,wherein the switches route portions of array drive signals generated by the monitor to back-to-back drive signal pins in communications with the two-wavelength sensor. 5. The patient cable according to claim 4: wherein the back-to-back signal drive pins are housed in the first socket section, andwherein the array drive signals for the multiple wavelength sensor are communicated to the second section. 6. The patient cable according to claim 5 further comprising: detector signal pins housed in the first socket section in communications with either the two-wavelength sensor or the multiple wavelength sensor when attached,wherein drive signal pins housed in the first section are grounded when the multiple wavelength sensor is attached so as to improve noise isolation of the detector signal. 7. A patient cable method comprising the steps of: providing a duo sensor connector having a first socket section and a second socket section housed in the same housing and proximate to each other;removably attach... | Masimo Corporation | A61B005/1455
US08073523 | B2 | 2011-12-06 | Method for obtaining strain from radially-tagged magnetic resonance imaging (MRI) | 2007-06-06 | The present invention relates to a system for obtaining strain corresponding to an object's deformation by radially-tagged magnetic resonance imaging (MRI). The system acquires at least a ring-shaped crown region of Fourier domain (k-space) data for at least two sequential images of a radially-tagged object at different phases of deformation of the radially-tagged object. A first image represents a primary state of the radially-tagged object and a second image represents a secondary state of the radially-tagged object. Additionally, the images include radial tag lines. The first and second images are reconstructed as a reconstructed primary-state image and a reconstructed secondary-state image. The images are reconstructed as weighted by circumferential density of the radial tag lines, such that they are “tag line density-weighted” reconstructed images. Circumferential strain of the radially-tagged object is determined by comparing the two images. | 1. A method for obtaining strain corresponding to an object's deformation by tagged magnetic resonance imaging (MRI) in a radial direction in which a substantially normal strain element is found in a direction substantially perpendicular to the radial direction for tagging, comprising acts of: acquiring data of at least one crown region in a spatial frequency domain of an object at a primary state and at least one deformed secondary state;reconstructing one primary-state image of the primary state and one secondary-state image for each deformed secondary state, where the primary-state image and each secondary-state image are filtered and regionally weighted by a radial tag line density of the object; anddetermining the strain in the object in the direction substantially perpendicular to the radial direction for tagging by comparing the primary-state image with secondary-state image. 2. A method as set forth in claim 1, wherein in the act of determining strain, a regional strain is determined for a local region by determining an alteration in intensity of the primary-state image and secondary-state image. 3. A method as set forth in claim 2, wherein when determining regional strain, a tracking algorithm is used to find corresponding regions between the primary-state image and the secondary-state image. 4. A method as set forth in claim 3, wherein in the act of determining strain, the strain is determined by a relative shift of an intensity between the primary-state image and the secondary-state image in the corresponding regions between the primary-state image and the secondary-state image. 5. A method as set forth in claim 1, wherein in the act of determining strain, an average intensity is determined by averaging an entire tagged volume in each of the primary-state and secondary-state images. 6. A method as set forth in claim 5, wherein in the act of determining strain, a global strain is determined for an object by comparing the average intensity of the primary-state image to the average intensity of a secondary-state image. 7. A method as set forth in claim 6, wherein when determining global strain, the strain is calculated for a three-dimensional (3D) volume. 8. A method as set forth in claim 1, wherein in the act of acquiring data, the spatial frequency domain is k-space and the crown region is defined by a lower bound kmin and an upper bound kmax which surrounds the center of the k-space and corresponds to an absolute value of spatial frequency k between and kmin and kmax. 9. A method as set forth in claim 8, wherein in the act of acquiring data, the data is k-space data, and wherein in the act of reconstructing the primary-state image and the secondary-state image, the images are reconstructed through filtering of the k-space data between kmin and kmax and their Inverse Fast Fourier Transforms (IFFT). 10. A method as set forth in claim 1, wherein in the act of acquiring data, the object is a heart. 11. A method as set forth in cl... | California Institute of Technology | A61B005/055
US07911590 | B2 | 2011-03-22 | Method and system for measuring the speed of blood flow | 2005-03-25 | The invention relates to a method for measuring the speed of a particle such as a red blood cell moving inside a flow such as a flow of the blood, using a light scanning microscope. The inventive method comprises the following steps: acquisition of an image by x and y light scanning on a plane containing the object; detection on the plane (x, y) of a mark on the plane (x, y); estimation of the speed vg of the object from the gradient thus determined. | 1. Method for measuring the velocity of a microscopic object moving inside a flow, using a light-scanning microscope, this method comprising the following steps: acquisition of an image by x and y light scanning of a plane containing said object;detection in the plane (x, y) of a ridge produced by the movement of said object during the acquisition of said image;determination of the slope of said ridge in the plane (x, y); andestimation of the velocity Vg of said object from the thus-determined slope. 2. Method according to claim 1, characterized in that the step of detection of the ridge comprises the following steps: enhancement of a group of ridges of the image by application of a filter;application of a threshold in order to retain the most significant ridges;fitting a straight line or an ellipse on each of these ridges; andidentification of said ridge. 3. Method according to claim 1, characterized in that the velocity Vg of said object is given by the following equation: Vg*cos(θ)=Vy/tan(α) with Vy being the vertical velocity of the light spot used for the scanning, and “α” the angle between the horizontal axis “x” and the ridge. 4. Method according to claim 3, characterized in that the angle θ is obtained by detection of the edges of the blood vessels conveying the object. 5. Method according to claim 3, characterized in that, in order to obtain the angle θ, said object is assimilated to a vertical rod with a finished height D and the angle θ is calculated from the following equation:L=DVy-Vg⁢sin⁢⁢θ⁢Vy2+Vg2⁢cos2⁢θwhere L is the length of the ridge. 6. Method according to claim 5, characterized in that in the case where Vg*sin(θ)&lt;Vy:tan⁢⁢θ=tan⁢⁢α-DL⁢⁢cos⁢⁢αVg=Vy⁢(1-DL⁢⁢sin⁢⁢α)2+1tan2⁢α. 7. Method according to claim 5, characterized in that in the case where Vg*sin(θ)>Vy:tan⁢⁢θ=tan⁢⁢α+DL⁢⁢cos⁢⁢αVg=Vy⁢(1+DL⁢⁢sin⁢⁢α)2+1tan2⁢α. 8. Method according to claim 5, characterized in that a second image is acquired of the same plane but in a reversed scanning, and the following equation is used:L′=D-Vy-Vg⁢sin⁢⁢θ⁢Vy2+Vg2⁢cos2⁢θwhere L′ is the length of the ridge during the reversed scanning. 9. Method according to claim 8, characterized in that when ¦Vg*sinθ)¦&lt;¦Vy¦:tan⁢⁢θ=tan⁢⁢α⁢L-L′L+L′Vg=Vy⁢(L-L′L+L′)2+1tan2⁢αwhere L is the length of the ridge in a first direction of scanning, and L′ the length of the ridge during the reversed scanning. 10. Method according to claim 8, characterized in that when ¦Vg*sin(θ)¦>¦Vy¦:tan⁢⁢θ=tan⁢⁢α⁢L+L′L-L′Vg=Vy⁢(L+L′L-L′)2+1tan2⁢α. 11. Method according to claim 3, characterized in that when Vg*sin(θ)=Vy, in order to determine Vg and θ the following equation is also used:Vg=Vysin⁢⁢α. 12. Method according to claim 3, characterized in that as said object is a red blood cell, its form on the acquired image is assimilated to an ellipse with a radius R the angle α of which between the ridge and the “x” axis is given by:tan⁡(2⁢⁢α)=2⁢⁢cos⁡(θ)VgVy-2⁢⁢sin⁡(θ)and the length of the principal axis is given ... | Mauna Kea Technologies | G01P003/36
US08027632 | B2 | 2011-09-27 | Systems, devices, and methods for selectively preventing data transfer from a medical device | 2007-10-09 | Systems and methods provide for the selective prevention of data transfer from a medical device to allow the patient to have privacy when desired. These systems and methods provide medical devices that can be instructed in various ways to stop recording data and/or transmitting data to external devices and systems. These systems and methods also provide external repeater devices that can also be instructed in various ways to stop recording data being received, stop forwarding data that is being or has already been received, and/or to stop soliciting data from the medical device. These systems and methods also provide for a blocking device that may be separate from the medical device and repeater to provide instruction to the medical device and/or repeater to prevent data transfer such as by stopping the recording or transmission of data. Further, the blocking device may be alternatively configured to provide a jamming signal to prevent data transmissions from being successfully communicated between the medical device and the repeater. | 1. A method for inhibiting recording of physiological data sensed by an implantable medical device previously implanted in a patient, the method comprising: receiving patient input from the patient to begin inhibiting the recording by the implantable medical device, wherein the receiving the input comprises receiving the input at an external communications device; andupon receiving the input, ceasing to record the data sensed by the implantable medical device, wherein ceasing to record the data comprises sending a communication from the external communications device to the implantable medical device instructing the implantable medical device to stop recording. 2. The method of claim 1, wherein the receiving the input comprises receiving the input at an external blocking device and wherein ceasing to record the data comprises sending a communication from the external blocking device to the implantable medical device instructing the implantable medical device to stop recording. 3. The method of claim 2, comprising generating an indication of inhibited recording, wherein the indication includes a visual indication on the external blocking device. 4. The method of claim 2, comprising generating an indication of inhibited recording, wherein the indication includes an auditory signal transmitted by the external blocking device. 5. The method of claim 1, comprising determining whether a specified period of time has passed and, if so, then no longer ceasing to record data. 6. The method of claim 1, wherein the recorded data comprises physiological patient data. 7. The method of claim 1, wherein the receiving the input=comprises receiving the input at the external communications device and wherein ceasing to record the data comprises stopping recording at the external communications device of the data transmitted from the implantable medical device. 8. The method of claim 1, wherein the receiving the input comprises receiving the input at the implantable medical device through a physiological sensor and wherein ceasing to record data comprises stopping recording of data at the implantable medical device. 9. The method of claim 8, wherein the input comprises a signal at an accelerometer of the implantable medical device. 10. The method of claim 9, wherein the signal received at the accelerometer comprises a series of taps on a patient's body. 11. A method for inhibiting communications between an implantable medical device and an external communications device, the method comprising: receiving at an external blocking device an external input to begin inhibiting the communications between the implantable medical device and the external communications device, the external input configured to instruct the external communications device to cease sending a solicitation for data to the implantable medical device; andupon receiving the input, ceasing to establish data transmission to the external communications device of the data generated from the impl... | Cardiac Pacemakers, Inc. | H04K003/00 G08B021/00 G08B001/08 A61B005/00
US08123695 | B2 | 2012-02-28 | Method and apparatus for detection of venous pulsation | 2006-09-27 | Methods and systems for detecting venous pulsation are provided. In one embodiment, a metric of the pulse shape of one or more plethysmographic signals is derived and the presence of venous pulsation is detected based on the metric of pulse shape. Examples, of metrics of pulse shape include a skew metric and a ratio of a minima-to-maxima time over a pulse period interval. In an exemplary embodiment, the presence of venous pulsation is detected based on a metric of the pulse shape of one or more plethysmographic signals and on a phase comparison of the plethysmographic signals. | 1. A method for detecting venous pulsation with a patient monitor having a microprocessor, comprising: deriving a skew metric for one or more plethysmographic signals with the microprocessor; wherein the skew metric comprises a measure of the skewness of the derivative of the one or more plethysmographic signals;filtering the skew metric based on a first set of filters with the microprocessor to generate a filtered skew metric;adjusting the filtered skew metric with the microprocessor based on a pulse rate to generate an adjusted skew metric;detecting the presence of venous pulsation with the microprocessor by comparing the adjusted skew metric to a predetermined threshold. 2. The method of claim 1, wherein the skew metric is processed to compensate for the typical rate-dependent changes in the skewness of arterial waveforms. 3. The method of claim 1, further comprising providing a notification of the presence of venous pulsation when detected. 4. One or more non-transitory machine readable media, comprising code executable by a microprocessor to perform the acts of: deriving a skew metric for one or more plethysmographic signals wherein the skew metric comprises a measure of the skewness of the derivative of the one of more plethysmographic signals;filtering the skew metric based on a first set of filters to generate a filtered skew metric;adjusting the filtered skew metric based on a pulse rate to generate an adjusted skew metric; anddetecting the presence of venous pulsation by comparing the adjusted skew metric to a predetermined threshold. 5. The non-transitory, machine readable media of claim 4, further comprising code executable by the microprocessor to perform the act of processing the skew metric to compensate for the typical rate-dependent changes in the skewness of arterial waveforms. 6. The non-transitory, machine readable media of claim 4, further comprising code executable by the microprocessor to perform the acts of providing a notification of the presence of venous pulsation when detected. 7. A patient monitoring system comprising: a patient monitor configured to: derive a skew metric for one or more plethysmographic signals wherein the skew metric comprises a measure of the skewness of the derivative of the one or more plethysmographic signals;filter the skew metric based on a first set of filters to generate a filtered skew metric;adjust the filtered skew metric based on a pulse rate to generate an adjusted skew metric; anddetect the presence of venous pulsation by comparing the adjusted skew metric to a predetermined threshold. 8. The system of claim 7, wherein the patient monitor is configured to process the skew metric to compensate for the typical rate-dependent changes in the skewness of arterial waveforms. 9. The system of claim 7, wherein the patient monitor is configured to provide a notification of the presence of venous pulsation when detected. | Nellcor Puritan Bennett LLC | A61B005/02
US08480580 | B2 | 2013-07-09 | Analyte monitoring device and methods of use | 2007-04-19 | An analyte monitor includes a sensor, a sensor control unit, and a display unit. The sensor has, for example, a substrate, a recessed channel formed in the substrate, and conductive material disposed in the recessed channel to form a working electrode. The sensor control unit typically has a housing adapted for placement on skin and is adapted to receive a portion of an electrochemical sensor. The sensor control unit also includes two or more conductive contacts disposed on the housing and configured for coupling to two or more contact pads on the sensor. A transmitter is disposed in the housing and coupled to the plurality of conductive contacts for transmitting data obtained using the sensor. The display unit has a receiver for receiving data transmitted by the transmitter of the sensor control unit and a display coupled to the receiver for displaying an indication of a level of an analyte. The analyte monitor may also be part of a drug delivery system to alter the level of the analyte based on the data obtained using the sensor. | 1. A medication management device, comprising: a communication interface configured to receive one or more data associated with a monitored analyte level; anda processor coupled to the communication interface, the processor configured to detect or predict a predetermined rate of change or level based on the received one or more data associated with the monitored analyte level, wherein the processor is configured to prompt a user to disable one or more medication related functions when the detected predetermined rate of change deviates from a predefined threshold level, to receive a request to disable the one or more, medication related functions, and to disable the one or more, medication related functions upon receipt of the request. 2. The device of claim 1 wherein the predetermined rate of change includes a decrease in the analyte level of the user. 3. The device of claim 1 wherein the one or more medication related functions includes one or more medication or carbohydrate administration functions. 4. The device of claim 1 wherein the processor is configured to temporarily disable the one or more medication related functions until the predicted or detected predetermined rate of change or level substantially falls within the predefined threshold level. 5. The device of claim 1 wherein the predefined threshold level includes a hypoglycemic condition, an impending hypoglycemic condition, a hyperglycemic condition or an impending hyperglycemic condition. 6. The device of claim 1 wherein the processor is further configured to determine an increase in the risk of an adverse physiological condition, and to modify the predefined threshold level when the increase in the risk of the adverse physiological condition is determined. 7. The device of claim 6 wherein the increase in the risk of the adverse physiological condition is determined based on a retrospective analysis using a determined blood glucose index. 8. A method, comprising: predicting or detecting, using one or more processors, a predetermined rate of change or level based on one or more data associated with a monitored analyte level;prompting, using the one or more processors, a user to disable one or more medication related functions of a medical device when the detected predetermined rate of change deviates from a predefined threshold level;receiving, using the one or more processors, a request to disable the one or more medication related functions; anddisabling, using the one or more processors, the one or more medication related functions upon receipt of the request. 9. The method of claim 8 wherein disabling includes temporarily disabling one or more executable functions of the medical device related to an infusion of a medication. 10. The method of claim 8 wherein the disabling includes temporarily disabling the one or more medication related functions of the medical device until the predicted or detected predetermined rate of change or level substantially falls within the pr... | Abbott Diabetes Care Inc. | A61B005/00
US08452359 | B2 | 2013-05-28 | Method for building an algorithm for converting spectral information | 2007-10-10 | A system for determining the concentration of an analyte in at least one body fluid in body tissue comprises an infrared light source, a body tissue interface, a detector, and a central processing unit. The body tissue interface is adapted to contact body tissue and to deliver light from the infrared light source to the contacted body tissue. The detector is adapted to receive spectral information corresponding to infrared light transmitted through the portion of body tissue being analyzed and to convert the received spectral information into an electrical signal indicative of the received spectral information. The central processing unit is adapted to compare the electrical signal to an algorithm built upon correlation with the analyte in body fluid, the algorithm adapted to convert the received spectral information into the concentration of the analyte in at least one body fluid. | 1. A method for building an algorithm for converting spectral information obtained from body tissue into the concentration of an analyte in at least one body fluid in the body tissue, the method comprising the acts of: modulating the concentration of the analyte in at least one body fluid in the body tissue to a plurality of predetermined levels within a range of predetermined analyte concentration levels;directing infrared light onto the body tissue of at least one test subject being analyzed during an analyte clamping test;collecting spectral information from the body tissue;collecting data other than spectral information from the body tissue of the at least one test subject during the modulating of the concentration of the analyte in at least one body fluid in the body tissue;modeling spectral information corresponding to analyte concentration levels outside the range of analyte concentration levels; andfiltering the collected and modeled spectral information to remove non-analyte spectral information using one or more chemometric techniques selected from the group consisting of wavelets analysis, orthogonal signal correction, partial least squares regression, principal components analysis, and genetic algorithms. 2. The method of claim 1 further comprising recording invasively determined analyte concentration levels of the body tissue of the at least one test subject in a invasively determined analyte data set. 3. The method of claim 2 further comprising recording the collected spectral information and the modeled spectral information in a spectral data set. 4. The method of claim 3 further comprising normalizing the data of the spectral data set. 5. The method of claim 4 further comprising applying an orthogonal signal correction analysis to the normalized data set to create a corrected spectral data set. 6. The method of claim 5 further comprising filtering the corrected spectral data set by applying a wavelet analysis to form a filtered spectral data set. 7. The method of claim 6 further comprising applying a partial least squares regression analysis to the filtered spectral data set and the invasively determined analyte data set to build an analyte calibration algorithm. 8. The method of claim 1 wherein modulating further comprises conducting an analyte clamping experiment. 9. The method of claim 1 wherein the data are selected from the group consisting of invasively determined analyte concentration levels of the body tissue, temperature of the body tissue, pressure applied to the body tissue, frequency of the infrared light directed onto the body tissue, and time of data collection. 10. The method of claim 1 wherein the analyte is glucose. | Bayer HealthCare LLC | A61B005/1455
US09492111 | B2 | 2016-11-15 | Methods and materials for stabilizing analyte sensors | 2006-07-26 | The disclosure provides a sensor including a sensor having an external surface and a cannula. The cannula comprises a substantially cylindrical wall encircling a lumen, at least one aperture and a distal end. The sensor is positioned within the lumen and the distal end of the cannula extends beyond the sensor. This configuration functions for example to stabilize chemical reactions associated with the sensor by creating a buffer zone between the sensor and the surrounding tissues at the site of implantation. In certain embodiments, the sensor can further comprise an accessory material in proximity to the external surface, wherein the accessory material modifies the biological response of a tissue that is in contact with the sensor. The sensor can also comprise anchors that keeps the sensor in contact with subcutaneous tissue of a subject upon insertion of the sensor into the body of the subject. | 1. A sensor system comprising: a sensor having a chemically reactive surface that reacts with an analyte to be sensed; anda cannula comprising:a substantially cylindrical housing that surrounds the sensor;at least one aperture disposed in the housing that allows the analyte to diffuse therethrough so as to contact the chemically reactive surface;an end that extends beyond an end of the sensor;an accessory material provided in proximity to the chemically reactive surface, wherein:the accessory material fills the at least one aperture of the cannula;the accessory material is disposed in the aperture such that a surface of the accessory material is substantially flush with a surface of the cannula; andthe sensor system is adapted to contact a tissue such that the accessory material is configured to contact and modify a biological response of the tissue. 2. The sensor system of claim 1, wherein the cannula comprises polyurethane. 3. The sensor system of claim 1, wherein the biological response comprises protein deposition, inflammation or proliferation of macrophages or foreign body giant cells. 4. The sensor system of claim 1, wherein the accessory material comprises a hydrophilic polymer. 5. The sensor system of claim 4, wherein the hydrophilic polymer comprises polyhydroxyethylmethacrylate (PHEMA), polyurethane, polysaccharide, polyacrylamide, or polyurea. 6. The sensor system of claim 4, further comprising an anchor that assists sensor contact with subcutaneous tissue of a subject upon insertion of the sensor into a subject. 7. The sensor system of claim 6, wherein the anchor comprises barbs affixed to the cannula. 8. The sensor system of claim 6, wherein the anchor expands after insertion of the sensor into the subject. 9. The sensor system of claim 1, wherein the sensor comprises an enzymatic, molecular recognition, optochemical or electrochemical sensor. 10. The sensor system of claim 1, wherein the sensor comprises a glucose sensor. 11. The sensor system of claim 1, wherein the accessory material comprises a sustained release material that delivers a therapeutic agent. 12. The sensor system of claim 11, wherein the therapeutic agent comprises an anti-inflammatory, anti-bacterial, anti-viral, anti-coagulant, anti-proliferative or disinfecting agent, or a growth factor. 13. A method of stabilizing an environment for a chemical reaction between an in vivo analyte and an enzyme that reacts with the analyte, the method comprising performing the chemical reaction using an implanted sensor system comprising: a sensor having an chemically reactive surface comprising the enzyme; anda cannula comprising:a substantially cylindrical housing that encircles the sensor;at least one aperture disposed in the housing that allows the analyte to diffuse therethrough so as to contact the chemically reactive surface; andan end that extends beyond an end of the sensor,wherein the aperture and the chemically reactive surface of the implanted sensor syste... | Medtronic MiniMed, Inc. | A61B005/00 A61B005/1486 A61B005/145
US20080027348 | A1 | 2008-01-31 | Minimally Invasive Monitoring Systems for Monitoring a Patient's Propensity for a Neurological Event | 2007-06-21 | The present invention provides systems and methods for ambulatory, long term monitoring of a physiological signal from a patient. At least a portion of the systems of the present invention may be implanted within the patient in a minimally invasive manner. In preferred embodiments, brain activity signals are sampled from the patient with an externally powered leadless implanted device and are transmitted to a handheld patient communication device for processing to estimate the patient's propensity for a seizure. | 1. A minimally invasive method for monitoring a patient who has a neurological or psychiatric condition, the method comprising: sampling brain activity signals with the one or more implanted devices that are positioned between at least one layer of scalp and the skull of the patient; wirelessly transmitting a data signal that is encoded with data indicative of the sampled brain activity signals from the one or more implanted devices to an external device; processing the data signal in a processing assembly of the external device to estimate the patient's propensity for a neurological event; and generating an output in response to the processing of the data signal. 2. The method of claim 1 wherein the output comprises a communication output to the patient from the external device that indicates the patient's propensity for the neurological event. 3. The method of claim 1 wherein the neurological condition comprises epilepsy and the neurological event comprises a seizure. 4. The method of claim 1 wherein the neurological event comprises a migraine headache. 5. The method of claim 1 wherein the neurological condition comprises depression and the neurological event comprises an episode of depression. 6. The method of claim 1 wherein the one or more implanted devices are leadless and sampling brain activity is facilitated by receipt of a wireless signal from the external device that powers and interrogates the one or more leadless devices, wherein the external device is portable. 7. The method of claim 1 wherein the output generated in response to the processing of the data signal is a control signal that facilitates delivery of a therapy to the patient. 8. The method of claim 1 wherein sampling and wirelessly transmitting is performed substantially continuously, further comprising storing the substantially continuous data signal in a memory of the external device. 9. (canceled) 10. The method of claim 1 further comprising providing an output communication when the data signal from the one or more devices are not being received by the external device. 11. The method of claim 1 further comprising encrypting the data signal prior to wirelessly transmitting. 12. A minimally invasive method of monitoring a patient's propensity for a neurological event, the method comprising: transmitting a signal from an external device that is configured to interrogate and provide power to one or more implanted devices that are positioned in between one or more layers of the patient's scalp and skull; wirelessly receiving a data signal from the one or more implanted devices that is encoded with data indicative of sampled brain activity signals, wherein the received data signal is derived from the transmitted signal from the external device; processing the data signal in a processing assembly of the external device to provide a real-time estimate of the patient's propensity for the neurological event; and generating an output communication to the... | Neuro Vista Corporation a Delaware Corporation | A61B005/0476
US20080015893 | A1 | 2008-01-17 | Identification of Inappropriate Medications In A Medication Therapy Regimen | 2006-07-17 | A method of identifying inappropriate medications within a medication therapy regimen detects and removes medications that are known to cause adverse health outcomes in elderly persons having particular medical conditions. Methods of identifying inappropriate medications within a medication therapy regimen and intervention thereof are provided herein. The methods of identifying inappropriate medications within a medication therapy regimen include receiving information on a medication being used by the person, and evaluating the medication information to identify an adverse health outcome for the person if the person's age is greater than a predetermined threshold. | 1. A method of identifying inappropriate medications for a person comprising: receiving patient parameter data relating to one or more patient risk factors associated with a person including the person's age;receiving medication data relating to a medication being used by the person;evaluating the medication data to identify an adverse health outcome for the person if the person's age is greater than a predetermined threshold; andintervening in a medical treatment of the person in response to an identified adverse health outcome based on the medical condition data and the medication data. 2. The method of claim 1, further comprising receiving inappropriate medications data relating to a predetermined list of medications inappropriate for a person having an age greater than the predetermined threshold and wherein evaluating the medication data to identify an adverse health outcome for the person if the person's age is greater than a predetermined threshold comprises evaluating the medication data and the inappropriate medications data to identify an adverse health outcome for the person if the person's age is greater than a predetermined threshold. 3. The method of claim 1, wherein intervening in a medication treatment of the person comprises intervening in a medication treatment of the person during dispensation of the medication to the person. 4. The method of claim 1, wherein intervening in a medication treatment of the person comprises contacting at least one of the group consisting of: the person and a medical provider for the person. 5. The method of claim 1, wherein intervening in a medication treatment of the person comprises determining a level of risk to the person's health based on the medical condition data and the medication data. 6. The method of claim 1, further comprising receiving medical condition data relating to a medical condition associated with the person, wherein evaluating the medication data to identify an adverse health outcome for the person if the person's age is greater than a predetermined threshold comprises evaluating the medical condition data and the medication data to identify an adverse health outcome for the person if the person's age is greater than a predetermined threshold. 7. The method of claim 6, wherein the medical condition data relating to a medical condition associated with the person comprises a reduced liver function associated with the person. 8. The method of claim 1, wherein the medication data relating to a medication being used by the person comprises medication data relating to one or more of the group consisting of: chlordiazepoxide, chlorazepate, diazepam, quazepam, halesepam, meprobamate, flurazepam, chlorpropamide, meperdine, propoxyphene, amitryptiline, doxepin, trimpramine and imipramine. 9. The method of claim 1, further comprising determining an alternative medication in response to an identified adverse health outcome. 10. The method of claim 9, further comprising evaluating... | WALGREEN CO. | G06Q010/00 A61B005/00
US20080039718 | A1 | 2008-02-14 | PLATFORM FOR DETECTION OF TISSUE STRUCTURE CHANGE | 2007-08-10 | Aspects include methods and apparatuses for determining change over time in one or more measured regions of a body using a plurality of data sets obtained by analysis of applied signals to said region. The method may include transmitting and receiving one or more of electromagnetic wave signals, applied acoustic wave signals and electrical signals transmitted through or reflected off of a portion of the measured body region. | 1. A method of detecting a physiological condition in a portion of a subject; the method comprising: applying electromagnetic waves having frequencies within a range of about 1 GHz to about 100 GHz to a region of the subject at a plurality of points in time; deriving a plurality of data sets from measured parameters of interaction between the region of the subject and the electromagnetic waves at the plurality of points in time, wherein the content of the data sets is dependent at least in part on tissue structure in the region at the plurality of points in time; comparing the plurality of data sets to detect a change over time in the interaction between the region of the subject and the electromagnetic waves; and detecting a change in tissue structure in the region of the subject based at least in part on the comparing. 2. The method of claim 1, wherein the electromagnetic waves comprise ultra wideband radio signals. 3. The method of claim 1 wherein the electromagnetic waves comprise signals of frequency bands other than ultra wideband radio signals. 4. The method of claim 1, wherein detecting the change in tissue structure comprises detecting one or more of scar tissue growth, tumors, and fractures. 5. The method of claim 1, wherein said detected change is associated with a healing wound. 6. The method of claim 1, where said detected change is associated with compartment syndrome. 7. The method of claim 1, wherein said detected change is a change in transplant organ status. 8. The method of claim 1, wherein said detected change is change in ovary dimension. 9. The method of claim 1, further comprising employing fiducial points or alignment aids. 10. A method of determining detecting a physiological condition in a portion of a subject; the method comprising: applying electromagnetic waves residing within a frequency range from about 1 GHz to about 100 GHz to a region of the subject at a plurality of points in time; applying a different form of energy to the region of the subject at a plurality of points in time; deriving a first plurality of data sets from measured parameters of interaction between the region of the subject and the electromagnetic waves at the plurality of points in time; deriving a second plurality of data sets from measured parameters of interaction between the region of the subject and the different form of energy at the plurality of points in time; comparing the first plurality of data sets to detect a change over time in the interaction between the region of the subject and the electromagnetic waves; comparing the second plurality of data sets to detect a change over time in the interaction between the region of the subject and the different form of energy; and detecting a change in tissue structure in the region of the subject based at least in part on the comparing. 11. The method of claim 10, wherein the other form of energy is acoustic energy. 12. The method of claim 10, wherein the other form of... | PhiloMetron | A61B005/055
US20080058660 | A1 | 2008-03-06 | SYSTEM FOR THE DETECTION OF CARDIAC EVENTS | 2007-10-30 | Disclosed is a system for the detection of cardiac events (a guardian system) that includes an implanted device called a cardiosaver, a physician's programmer and an external alarm system. The system is designed to provide early detection of cardiac events such as acute myocardial infarction or exercise induced myocardial ischemia caused by an increased heart rate or exertion. The system can also alert the patient with a less urgent alarm if a heart arrhythmia is detected. Using one or more detection algorithms, the cardiosaver can detect a change in the patient's electrogram that is indicative of a cardiac event within five minutes after it occurs and then automatically warn the patient that the event is occurring. To provide this warning, the guardian system includes an internal alarm sub-system (internal alarm means) within the cardiosaver and/or an external alarm system (external alarm means). If the guardian system is put into a pacemaker, the algorithm can utilize a different analysis of the electrogram depending on whether or not the pacemaker is actually pacing the heart. | 1. A system for notifying a patient that a cardiac event has been detected, the system including: an implanted device designed to detect the cardiac event; alarm means that actuates an internal alarm signal from the implanted device to notify the patient when the implanted device detects the cardiac event, and an external alarm system adapted for operation by the patient, the external alarm system having two-way wireless communication to and from the implanted device, and also having an external alarm signal that is actuated when the implanted device detects the cardiac event, the external alarm system having patient operated means for turning off the internal alarm signal in the implanted device and the external alarm signal being emitted by the external alarm system. 2. A system for notifying a patient that a cardiac event has been detected, the system including: an implanted device designed to detect the cardiac event; alarm means that actuates an internal alarm signal from the implanted device to notify the patient when the implanted device detects the cardiac event, and an external alarm system adapted for operation by the patient, the external alarm system having two-way wireless communication to and from the implanted device, and also having patient operated means for turning off the internal alarm signal in the implanted device. 3. A system for notifying a patient that a cardiac event has been detected, the system including: an implanted device designed to detect the cardiac event; and an external alarm system adapted for operation by the patient, the external alarm system having two-way wireless communication to and from the implanted device, and also having an external alarm signal that is actuated when the implanted device detects the cardiac event, the external alarm system having patient operated means for turning off the external alarm signal being emitted by the external alarm system. | Angel Medical Systems | A61B005/0402
US20080045855 | A1 | 2008-02-21 | ACCESS DEVICES FOR MEASURING TEMPERATURE OF A PATIENT | 2007-05-02 | An access device such as a catheter, or introducer, or any combination of the above is provided. Within the access device is at least one lumen, channel or instrument that carries or itself is a thermally active mass, such as infusion fluids, control wires, etc. A temperature sensor such as a thermistor is secured to the access device in order to measure the temperature of a temperature medium, typically blood, in a patient. Various insulating lumens, insulating members and mounting and extrusion configurations are provided by the invention to insulate the temperature sensor thermally from the thermal mass, which might otherwise degrade the accuracy of the temperature measurement. The invention also provides an arrangement whereby the temperature sensor is connected to an external monitor for display of the patient's temperature. | 1-20. (canceled) 21. A device for measuring a temperature of a temperature medium of a patient, the device comprising: an access device insertable into the patient at a location of the temperature medium, the access device including an outer wall and at least one thermal mass other than the temperature medium, wherein the thermal mass is located within a thermal lumen defined in the access device; a carrier configured to extend through a carrier lumen of the access device; and a temperature sensor supported by the carrier; wherein a port is defined in the outer wall of the access device in direct communication with the carrier lumen and the carrier is configured to position the temperature sensor proximal to the port to allow direct contact of the temperature medium with the temperature sensor. 22. A device of claim 21, wherein the carrier is positioned between the temperature sensor and the thermal mass so as to insulate the temperature sensor from the thermal mass. 23. A device of claim 21, wherein the port is larger than the temperature sensor and the carrier is configured to position the temperature sensor subjacent and within the port, allowing the temperature sensor to be substantially surrounded by and in direct contact with the temperature medium. 24. A device of claim 21, wherein the temperature sensor is mounted to the carrier by a thermally stable adhesive. 25. A device of claim 21, wherein the a distal end of the carrier is configured to extend out of the opening. 26. A device of claim 25, wherein the distal end of the carrier is further configured to bend back along the outer wall and away from a direction of insertion. 27. A device of claim 21, wherein a signal wire extends from the temperature sensor and at least partially along the carrier. 28. A device of claim 21, wherein the carrier is configured to extend out of the port past the outer wall so as to position the temperature sensor in the temperature meeting. 29. A device of claim 28, wherein the carrier is biased to extend out of the port. 30. A device of claim 29, wherein the carrier is biased to form an elbow joint. 31. A device of claim 30, wherein a signal wire is connected to the sensor and is also configured to form the elbow joint. 32. A device of claim 31, further comprising an adhesive compound extending over the sensor so as to keep the carrier and signal wire straight until dissolved by contact with the temperature medium. 33. A device of claim 28, wherein the carrier is a short tubular member that contains the thermal sensor. 34. A device of claim 33, wherein the tubular member has ends anchored within the access device and a middle portion extending through the port. 35. A device of claim 34, wherein the tubular member forms a loop with respect to the access device. 36. A device of claim 35, wherein the tubular member is configured to extend straight within the carrier lumen during insertion of the access device within the patient.... | - | A61B005/01
US20080064973 | A1 | 2008-03-13 | SYSTEM FOR THE DETECTION OF CARDIAC EVENTS | 2007-10-30 | Disclosed is a system for the detection of cardiac events (a guardian system) that includes an implanted device called a cardiosaver, a physician's programmer and an external alarm system. The system is designed to provide early detection of cardiac events such as acute myocardial infarction or exercise induced myocardial ischemia caused by an increased heart rate or exertion. The system can also alert the patient with a less urgent alarm if a heart arrhythmia is detected. Using one or more detection algorithms, the cardiosaver can detect a change in the patient's electrogram that is indicative of a cardiac event within five minutes after it occurs and then automatically warn the patient that the event is occurring. To provide this warning, the guardian system includes an internal alarm sub-system (internal alarm means) within the cardiosaver and/or an external alarm system (external alarm means). If the guardian system is put into a pacemaker, the algorithm can utilize a different analysis of the electrogram depending on whether or not the pacemaker is actually pacing the heart. | 1. A system for detecting a cardiac event in a human patient the system including: at least two sensors adapted to sense a signal resulting from the beating of the patient's heart; an analog-to-digital converter coupled to the sensors for digitizing the signal, thereby producing a digital waveform; a processor coupled to the analog to digital converter, the processor configured to: (i) produce a plurality of segments from the digital waveform that are each at least one second long; (ii) calculate a first value of a heart signal parameter within a first segment, wherein the first value is an average of the values of the heart signal parameter within the first segment; (iii) calculate a second value of the heart signal parameter within a second segment; (iv) calculate a first rate of change of the heart signal parameter based upon the first and second values of the heart signal parameter; (v) control an operation of the system based on the first rate of change of the heart signal parameter. 2. The system of claim 1 wherein the sensors are electrodes. 3. The system of claim 2 wherein the electrodes are adapted for implantation into a body of the patient. 4. The system of claim 1 wherein the processor is further configured to produce baseline segments every 2*W seconds, and wherein the first segment is a baseline segment. 5. The system of claim 4 wherein W is at least 10 seconds. 6. The system of claim 4 wherein W is less than or equal to 12*60*60 seconds. 7. The system of claim 1 wherein the first and second segments are not consecutive segments. 8. The system of claim 7 wherein the processor is further configured to produce baseline segments every 2*W seconds, and wherein the first segment was produced U+/−W seconds before the second segment. 9. The system of claim 8 wherein U is greater than or equal to 60 seconds and less than or equal to 48*60*60 seconds. 10. The system of claim 1 wherein the processor is further configured to: (a) calculate a plurality of values of the heart signal parameter within the second segment; (b) based on the first value and the plurality of values of the heart signal parameter, calculate a corresponding plurality of rate of change values of the heart signal parameter; and wherein the first rate of change is one of the plurality of rate of change values. 11. The system of claim 1 wherein the processor is further configured to calculate Z values of the heart signal parameter within the second segment, where Z is greater than 1; and wherein the second segment has N beats; and wherein Z is less than N, so that the processor is configured to calculate the value of the heart signal parameter for less than all of the beats within the second segment. 12. The system of claim 1 wherein the processor is further configured to calculate a heart rate related heart signal parameter, and wherein the processor is further configured to control the operation of the system based on the value of the heart rate rela... | Angel Medical Systems | A61B005/0402
US20080063605 | A1 | 2008-03-13 | Method of Enhancing Visualization of Atherosclerotic Plaque | 2005-05-19 | The invention relates to a method and a corresponding device for multipurposely supporting a randomly shaped and/or possibly complex with respect to a rigid base (11) part (1) by fixing a working reference, wherein the inventive method consist in interposing at least one deformable constant-volume chamber (3) which is sealed and filled with incompressible particles (4) between a maintainable part and the rigid base (11) and in lowing pressure inside the deformable constant-volume chamber (3) by means of a vacuum source (5) connectable thereto, thereby enabling the particles (4) to be amalgamated into a solid block which thrusts at least partly on the rigid base (11) and maintains the part (1) by fitting the shape thereof. | 1. A method of enhancing visualization of plaque, said method essentially comprising: (a) administering to a host a compound of Formula I: wherein: R1 independently at each occurrence represents —CH2OH, —CH2O(C═O)CH3, or —C(═O)OCH3; and R11 independently at each occurrence represents H or —CH3; and (b) imaging said host using magnetic resonance imaging (MRI). 2. A method of claim 1 wherein, the plaque being imaged is arterial atherosclerotic plaque. 3. A method of claim 2 wherein the compound of Formula I is 4. A method of claim 2 wherein the compound of Formula I is: 5. A method of claim 2 wherein the compound of Formula I is: 6. A method of claim 2 wherein the compound of Formula I is: 7. A method of claim 2 wherein the compound of Formula I is 8. A method of enhancing visualization of plaque, said method essentially comprising: (a) administering to a host a compound of Formula I: and (b) imaging said host using magnetic resonance imaging (MRI). 9. A method of enhancing visualization of plaque, said method essentially comprising: (a) administering to a host a compound of Formula I: and (b) imaging said host using magnetic resonance imaging (MRI). 10. A method of enhancing visualization of plaque, said method essentially comprising: (a) administering to a host a compound of Formula I: and (b) imaging said host using magnetic resonance imaging (MRI). 11. A method of enhancing visualization of plaque, said method essentially comprising: (a) administering to a host a compound of Formula I: and (b) imaging said host using magnetic resonance imaging (MRI). 12. A method of enhancing visualization of plaque, said method essentially comprising: (a) administering to a host a compound of Formula I: and (b) imaging said host using magnetic resonance imaging (MRI). | - | A61B005/055
US07335166 | B2 | 2008-02-26 | System and method for the extraction and monitoring of a biological fluid | 2003-05-22 | The systems and methods involve creating an opening in the biological tissue of the patient and placing a sampling aperture of the extraction device over the opening. The sampling aperture is defined in a contact surface of the extraction device that is placed into contact with the tissue of the patient. A pump of the extraction device such as a depressible bulb sealed to the body is charged to create a vacuum between the pump through a sampling channel to the sampling aperture, and the vacuum draws the biological fluid from the tissue opening into the sampling channel. An access point is exposed to the sampling channel, and the sample of fluid may be accessed from the access point. The access point may be an extraction opening covered by an access door, and the access door is opened to access the sample. | 1. A device for extracting biological fluid from tissue having a biological opening, comprising: a body including a separate contact surface that defines a sampling aperture and a sensor surface affixable on tissue with said aperture alignable over said opening and defining an access point; a pump; and a sampling channel between the sampling aperture and the pump thereafter affixable to said contact surface, wherein the sampling channel is thereby aligned to be in fluid communication with the access point. 2. The device of claim 1, further comprising a wick disposed within the sampling channel between the access point and the pump. 3. The device of claim 2, wherein the body further includes a ventilation surface defining a ventilation opening, the device further comprising a ventilation channel interconnecting the ventilation opening to the sampling channel. 4. The device of claim 3, wherein the wick is disposed between the ventilation channel and the sampling aperture along a path of the sampling channel. 5. The device of claim 3, further comprising a ventilation seal covering the ventilation opening. 6. The device of claim 1, wherein the pump is a depressible self-restoring bulb sealed to the body. 7. The device of claim 1, wherein the access point comprises analysis electrodes extending into the sampling channel. 8. The device of claim 1, wherein the contact surface is planar. 9. A device for extracting biological fluid, comprising: a body including a contact surface that defines a sampling aperture and a sensor surface defining an access point; a pump; and a sampling channel between the sampling aperture and the pump, wherein the sampling channel is in fluid communication with the access point, and, wherein the access point comprises an extraction opening and an extraction door attached to the body and covering the extraction opening. 10. A method of extracting biological fluid from tissue having an opening, comprising: creating an artificial unobstructed opening in biological tissue; placing a contact surface of an extraction device on the biological tissue, the contact surface defining an aperture located proximate to the opening in the biological tissue; attaching an extraction pump to said contact surface after said surface is affixed to said tissue, charging a pump of the extraction device to develop a vacuum at the aperture and draw the biological fluid through the aperture into a sampling channel; and accessing the biological fluid contained within the extraction device. 11. The method of claim 10, further comprising: removing a ventilation seal covering a ventilation opening of the extraction device to allow ventilation through a ventilation chamber between the ventilation opening and the sampling channel; and removing the sampling device from the biological tissue. 12. The method of claim 10, wherein accessing the biological fluid contained within the extraction device comprises accessing the biological fluid with electrod... | SpectRx, Inc. | B65D081/00 A61B005/00
US20080071191 | A1 | 2008-03-20 | Electromyography system | 2007-10-31 | A method of determining relative neuro-muscular response onset value thresholds for a plurality of spinal nerves, comprising: depolarizing a portion of the patient's cauda equina; and measuring the current intensity level at which a neuro-muscular response to the depolarization of the cauda equina is detected in each of the plurality of spinal nerves. A method for detecting the presence of a nerve adjacent the distal end of at least one probe, comprising: determining relative neuro-muscular response onset values for a plurality of spinal nerves; emitting a stimulus pulse from a probe or surgical tool; detecting neuro-muscular responses to the stimulus pulse in each of the plurality of spinal nerves; and concluding that the electrode disposed on the distal end of the at least one probe is positioned adjacent to a first spinal nerve when the neuro-muscular response detected in the first spinal nerve is detected as a current intensity level less than or equal to a corresponding neuro-muscular response onset value of the first spinal nerve. | 1. A method of determining the relative proximity of a spinal nerve to an instrument while accessing a spinal target site during surgery, comprising, (a) advancing said instrument toward said spinal target site through the body tissue of said patient; (b) emitting from an electrode situated near a distal end of said instrument a stimulation signal of known intensity while concurrently monitoring for the presence of a resulting neuro-muscular response from at least one electromyography electrode positioned on the patient and configured to detect the electrical charge associated with muscle activity; (c) varying the intensity of said stimulation signal until a neuromuscular response is detected; (d) ceasing emission of said stimulation signal when said neuro-muscular response is detected; (e) comparing the stimulation intensity level at which the neuro-muscular response was detected to a predetermined stimulation intensity level to indicate the relative proximity of said spinal nerve to said distal end of said instrument; and (f) communicating to a user the determined relative proximity. 2. The method of claim 1, wherein said instrument is a surgical probe. 3. The method of claim 1, wherein said instrument is a surgical access instrument. 4. The system of claim 3, wherein said instrument is a cannula. 5. The method of claim 1, wherein the intensity level of the stimulation signal is incrementally varied. 6. The method of at least one of claims 1, wherein the intensity level of the stimulation signal is increased. 7. The method of claim 1, wherein said spinal nerve is one of a plurality of spinal nerves exiting from successive vertebrae. 8. The method of claim 1, wherein communicating to said operator involves at least one of visually and audibly indicating to said operator the intensity level of the stimulus signal that resulted in said neuro-muscular response. 9. The method of claim 8, wherein audibly indicating to said user involves sounding an alarm to indicate the relative proximity determined. 10. The method of claim 9, wherein the volume of the alarm is varied depending on the relative proximity determined. 11. The method of claim 9, wherein the frequency of the alarm is varied depending on the relative proximity determined. 12. The method of claim 8, wherein visually indicating to said user involves the step of displaying a color. 13. The method of claim 12, wherein the color is varied depending on the relative proximity of the nerve detected. 14. The method of claim 1, further comprising: repeating steps (a)-(f) until said instrument reaches said spinal target site. | NuVasive, Inc. | A61B005/05 A61B005/04
US07338480 | B2 | 2008-03-04 | Diagnosis catheter for interstitial cystitis | 2002-11-14 | A diagnosis catheter 1 for an interstitial cystitis is connected to a current perception threshold inspection apparatus 4. A catheter body 11 is made of a soft flexible material and includes a bladder-dwelling distal end section A and a diagnosis section B adjacent the distal end section A at a proximal end side of the body 11. A core member 12 is made of a hard flexible material and is inserted into the diagnosis section B in the catheter body 11. An inflatable balloon 13 is mounted on an outer periphery around the bladder-dwelling distal end section A of the catheter body 11. A fluid supply passage 16 is provided in the catheter body 11 so that an end of the passage 16 is communicated to the balloon 13 and a proximal end of the passage 16 is communicated to an injection part 17. | 1. A diagnosis catheter for an interstitial cystitis wherein a catheter is connected to a current perception threshold inspection apparatus to diagnose an interstitial cystitis, wherein the current perception threshold inspection apparatus indicates a current level at the time when a patient feels the current flow, the diagnosis catheter comprising: a catheter body made of a soft flexible material and including a bladder-dwelling distal end section and a diagnosis section adjacent said distal end section at a proximal end side of said body;a core member made of a hard flexible material and inserted into said diagnosis section in said catheter body;an inflatable balloon mounted on an outer periphery around said bladder-dwelling distal end section of said catheter body;a pair of electrodes provided on an outer periphery of said diagnosis section, wherein the electrodes supply electric current flow at a level such that it can be felt by the patient;lead wires inserted into said core member so that first ends of said lead wires are connected to said electrodes and second ends of said lead wires are drawn out of a proximal end of said catheter body to be connected to said current perception threshold inspection apparatus; anda fluid supply passage provided in said catheter body so that an end of said passage is communicated to said balloon and a proximal end of said passage is communicated to an injection part. 2. A diagnosis catheter for an interstitial cystitis according to claim 1, wherein said electrodes are separated away from each other in a diametrical direction of said catheter body. 3. A diagnosis catheter for an interstitial cystitis according to claim 1, wherein said electrodes are separated away from each other in an axial direction of said catheter body. 4. A diagnosis catheter for an interstitial cystitis according to claim 1, wherein said electrodes are ring-like electrodes that extend continuously in a peripheral direction of said catheter body and separated away form each other in an axial direction of said body. 5. A diagnosis system comprising: a diagnosis catheter comprising:a catheter body made of a soft flexible material and including a bladder-dwelling distal end section and a diagnosis section adjacent said distal end section at a proximal end side of said body;a core member made of a hard flexible material and inserted into said diagnosis section in said catheter body;an inflatable balloon mounted on an outer periphery around said bladder-dwelling distal end section of said catheter body;a pair of electrodes provided on an outer periphery of said diagnosis section, wherein the electrodes supply electric current flow at a level that can be felt by a patient;lead wires inserted into said core member so that first ends of said lead wires are connected to said electrodes and second ends of said lead wires are drawn out of a proximal end of said catheter body to be connected to said current perception threshold inspection appar... | Tsukada Medical Research Co., Ltd. | A61M025/00 A61M099/00 A61N001/00 A61B005/04
US07314310 | B2 | 2008-01-01 | Predictive temperature probe with proximity sensor | 2006-04-13 | A system and method for preheating the thermometer probe of an electronic thermometer to a temperature closer to the temperature of the patient to be monitored. The system includes a thermometer probe that includes a heater, temperature sensor and proximity sensor, each coupled to a processor for controlling the operation of the electronic thermometer. The proximity sensor positioned within the thermometer probe generates a contact signal when the thermometer probe is positioned in close proximity to the patient. Upon receiving the contact signal, the processor disables the operation of the heater and begins the process of estimating the patient temperature. By utilizing a separate proximity sensor, the temperature of the probe tip can be elevated to the normal human body temperature, which allows the temperature estimation to be completed more rapidly and allows the thermometer to function at higher ambient temperature environments. | 1. An electric thermometer for estimating the temperature of a patient, the thermometer comprising: a probe having a probe tip for positioning in contact with the patient;a temperature sensor mounted within the probe for producing a temperature signal indicative of the temperature of the probe;a heater positioned within the probe and operable to heat the probe;a proximity sensor positioned within the probe and operable to produce a contact signal when the probe tip is in close proximity with the patient; anda processor configured to receive the temperature signal from the temperature sensor and operate the heater to maintain the probe at a target temperature, wherein the processor receives the contact signal from the proximity sensor and disables the operation of the heater upon receipt of the contact signal. 2. The electronic thermometer of claim 1 wherein the proximity sensor is a capacitive proximity sensor positioned in contact with the probe tip, wherein the probe tip is formed from a metallic material. 3. The electronic thermometer of claim 2 wherein the capacitive proximity sensor receives an AC voltage and the contact signal is the level of current supplied to the capacitive proximity sensor, wherein the processor disables the operation of the heater upon an increase in the level of current supplied to the capacitive proximity sensor. 4. The electronic thermometer of claim 1 wherein the processor estimates the temperature of the patient after the heater has been disabled. 5. The electronic thermometer of claim 1 wherein the target temperature is approximately 98.6° F. 6. The electronic thermometer of claim 5 wherein the processor displays the temperature of the patient after the heater has been disabled for at least a measurement period and the temperature signal is constant. 7. A method of estimating a patient's temperature using an electronic thermometer having a probe, the method comprising the steps of: positioning a proximity sensor within the probe, the proximity sensor being operable to generate a contact signal when the probe is in close proximity to the patient;monitoring the temperature of the probe;selectively activating a heater within the probe to maintain the probe at a target temperature;disabling the operation of the heater upon detection of the contact signal from the proximity sensor when the probe is in close proximity to the patient; andestimating the temperature of the patient based upon the monitored temperature of the probe. 8. The method of claim 7 wherein the temperature of the patient is estimated after the heater has been disabled upon detection of the probe within close proximity to the patient. 9. The method of claim 7 wherein the contact sensor is a capacitive proximity sensor positioned in contact with the probe tip, wherein the capacitive proximity sensor produces a contact signal when the probe tip is in close proximity to the patient. 10. The method of claim 9 further comprising the step of posit... | The General Electric Company | G01K007/00 G01K001/08 A61B005/01
US07349727 | B2 | 2008-03-25 | Living body light measuring device | 2006-02-07 | There is provided a living body light measuring device capable of monitoring a time curve of a blood substance concentration as time curves of parameters of a signal waveform and judging or analyzing characteristic traits of a subject relevant to the parameters of the signal waveform, wherein a signal processor extracts parameters such as a peak value and latency from a hemoglobin signal waveform measured before and after substance intake of a testee, and generates and displays a time curve graph having a parameter and time respectively as its ordinate and abscissa. Influence of an intake substance upon blood component concentrations and blood flow can be monitored by monitoring the time curves of parameters of the signal waveform. A category processor classifies measurement data into categories, analyzes time curves of a plurality of parameters every category, and displays a result on a result viewer. | 1. A living body light measuring device comprising: light measuring means for applying light to a subject and receiving light reflected or transmitted by a head of the subject;signal processing means for drawing a change of a blood substance when a trial is given to the subject a plurality of times, as a signal waveform on the basis of a measurement signal received by said light measuring means;result viewer means for displaying a result of processing conducted by said signal processing means; andinput means for sending a command to said signal processing means, whereinsaid input means comprises means for inputting specification of a specific inspection item among a plurality of inspection items which are contained in a blood flow of the subject and change as time elapses,said signal processing means extracts at least one feature corresponding to a specific inspection item specified by said input means, and causes said result viewer means to display a time curve of the feature as a graph, andsaid signal processing means comprises:storage means for storing data, the data accumulating relations between sub-items belonging to the inspection item and the time curve; andscreening means for judging characteristic traits of the subject on the basis of the graph and a change rate of the accumulated data in the graph obtained as to the subject. 2. A living body light measuring device according to claim 1, wherein a viewer of said result viewer means is a graph having time as an abscissa axis thereof and a value (feature quantity) obtained by converting the feature to a numerical value as an ordinate axis thereof. 3. A living body light measuring device according to claim 1, wherein the inspection items are classified according to an intake substance of the subject, anddata measured at predetermined time intervals comprise data before and after substance intake time of the subject. 4. A living body light measuring device according to claim 1, wherein the characteristic trait is an ALDH2 genotype of the subject, the specific inspection item is a blood aldehyde concentration, the change rate is a change rate of peak values or latency time periods of the blood aldehyde concentration, and the subject is judged as an active type, if the change rate of peak values or latency time periods is below a predetermined value. 5. A living body light measuring device according to claim 1, wherein the characteristic trait is an intake of medicine, the specific inspection item is a blood flow change, the change rate is a change rate of peak values or latency time periods of a blood aldehyde concentration, and the subject is judged as intaking the medicine in a desired manner, if the change rate of peak values or latency time periods is above or below a predetermined value. 6. A living body light measuring device according to claim 5, wherein the medicine is a vasodepressor. 7. A living body light measuring device according to claim 6, wherein the vasodepressor is tra... | Hitachi, Ltd. | A61B005/00
US07328055 | B2 | 2008-02-05 | Patient support apparatus | 2004-05-27 | The present invention provides a patient support apparatus for use during a medical procedure. The patient support apparatus is configured to receive and support a body of a patient on a base member. The base member includes a top surface having a plurality of adjustable members, wherein each of the adjustable members is configured to support a different portion the body of the patient. A plurality of actuation mechanisms are operably connected to both the base member and one each of the plurality of adjustable members, such that each of the plurality of adjustable members is separately, selectively positionable with respect to the base member. A control device operably connected to the actuation mechanism to selectively control the position of each of the adjustable members and the corresponding body portions. | 1. A patient support apparatus for supporting a patient being examined by a primary coil of a MRI, comprising: a base member including a patient support surface and having an adjustable member integrated in the patient support surface, the adjustable member being configured to support an extremity of the body of the patient;an actuation mechanism operably connected to the base member and the adjustable member to selectively position the adjustable member with respect to the patient support surface; anda secondary coil for increasing resolution of the extremity being examined, said secondary coil remaining aligned with the primary coil as said adjustable member is being selectively positioned. 2. The patient support apparatus of claim 1, further comprising a control device operably connected to the actuation mechanism. 3. The patient support apparatus of claim 2, wherein the control device is a remote control device. 4. The patient support apparatus of claim 1, further comprising an index mechanism operably connected to the adjustable member and the base member. 5. The patient support apparatus of claim 1, wherein the base member further comprises: a plurality of adjustable members, each configured to support a different extremity of the body of the patient; anda plurality of actuation mechanisms operably connected to one each of the plurality of adjustable members, such that each of the plurality of adjustable members is separately, selectively positionable with respect to the patient support surface. 6. The patient support apparatus according to claim 5, wherein said secondary coil is positionable to examine a selected one of the extremities while remaining aligned with the primary coil as a respective one of said adjustable members is being selectively positioned. 7. The patient support apparatus according to claim 5, further comprising a respective secondary coil for each of said adjustable members, said secondary coils increasing resolution of the extremity being examined and remaining aligned with the primary coil as said adjustable members are being selectively positioned. 8. The patient support apparatus of claim 1, wherein the actuation mechanism includes a pneumatic mechanism. 9. The patient support apparatus of claim 1, wherein the actuation mechanism includes an inflatable bladder. 10. The patient support apparatus of claim 1, wherein the actuation mechanism includes a hydraulic mechanism. 11. The patient support apparatus of claim 1, wherein the actuation mechanism includes a mechanical mechanism. 12. The patient support apparatus of claim 11, further comprising a drive member operably connected to the mechanical mechanism. 13. The patient support apparatus of claim 12, wherein the drive member is a mechanical or electric motor. 14. The patient support apparatus of claim 1. wherein the adjustable member comprises an attachment member for securing the extremity to the adjustable member. 15. The patient support apparatus o... | Marctec, LLC | A61B005/055 A61G007/015 A61G013/12
US07319212 | B2 | 2008-01-15 | Non-invasive microwave analysis systems | 2006-10-30 | A non-invasive microwave analysis system determines scattered phase and/or amplitude data for a liquid in a container. A tank holds coupling liquid; the system includes a membrane for separating the liquid container from the coupling liquid. A transmitter antenna situated within the coupling liquid transmits microwaves. One or more receiver antennas within the coupling liquid convert microwave radiation that scatters from the liquid in the container into microwave electronic signals. Electronics process the microwave electronic signals to determine scattered phase and/or amplitude values of the microwave radiation. | 1. A non-invasive microwave analysis system for a liquid container, comprising: a tank for holding coupling liquid;a membrane for separating the liquid container from the coupling liquid;at least one transmitter antenna for transmitting microwave radiation within the coupling liquid;at least one receiver antenna for converting microwave radiation scattered from liquid in the container into microwave electronic signals; andelectronics operable to process the microwave electronic signals to determine at least one of scattered phase values and scattered amplitude values of the microwave radiation. 2. The system of claim 1, wherein the membrane is attached to a circumference of the tank. 3. The system of claim 2, wherein the membrane is further attached to a base member on a bottom surface of the tank. 4. The system of claim 3, wherein the base member comprises a plurality of concentric circular indentations adapted to center the liquid container in the tank. 5. The system of claim 2, wherein a top circumference of the membrane attaches to a circumference of the tank and a bottom circumference of the membrane attaches to a rigid base. 6. The system of claim 5, wherein the rigid base comprises a plurality of circular indentations adapted to center the liquid container on the rigid base. 7. The system of claim 5, wherein the rigid base is configured for raising and lowering within the tank to facilitate collapsing the membrane about the container. 8. The system of claim 1, further comprising a pump configured to pump coupling liquid into the tank to facilitate collapsing the membrane about the container. 9. The system of claim 1, wherein the electronics are operable to utilize the at least one of scattered phase values and scattered amplitude values to reconstruct a cross-sectional image of the container and the liquid in the container. 10. The system of claim 9, wherein the cross-sectional image is one or both of a permittivity image and a conductivity image. 11. The system of claim 1, wherein each of a plurality of antennas in the tank may be configured as any of the at least one transmitter antenna and the at least one receiver antenna. 12. The system of claim 1, further comprising a rotation mechanism for rotating the liquid container. 13. The system of claim 12, further comprising a controller that sends rotational angle data to the electronics, the electronics being operable to utilize the rotational angle data and the microwave electronic signals to reconstruct a cross-sectional image of the container and the liquid in the container. 14. The system of claim 13, the rotation mechanism being configured to rotate the membrane and the liquid container. 15. The system of claim 1, the electronics comprising a processor and software, the processor configured to execute the software. 16. A non-invasive microwave analysis system for a liquid container, comprising: a tank for holding coupling liquid, the tank configured to interface with a ... | Microwave Imaging Systems Technologies, Inc. | H05B006/64 A61B005/05
US07314450 | B2 | 2008-01-01 | Wearable heartbeat measuring device, system and method | 2004-08-26 | The wearable heartbeat measuring device is accomplished by wearing a wrist-watch-like heart monitor device on the wrist. The heart monitor is worn on the top of the wrist with a strap around the wrist. The strap has an inflexible extending portion that extends from the heart monitor at a predetermined angle and a predetermined width with respect to the wrist so that a predetermined space is maintained between the top portion of the wrist and the strap for promoting the transfer efficiency of the pulsation force that is initially experienced at a part of the strap at the bottom of the wrist. The strap also has a flexible portion. A predetermined angle and a predetermined width of the extended portion also facilitate the flexible portion to form a flat area where the wrist contacts the strap. In the prefer embodiments, the width of the strap exceeds the width of the wrist when it is worn. | 1. A wearable heartbeat measuring device, comprising: a heartbeat detection unit for detecting an arterial movement indicative of a heartbeat around the wrist to generate a heartbeat signal; anda wrist strap for supporting said heartbeat detection unit near a top portion of the wrist, said wrist strap having a flexible portion and an inflexible portion, said inflexible portion extending from said heartbeat detection unit and having a predetermined angle and a predetermined width with respect to the wrist so as to form a predetermined amount of space between the wrist and said strap near the top portion of the wrist, said inflexible portion further including a first adjustable portion having a plurality of holes and a pin for adjusting the width. 2. The wearable heartbeat measuring device according to claim 1 wherein said flexible portion and the wrist form the space. 3. The wearable heartbeat measuring device according to claim 1 wherein said flexible portion further includes a second adjustable portion. 4. The wearable heartbeat measuring device according to claim 1 wherein said flexible portion is connected to said inflexible portion and has a fastening mechanism for adjustment. 5. The wearable heartbeat measuring device according to claim 4 wherein said inflexible portion places said flexible portion so as to form a substantially flat area that is located opposite to said heartbeat detection unit. 6. The wearable heartbeat measuring device according to claim 5 wherein said flexible portion receives pulsation force that is caused by the arterial movement and transmits the pulsation force towards said heartbeat detection unit via said inflexible portion. 7. The wearable heartbeat measuring device according to claim 1 wherein a width of said flexible portion and said inflexible portion exceeds a width of the wrist. 8. The wearable heartbeat measuring device according to claim 1 wherein said heartbeat detection unit further includes a first chamber and a second chamber that is connected to said first chamber via a communication hole. 9. The wearable heartbeat measuring device according to claim 1 further comprising: a clock unit located adjacent to said heartbeat detection unit for keeping time;a processing unit connected to said heartbeat detection unit for processing the heartbeat signal from said heartbeat detection unit to generate the heartbeat result; anda display unit connected to said clock unit and said processing unit for selectively displaying the time and the heartbeat result. 10. A heartbeat detection device, comprising: a first unit having a first flexible enclosed area for forming a first chamber, a pressure in said first chamber changing in response to an externally applied pressure, said first unit further including an inflexible plate mounted on a surface where the externally applied pressure is exerted;a second unit having a second enclosed area located adjacent to said first chamber for forming a second chamber, said s... | Casio Computer Co., Ltd. Otax Co., Ltd. | A61B005/02
US07333186 | B2 | 2008-02-19 | Method and device for measuring biological information | 2005-03-16 | In order to precisely determine a stable measuring region appropriate for a measurement of biological information, and to measure a concentration of a specific component, i.e. biological information, without inconsistency, a biological information measuring device is provided with, a measuring region determining means for determining a measuring region in between an eponychium and a distal interphalangeal joint; an information detector for applying a light to measuring region; a light source for entering a light to information detector; a light detector for detecting a light which exits from the information detector; and a processor for measuring specific component based on information obtained from light detector. | 1. A biological information measuring device for measuring a concentration of a specific component included in a living body, comprising: a measuring region determining means for determining a measuring region in between an eponychium and a distal interphalangeal joint, said measuring region determining means determines the measuring region at the proximal nail fold,an information detector for applying a light to said measuring region and detecting a light which exits from said measuring region, said information detector includes a portion for contacting the measuring region,a light source for entering a light to said information detector contacting said measuring region, said light is applied to the measuring region through said portion for contacting the measuring region,a light detector for detecting a light which exits from said information detector contacting said measuring region, said light enters the information detector through said portion for contacting the measuring region, anda processor for measuring said specific component based on information obtained from said light detector. 2. The biological information measuring device in accordance with claim 1, comprising an abutting means for abutting said information detector to said measuring region. 3. The biological information measuring device in accordance with claim 1, wherein said measuring region determining means determines said measuring region based on a difference between signal information of light applied to a nail and signal information of light applied to a skin. 4. The biological information measuring device in accordance with claim 1, wherein said measuring region determining means has a visual identification means capable of identifying a certain position. 5. The biological information measuring device in accordance with claim 1, wherein said measuring region determining means determines said measuring region by detecting an elevation change which exists due to skin structure. 6. A biological information measuring method for measuring a concentration of a specific component included in a living body, comprising the steps of: (1) determining a measuring region in between an eponychium and a distal interphalangeal joint; said measuring region is at the proximal nail fold;(2) detecting a light which exits from said measuring region, after an entrance into said measuring region, with an information detector; said information detector includes a portion for contacting the measuring region; said light is applied to the measuring region through a portion for contacting the measuring region; and said light enters the information detector through said portion for contacting the measuring region; and(3) specifying a concentration of a specific component of said measuring region based on the light detected in said step (2). 7. The biological information measuring method in accordance with claim 6, wherein said measuring region is determined based on a difference between signa... | Matsushita Electric Industrial Co., Ltd. | G01N033/48 A61B005/00
US07344508 | B2 | 2008-03-18 | Method for adjusting metabolic related parameters according to a subject's body weight | 2004-10-29 | A method is provided for correcting reference parameters based on weight variations of a subject. The parameters that can be corrected may be metabolic rate, metabolic equivalent (MET), dehydration rate, drug dosage, exercise intensity, calorie usage, work level, and oxygen consumption. A corrected parameter for a subject can be determined by the factor;Pr⁢(wts)xy to obtain a corrected parameter (Ps). In the factor, wts is the weight of the subject, x is preferably ⅓, Pr is the reference parameter to be corrected, and y is preferably (wtr)z, wherein wtr is the reference weight and z is preferably ⅓. | 1. A method for correcting a parameter for weight variation comprising the steps of: selecting one of a subject person parameter (Ps) and a reference person parameter (Pr),adjusting the other parameter in accordance with the formulaPsPr=(wts)xy(1)wherein wts is the weight of the subject person corresponding to Ps and x ranges from 0.25 to 037, and wherein y=(wtr)z, wherein wtr is the weight of the reference person corresponding to Pr and z ranges from 0.25 to 0.37 to provide an adjusted parameter, and presenting the adjusted parameter for comparison with a measured or preselected parameter for the subject person. 2. The method of claim 1, wherein y is in the range of 3.0 to 5.8. 3. The method of claim 1, wherein(wts)xy⁢⁢is⁢⁢(wtS)0.25+(%⁢HRR*⁢0.12)y,wherein % HRLR is the heart rate reserve as a percent of maximum heart rate for the subject. 4. The method of claim 1, wherein the selected parameter is a metabolism dependent parameter which is selected from the group consisting of metabolic rate, metabolic equivalent (MET), dehydration rate, drug dosage, exercise intensity, calorie usage, and work level. 5. The method of claim 1, wherein the selected parameter is oxygen consumption. 6. The method of claim 1, wherein the(wts)xy⁢⁢is⁢⁢(wts)1/34.22. | - | A61B005/103
US07330751 | B2 | 2008-02-12 | Heartbeat detection device | 2004-08-16 | A heartbeat detection device includes a pair of electrode units, a transmitting unit and a receiving unit. The transmitting unit is electrically connected to the paired electrode units each by respective wires. The paired electrode units each include an electrode body and a hook sandwiching a bottom part of a garment for example on a body for holding the electrode units on respective predetermined parts of the body. The hook is formed on the front side of the electrode unit. The transmitting unit includes a transmitting-unit body and a hook sandwiching an upper part of the garment for holding the transmitting unit on the garment. The hook is formed on the rear side of the transmitting unit. The lightweight heartbeat detection device is thus achieved that can ensure electrical contact between the electrode units and respective predetermined parts of the chest without causing a feeling of tightness. | 1. A heartbeat detection device comprising: a pair of electrode units for electrically contacting a body of a user proximate the chest for detecting an electric potential concerning heartbeat;a first clipping means provided each electrode unit of electrode units for retention on an article worn by the body for holding said pair of electrode units in close proximity to the chest of the body;a transmitting unit for transmitting, as a heartbeat signal, information about the electric potential detected by said pair of electrode units;said pair of electrode units and said transmitting unit being separate components;wire means connecting each of said pair of electrode units with said transmitting unit; said wire means comprising a first wire and a second wire, the first wire extending from one side of the transmitting unit and connected to one of the pair of electrode units and the second wire extending from another side of the transmitting unit and connected to the other of the pair of electrode units;the pair of electrode units and the transmitting unit being disposed in separate casings, respectively, and the casings being supported by the first wire and the second wire, respectively; anda receiving unit receiving the heartbeat signal transmitted from said transmitting unit. 2. The heartbeat detection device according to claim 1, wherein said pair of electrode units each include: an electrode body electrically contacting the chest of the body;a hook provided on a side of the electrode unit that is opposite to a side thereof which faces the body and on which said electrode body is provided; andsaid electrode body and said hook serve as said first clipping means for clipping from underneath the article worn by the body. 3. The heartbeat detection device according to claim 2, including an attachment belt constructed and arranged to be secured to the body; and a hook-inserted portion provided in said attachment belt for receiving said hook of said first clipping means to catch said pair of electrode units each by said attachment belt; and whereinsaid transmitting unit includes a second clipping means for clipping from above the attachment belt worn by the body. 4. The heartbeat detection device according to claim 3, including a ring-shaped cord constructed and arranged to be suspended from neck of the user, said ring-shaped cord engaging with the second clipping means. 5. The heartbeat detection device according to claim 2, further comprising: an attachment belt constructed and arranged to be secured to the body; anda hook-inserted portion provided in said attachment belt for receiving said hook of said first clipping means to catch said pair of electrode units each by said attachment belt. 6. The heartbeat detection device according to claim 1, wherein said pair of electrode units each include projections provided on a side of the electrode unit that faces the body. | Cateye Co., Ltd. | A61B005/0416
US07697967 | B2 | 2010-04-13 | Method and apparatus for providing analyte sensor insertion | 2006-09-28 | Devices and methods for positioning a portion of a sensor at a first predetermined location, displacing the portion of the sensor from the first predetermined location to a second predetermined location, and detecting one or signals associated with an analyte level of a patient at the second predetermined location are disclosed. Also provided are systems and kits for use in analyte monitoring. | 1. An assembly, comprising: a sensor;a mounting unit for placement on the skin of a patient;a sensor introducer coupled to the sensor and to the mounting unit, the sensor introducer configured to transcutaneously introduce a portion of the sensor through a skin of the patient to a first position relative to the mounting unit;a data processing unit configured to couple to the mounting unit, the data processing unit displacing the sensor to a second position relative to the mounting unit upon coupling to the mounting unit. 2. The assembly of claim 1 wherein the first position is closer to the mounting unit of the patient than the second position. 3. The assembly of claim 1 wherein the sensor includes an engagement portion configured to couple to a housing of the data processing unit, such that the portion of the sensor is displaced with the movement of the data processing unit when coupling to the mounting unit. 4. The assembly of claim 1 wherein the data processing unit is configured to be in electrical contact with the sensor to receive one or more signals associated with an analyte of the patient. 5. The assembly of claim 4 wherein the data processing unit is coupled to the mounting unit when in electrical contact with the sensor. 6. The assembly of claim 4 wherein the data processing unit transmits data associated with the one or more signals associated with the analyte. 7. The assembly of claim 6 wherein the data processing unit wirelessly transmits the data to a remote location. 8. The assembly of claim 7 wherein the transmitted data are output at the remote location. 9. The assembly of claim 1 wherein the sensor includes a glucose sensor. 10. The assembly of claim 1 wherein the sensor introducer includes a deployment mechanism to transcutaneously introduce the portion of the sensor. 11. The assembly of claim 10 wherein the deployment mechanism is actuated to transcutaneously introduce the portion of the sensor. 12. The assembly of claim 10 wherein the deployment mechanism includes a manual deployment mechanism. 13. The assembly of claim 10 wherein the deployment mechanism includes a spring biased deployment mechanism. 14. The assembly of claim 1 wherein the sensor is positioned at the first position prior to being positioned at the second position. 15. The assembly of claim 1 wherein the sensor is maintained at the second position during the sensing time period. 16. The assembly of claim 15 wherein the sensing time period includes one of approximately three days, approximately five days, or approximately seven days. 17. The assembly of claim 1 wherein the sensor includes a working electrode formed with one or more of carbon, gold, metal alloy or a conductive polymer. 18. The assembly of claim 1 wherein the portion of the sensor is transcutaneously introduced through the skin to the first position at a first angle relative to a surface of the skin, and further, wherein the transcutaneously introduced sensor is displaced to th... | Abbott Diabetes Care Inc. | A61B005/00
US07653425 | B2 | 2010-01-26 | Method and system for providing calibration of an analyte sensor in an analyte monitoring system | 2006-08-09 | Method and apparatus for providing calibration of analyte sensor including applying a control signal, detecting a measured response to the control signal, determining a variance in the detected measured response, and estimating a sensor sensitivity based on the variance in the detected measured response is provided. | 1. A method of calibrating an analyte sensor, comprising: applying a control signal to the analyte sensor;detecting a measured response to the control signal;determining a variance in the detected measured response; andestimating, with a processor, a sensor sensitivity based on the variance in the detected measured response. 2. The method of claim 1 wherein the level of the control signal varies in time. 3. The method of claim 1 wherein the control signal includes a square wave signal. 4. The method of claim 3 wherein the square wave signal is applied to a poise voltage. 5. The method of claim 1 wherein detecting the measured response includes determining a work electrode current signal. 6. The method of claim 1 wherein the variance is determined based on comparing the difference between the beginning and end of the half duty cycle of the measured response to the control signal. 7. The method of claim 1 wherein estimating the sensor sensitivity includes retrieving a predetermined sensor sensitivity corresponding to the determined variance in the detected measured response. 8. The method of claim 1 further including determining a validity of the estimated sensor sensitivity. 9. The method of claim 1 further including determining analyte level based on the estimated sensor sensitivity. 10. The method of claim 1 wherein the sensor includes an analyte sensor. 11. An analyte sensor device, comprising: a processor configured to apply a control signal to the analyte sensor, detect a measured response to the control signal, determine a variance in the detected measured response, and estimate a sensor sensitivity based on the variance in the detected measured response. 12. The device of claim 11 wherein the processor is configured to vary the level of the control signal with time. 13. The device of claim 11 wherein the control signal includes a square wave signal. 14. The device of claim 13 wherein the processor is configured to apply the square wave signal to a poise voltage. 15. The device of claim 11 wherein the processor is configured to determine a work electrode current signal of an analyte sensor operatively coupled to the processor. 16. The device of claim 11 wherein the processor is configured to determine the variance based on comparing the difference between the beginning and end of the half duty cycle of the measured response to the control signal. 17. The device of claim 11 wherein the processor is configured to retrieve a predetermined sensor sensitivity corresponding to the determined variance in the detected measured response. 18. The device of claim 11 wherein the processor is operatively coupled to a data receiver unit configured to determine determining a validity of the estimated sensor sensitivity. 19. The device of claim 18 wherein the data receiver unit is configured to determine an analyte level based on the estimated sensor sensitivity. 20. The device of claim 11 wherein the processor is operatively coupled to a... | Abbott Diabetes Care Inc. | A61B005/00 C12M001/00 C12N009/00 C12N011/00 G01N001/00
US07335294 | B2 | 2008-02-26 | Integrated lancing and measurement device and analyte measuring methods | 2003-07-28 | An integrated lancing and measurement device is provided comprising a sensor designed to determine the amount and/or concentration of analyte in a biological fluid having a volume of less than about 1 μL. A piercing member is adapted to pierce and retract from a site on the patient to cause the fluid to flow therefrom, and the sensor is positioned adjacent to the site on the patient so as to receive the fluid flowing from the site to generate an electrical signal indicative of the concentration of the analyte in the fluid. The sensor is comprised of a working electrode comprising an analyte-responsive enzyme and a redox mediator, and a counter electrode. An analyte monitor is operatively connected to the sensor and adapted to measure the signal generated by the sensor. Also provided are analyte measuring methods that optionally employ the integrated lancing and measurement device. | 1. A device for determining the concentration of an analyte in a biological fluid from a patient, comprising: a piercing member sufficient to cause the fluid to flow from a site on the patient;a sensor sufficient to generate an electrical signal indicative of the concentration of the analyte in the fluid, the sensor comprising: a working electrode; a sensing layer; a counter electrode; and a measurement zone sized to contain a volume of less than about 1 μl; andan analyzer operatively connected to the sensor, andwherein the piercing member and the sensor are mechanically attached together to form an integrated unit that is disconnectable from said analyzer as said integrated unit. 2. The device of claim 1, wherein the piercing member is a lancet. 3. The device of claim 1, wherein the sensing layer comprises at least one agent sufficient for transferring electrons between the working electrode and analyte. 4. The device of claim 3, wherein the at least one agent comprises a redox mediator and/or an enzyme. 5. The device of claim 3, wherein the at least one agent comprises an enzyme selected from a lactase oxidase, a glucose oxidase, and a glucose dehydrogenase. 6. The device of claim 1, wherein the measurement zone is sized to contain a volume of less than about 0.5 μl. 7. The device of claim 1, wherein the sensor comprises a strip. 8. The device of claim 1, wherein the working electrode is on a first substrate and the counter electrode is on a second substrate. 9. The device of claim 1, wherein the working electrode and the counter electrode are coplanar. 10. The device of claim 1, wherein the sensor further comprises a third electrode. 11. The device of claim 1, the sensor being such that the signal generated by the sensor in connection with electrolysis of a buffer solution having a 10 mM concentration of the analyte is at least about nine times greater than the signal generated by the sensor in connection with electrolysis of the buffer solution absent the analyte. 12. The device of claim 1, further comprising a sorbent material for transporting the fluid from the site to the sensor. 13. The device of claim 12, wherein at least a portion of the sorbent material is disposed in the measurement zone. 14. The device of claim 1, further comprising means for transporting the fluid from the site to the sensor. 15. The device of claim 14, wherein the means for transporting comprises vacuum-producing means. 16. The device of claim 14, wherein the means for transporting comprises pressure application, vacuum creation, capillary action, or wicking action, or combinations thereof. 17. The device of claim 1, wherein the analyzer comprises an amperometric analyzer. 18. The device of claim 1, wherein the analyzer comprises a coulometric analyzer. 19. The device of claim 1, wherein the fluid comprises blood, interstitial fluid, dermal fluid, sweat, or tears, or combinations thereof. 20. The device of claim 1, wherein the analyte is selected... | Abbott Diabetes Care, Inc. | G01N027/327 A61B005/05
US07349728 | B2 | 2008-03-25 | Evaluation of images of the brain obtained by means of functional magnetic resonance tomography | 2002-09-12 | A method for evaluating an image (fMRI-image) of the brain that has been obtained by functional magnetic resonance tomography is provided. According to the method, a neuronal network is used to simulate the activities of the brain. Supposed disorders of the brain are simulated in the neuronal network (as a disturbed neuronal network). The activities determined in the brain can be artificially simulated in the model and its effect on the complex synergy of the areas of the brain can be quantified. The comparison with the fMRI image or fMRI activity pattern relating to the patient enables the cause of the disorders to be localized, thus leading to a successful diagnosis. | 1. A method for evaluating an image of the brain in a form of an fMRI image obtained by functional magnetic resonance tomography, comprising the steps of: a) using a neuronal network to simulate activities of the brain;b) simulating a disturbance suspected in the brain in the neuronal network by providing a disturbed neuronal network;c) comparing activity determined in the disturbed neuronal network with activity of the brain observed in the fMRI image; andd) from said comparing step creating a finding which provides assumed conclusions about disturbances in the brain, providing said finding to medical personnel as support for a diagnosis. 2. A method in accordance with claim 1, wherein the neuronal network used for simulation of the activity of the brain simulates the activity of the neurons in such a way that a majority of the neurons of the neuronal network are assembled into a plurality of pools; and further comprising the step of: simulating activity of the pools. 3. A method in accordance with claim 1, wherein the neuronal network used for simulation of the activity of the brain simulates the activity of the brain in such a way that the activity of the brain occurs in functionally differentiated areas. 4. A method in accordance with claim 2, further comprising the step of: selecting areas so that they each feature a plurality of pools. 5. A method according to claim 2, wherein said pools are in competition with each other for attention; and further comprising the step of: communicating said competition via at least one inhibitory pool which exercises an inhibitory effect on activity of the pools. 6. A method in accordance with claim 1, further comprising the steps of: analyzing activity of the brain during a seeing process; andusing a wavelet transformation in the neuronal network to analyze a recorded image of the brain activity. 7. A method according to claim 4, further comprising the steps of: analyzing activity of the brain during a seeing process; andidentifying an area of the neuronal network that has a function of identifying objects within a field of vision, said pools of said area being specialized in identifying specific objects in each case. 8. A method according to claim 7, further comprising the steps of: analyzing the activity of the brain during a seeing process; andidentifying an area of the neuronal network that has a function of identifying a location of a detectable object in a field of vision, said pools of said area being specialized in localization of objects at specific locations in the field of vision. 9. A method according to claim 7, wherein the neuronal network is designed so that attention is increased for a specific object to be identified or for a specific object to be localized. 10. An arrangement for evaluating an image of a brain in a form of an fMRI image obtained by functional magnetic resonance tomography, comprising: a) a neuronal network trained to simulate activity of the brain;b) means for si... | Siemens Aktiengesellschaft | A61B005/055
US08105476 | B2 | 2012-01-31 | Integrated lancing and measurement device | 2007-07-30 | An integrated lancing and measurement device is provided comprising a sensor designed to determine the amount and/or concentration of analyte in a biological fluid having a volume of less than about 1 μL. A piercing member is adapted to pierce and retract from a site on the patient to cause the fluid to flow therefrom, and the sensor is positioned adjacent to the site on the patient so as to receive the fluid flowing from the site to generate an electrical signal indicative of the concentration of the analyte in the fluid. The sensor is comprised of a working electrode comprising an analyte-responsive enzyme and a redox mediator, and a counter electrode. An analyte monitor is operatively connected to the sensor and adapted to measure the signal generated by the sensor. Also provided are analyte measuring methods that optionally employ the integrated lancing and measurement device. | 1. An analyte measurement device for determining the concentration of glucose in blood from a patient, comprising: a sensor comprising:a working electrode, a counter/reference electrode, a redox mediator, a glucose-responsive enzyme, and a polymer, wherein said working electrode, counter/reference electrode, redox mediator, enzyme and polymer are in communication with a sample chamber of the sensor having a volume of less than about 0.5 μl; anda tapered tip comprising a sample application site; anda coulometer. 2. The sensor of claim 1, wherein the sensor is in the shape of a strip. 3. The sensor of claim 1, wherein the sensor includes a sorbent material for transporting blood to contact the working and counter electrodes. 4. The sensor of claim 3, wherein the sorbent material is contained in the sample chamber. 5. The sensor of claim 1, wherein the glucose-responsive enzyme comprises a glucose oxidase or a glucose dehydrogenase. 6. The sensor of claim 1, wherein the working electrode is on a first substrate and the counter electrode is on a second substrate. 7. The sensor of claim 1, wherein the polymer is poly(4-vinyl pyridine) (PVP) or poly(l-vinyl imidazole) (PVI). 8. The sensor of claim 1, wherein the sensor further comprises a third electrode. 9. The sensor of claim 1, wherein the charge generated by the sensor by electrolysis of a buffer solution comprising no glucose is no more than about 26% of the charge generated by electrolysis of a buffer solution comprising 6 mM glucose. 10. The sensor of claim 1, wherein the charge generated by the sensor by electrolysis of a buffer solution comprising no glucose is no more than about 14% of the charge generated by electrolysis of a buffer solution comprising 10 mM glucose. 11. The sensor of claim 1, wherein the redox mediator comprises an osmium complex, a ferrocyanide, or a ferricyanide. 12. The sensor of claim 1, wherein the working electrode is constructed of a material selected from gold, carbon, platinum, ruthenium dioxide and palladium. 13. The sensor of claim 1, wherein the working electrode is separated from the counter/reference electrode by a distance of less than 200 micrometer. 14. A method for determining the blood glucose concentration in a patient, the method comprising: (a) providing a sensor comprising: a working electrode, a counter/reference electrode, a redox mediator, a glucose-responsive enzyme, and a polymer, wherein said working electrode, counter/reference electrode, redox mediator, enzyme and polymer are in communication with a sample chamber of the sensor having a volume of less than about 0.5 μl; anda tapered tip comprising a sample application site; and(b) determining the blood glucose concentration by coulometry. 15. The method of claim 14, wherein the method comprises contacting the patient with the sensor and then determining the blood glucose concentration. 16. The method of claim 14, wherein the charge generated by the sensor by electrolysis of a bu... | Abbott Diabetes Care Inc. | G01N027/327
US08838210 | B2 | 2014-09-16 | Scanned laser vein contrast enhancer using a single laser | 2007-01-31 | The present invention is a Miniature Vein Enhancer that includes a Miniature Projection Head. The Miniature Projection Head may be operated in one of three modes, AFM, DBM, and RTM. The Miniature Projection Head of the present invention projects an image of the veins of a patient, which aids the practitioner in pinpointing a vein for an intravenous drip, blood test, and the like. The Miniature projection head may have a cavity for a power source or it may have a power source located in a body portion of the Miniature Vein Enhancer. The Miniature Vein Enhancer may be attached to one of several improved needle protectors, or the Miniature Vein Enhancer may be attached to a body similar to a flashlight for hand held use. The Miniature Vein Enhancer of the present invention may also be attached to a magnifying glass, a flat panel display, and the like. | 1. A miniature vein enhancer, for use in imaging subcutaneous blood vessels of a target surface, said miniature vein enhancer comprising: an arrangement of one or more mirrors and one laser, said one laser configured to emit a beam consisting of light at a selective red wavelength being in the range of 630 nm to 750 nm, said beam of red laser light being received upon said one or more mirrors and thereby reflected onto a target surface to create a spot of light thereon, said spot of light being directed to move rapidly thereon in a pattern using said arrangement of one or more mirrors and a mirror drive system, said mirror drive system configured to drive said arrangement of one or more mirrors to move selectively to repetitively generate a sequentially growing and collapsing pattern of said selective red wavelength of light, said mirror drive system further configured to drive said arrangement of one or more mirrors to amplitude modulate said growing and collapsing pattern at a rate of at least 30 Hz, said growing and collapsing pattern of said selective wavelength of red light configured to image the blood vessels through differential absorption; and said miniature vein enhancer comprising means for adjusting power to said one laser, to selectively adjust an intensity of said beam of laser light to change the depth of penetration through the skin of the target surface. 2. The miniature vein enhancer according to claim 1 wherein said growing and collapsing pattern comprises one or more patterns being from the group of patterns consisting of: an ellipse pattern; a circle pattern; and a spiral pattern. 3. The miniature vein enhancer according to claim 2 wherein said arrangement of one or more mirrors moving selectively comprises: said mirror arrangement being a mirror arrangement selected from the group of mirror arrangements consisting of: a single moving mirror configured to oscillate about two axes to produce said pattern; anda first moving mirror configured to move about a first axis, said first moving mirror being selectively angled to reflect said beam of light from said laser to a second moving mirror, said second moving mirror configured to move about a second axis, said beam of light being reflected from said second moving mirror toward the target surface, said motion of said first and second mirrors configured to cooperate to move said directed spot of light to produce said pattern. 4. The miniature vein enhancer according to claim 3 wherein said one or more mirrors are configured to move at a respective resonant frequency. 5. The miniature vein enhancer according to claim 4 wherein said selective wavelength of laser light is in the range of 630 nm to 750 nm. 6. The miniature vein enhancer according to claim 5 wherein said collapsing pattern generated by said one or more mirrors moving selectively is a non-repetitive pattern. 7. The miniature vein enhancer according to claim 1, wherein said one or more movable mirrors comprises a f... | AccuView, Inc. | A61B006/00 A61B005/00 A61M005/42
US08620408 | B2 | 2013-12-31 | Method for representing two-dimensional projection images and objects corresponding thereto | 2007-05-31 | 2-D projection images show the variation over time of the distribution of a contrast medium in an examination subject. Each projection image comprises pixels having pixel values corresponding to one another in the projection images that are determined by identical areas of the examination subject. A computer subdivides an image that is to be displayed from the projection images into parcels in one perfusion region. For each parcel, the computer determines a characteristic value and, based on the characteristic value, a projection color. It assigns the projection color to the parcel. The characteristic value is determined based on the pixel values occurring in the parcel of the projection image or their differences from the pixel values of a corresponding parcel of another projection image. The computer outputs a subarea of the projection image containing the perfusion region. It represents each parcel of the perfusion region in its assigned projection color. | 1. A method for representing two-dimensional projection images of an examination object showing a variation of a distribution of a contrast medium over time in the examination object, comprising: subdividing a two-dimensional project image that is to be displayed from the two-dimensional projection images into a grid pattern having a plurality of parcels in a perfusion region of the examination object, wherein each of the parcels has a predetermined shape and each parcel includes a plurality of pixels;determining a characteristic value for each parcel in the perfusion region;determining a projection color for the each parcel based on the characteristic value;assigning the projection color to the each parcel;outputting a subarea of the two-dimensional projection image comprising the perfusion region with the each parcel in the perfusion region being represented by the assigned projection color;providing a computer for performing said steps of subdividing a two-dimensional project image, determining a characteristic value, determining a projection color, assigning the projection color and outputting a subarea of the two-dimensional projection image; andrecording the two-dimensional projection images on an image recording device. 2. The method as claimed in claim 1, wherein the examination object comprises a vascular system and surroundings of the vascular system. 3. The method as claimed in claim 1, wherein the characteristic value is determined based on pixel values occurring in the each parcel of the two-dimensional projection image or differences of pixel values of the each parcel between the two-dimensional projection image and another two-dimensional projection image from the two-dimensional projection images, andwherein the pixel values are determined by at least essentially locally identical areas of the examination object. 4. The method as claimed in claim 1, wherein a portion of the two-dimensional projection image outside the perfusion region is represented in black/white or as a grayscale image. 5. The method as claimed in claim 4, wherein the portion of the two-dimensional project image is subdivided into a further plurality of parcels and each of the further parcels is assigned a grayscale value or a black/white value. 6. The method as claimed in claim 1, wherein the perfusion region is specified by a user or automatically determined by a computer. 7. The method as claimed in claim 1, wherein an evaluation core of the two-dimensional projection image is determined by a pixel and is identical for all the two-dimensional projection images, andwherein whether the pixel belongs to the perfusion region is determined based on a variation over time of pixel values of the pixel in the evaluation core. 8. The method as claimed in claim 7, wherein the evaluation core corresponds to one of the parcels comprising the pixel. 9. The method as claimed in claim 1, wherein an overall perfusion is determined by adding up: pixel values of each pi... | Siemens Aktiengesellschaft | A61B005/055
US08075492 | B2 | 2011-12-13 | Automatic decompression valve for sphygmomanometer with extension spring | 2006-12-15 | Disclosed is an automatic decompression valve for sphygmomanometer with an extension spring, which can decompress pressure at a constant without control of the decompression vale of the sphygmomanometer, and be used uprightly regardless of a peripheral circumstance. The automatic decompression valve includes: a valve body having an inlet through which air is introduced from a cuff therein, and an outlet through which the introduced air is exhausted; a piston having a piston shaft for moving toward the outlet in the valve body; a spring having one end connected to the piston; a three-way valve provided with a connector with which the valve body is assembled, and air inlet and outlet, the three-way valve being connected to the other end of the spring; and a support for supporting the three-way valve. | 1. An automatic decompression valve for a sphygmomanometer using an extension spring, the valve comprising: a valve body, comprising a first inlet configured to receive air from a cuff, and a first outlet through which the air is exhausted;a piston comprising a piston shaft configured to move within the outlet in the valve body;a spring comprising a first end coupled to the piston;a three-way valve comprising a connector to which the valve body is coupled, a second inlet, and a second outlet, the three-way valve being connected to a second end of the spring; anda support configured to support the three-way valve;wherein the second end of the spring is coupled to the three-way valve by a thin plate, the thin plate being folded and inserted into the connector of the three-way valve in parallel with a direction of air flow through the connector so as to connect the spring to the three-way valve. 2. The automatic decompression valve as claimed in claim 1, wherein the valve body has a protrusion at an upper portion of the valve body, the protrusion extending into the valve body and having an air exhaust hole formed through the protrusion. 3. The automatic decompression valve as claimed in claim 1, wherein the support has supporting members that define a reception space in which the three-way valve is received. 4. The automatic decompression valve as claimed in claim 3, wherein the reception space has a diameter smaller than an outer diameter of the three-way valve. 5. The automatic decompression valve as claimed in claim 3, wherein the three-way valve is pivotally received in the reception space. 6. The automatic decompression valve as claimed in claim 1, wherein the support is connected to a pedestal. 7. The automatic decompression valve as claimed in claim 6, wherein the support and the pedestal are integrally formed. 8. The automatic decompression valve as claimed in claim 4, wherein the three-way valve is pivotally received in the reception space. | Un Jong Cha | A61B005/02
US07979103 | B2 | 2011-07-12 | Catheter-free implantable needle biosensor | 2005-10-29 | Electrochemical biosensors consisting of two or more needle-shaped electrodes for monitoring of molecules such as glucose in the subcutaneous tissue are provided. The two electrodes are parallel to each other, and are fixed perpendicularly to the planar side of a sensor base which provides skin fixation and electric connection. The needle electrodes are made of rigid conducting materials, capable of inserting into the skin without the need of catheters. One electrode is the sensing electrode and the other, the reference electrode. A compound sensing membrane is attached onto the sensing electrode surface to detect analyzed molecules. | 1. A percutaneously implanted miniature sensor assembly, comprising a base, an anode, a reference cathode, an assisting cathode, a first contact plate, a second contact plate and a third contact plate; wherein the base further comprises a first mounting hole surface, a second mounting hole surface, a third mounting hole surface, a base top surface and a base bottom surface, wherein the first mounting hole surface defines a first mounting hole, the second mounting hole surface defines a second mounting hole, and the third mounting hole surface defines a third mounting hole; wherein the first contact plate further comprises a first plate mounting surface defining a first plate mounting hole, the second contact plate further comprises a second plate mounting surface defining a second plate mounting hole, and the third contact plate further comprises a third plate mounting surface defining a third plate mounting hole respectively; wherein the first contact plate, the second contact plate and the third contact plate are set on the base on the base top surface, wherein the first plate mounting hole, the second plate mounting hole, the third plate mounting hole are in line with the first mounting hole, the second mounting hole and the third mounting hole respectively; wherein the anode, the referencing cathode and the assisting cathode are in needle shape and implantable in a body, wherein the upper end of the anode penetrated the first plate mounting hole and the first mounting hole, the upper end of the referencing cathode penetrated the second plate mounting hole and the second mounting hole, and the upper end of the assisting cathode penetrate the third plate mounting hole and the third mounting hole, wherein the top of the anode, the referencing cathode and the assisting cathode are connected with the first contact plate, the second contact plate, and the third contact plate by electric conductive material, wherein the anode, the referencing cathode and the assisting cathode are perpendicular to the base bottom surface respectively. | San Meditech (Huzhou) Co., Ltd. | A61B005/05
US08795176 | B2 | 2014-08-05 | Integrated sample acquisition and analyte measurement device | 2007-07-30 | A region of skin, other than the fingertips, is stimulated. After stimulation, an opening is created in the skin (e.g., by lancing the skin) to cause a flow of body fluid from the region. At least a portion of this body fluid is transported to a testing device where the concentration of analyte (e.g., glucose) in the body fluid is then determined. It is found that the stimulation of the skin provides results that are generally closer to the results of measurements from the fingertips, the traditional site for obtaining body fluid for analyte testing. | 1. A method of determining a concentration of glucose in blood, comprising: manually rubbing a region of skin other than the fingertips for at least 1 second, wherein the region of skin is not heavily supplied with near-surface capillary vessels;after manually rubbing, creating an opening in the region of skin by contacting the region of skin with a skin piercing member and furnishing no more than 1 microliter of blood sample at the opening;contacting a measuring device comprising a sensor to the blood sample;transporting the blood sample to a sample chamber of the sensor; anddetermining the concentration of glucose in the blood sample using the sensor and measuring device, wherein the glucose concentration is at least 10% nearer a concentration determined from blood obtained from a fingertip than a determination of the concentration of glucose from blood obtained from the region of skin without manually rubbing. 2. The method of claim 1, wherein the creating of the opening in the region of skin comprises lancing the region of skin. 3. The method of claim 1, wherein the transporting the blood sample to the sensor strip comprises transporting no more than 0.5 microliter of the blood sample to the sensor. 4. The method of claim 1, wherein the transporting the blood sample to the sensor comprises transporting no more than 0.25 microliter of the blood sample to the sensor. 5. The method of claim 1, wherein the step of manually rubbing a region of skin comprises stimulating a region of skin on a forearm. 6. The method of claim 1, wherein the step of manually rubbing a region of skin comprises stimulating a region of skin on a calf. 7. The method of claim 1, wherein the step of manually rubbing a region of skin comprises stimulating a region of skin on a thigh. 8. The method of claim 1, wherein the step of manually rubbing a region of skin comprises stimulating a region of skin on a hand. 9. The method of claim 1, wherein the step of manually rubbing a region of skin comprises stimulating a region of skin on a portion of an upper arm. 10. The method of claim 1, wherein the step of manually rubbing a region of skin comprises stimulating a region of skin on an abdomen. 11. The method of claim 1, wherein the sensor is a side-fill electrochemical sensor. 12. The method of claim 1, wherein the sensor is a tip-fill electrochemical sensor. 13. The method of claim 1, wherein the sensor comprises coplanar electrodes. 14. The method of claim 1, wherein the sensor comprises facing electrodes. | Abbott Diabetes Care Inc. | A61B005/00 A61B005/05 G01F001/64
US08562566 | B2 | 2013-10-22 | Stent delivery and guidewire guidance system | 2005-02-28 | A system for controlling multiple guidewires comprises a guiderail, which has a housing that defines a first guidewire lumen and a second guidewire lumen. The guidewire lumens extend through the entire length of the guiderail. The guiderail housing further defines a first longitudinal opening that extends from the first guidewire lumen to the exterior of the guiderail, and a second longitudinal opening that extends from the second guidewire lumen to the exterior of the guiderail. | 1. A system for advancing a medical device over multiple guidewires, the system comprising: a first guidewire;a second guidewire;a guiderail having a length and including a guiderail housing, the guiderail housing defining a first guidewire lumen and a second guidewire lumen, both the first guidewire lumen and the second guidewire lumen extending the entire length of the guiderail, wherein the guiderail housing defines a first longitudinal opening extending from the first guidewire lumen to an exterior of the guiderail along the entire length of the first guidewire lumen and a second longitudinal opening extending from the second guidewire lumen to the exterior of the guiderail along the entire length of the second guidewire lumen, wherein the guiderail is configured to be advanced over at least one of the first guidewire and the second guidewire in a vessel; anda catheter having a first guidewire lumen configured to receive the first guidewire and a second guidewire lumen configured to receive the second guidewire, wherein the catheter is configured to be advanced over the first guidewire and the second guidewire to a target region in the vessel, wherein the advancement of the catheter over the first guidewire and the second guidewire pulls the first guidewire completely out of the first guidewire lumen through the first longitudinal opening and pulls the second guidewire completely out of the second guidewire lumen through the second longitudinal opening. 2. The system of claim 1 wherein the second guidewire is advanced through the second guidewire lumen of the guiderail after the guiderail is advanced over the first guidewire. 3. The system of claim 1 wherein the catheter and the guiderail are separate and distinct members. 4. The system of claim 1 wherein the guiderail further includes a stiffer segment, the stiffer segment being at least partially constructed of a material that is stiffer than that of the guiderail housing, the stiffer segment positioned substantially parallel to at least one of the first guidewire lumen and the second guidewire lumen. 5. The system of claim 4 wherein the stiffer segment is positioned between the first guidewire lumen and the second guidewire lumen of the guiderail housing. 6. The system of claim 4 wherein the first guidewire lumen and the second guidewire lumen of the guiderail housing are positioned on the same side of the stiffer segment. 7. The system of claim 1 wherein the catheter includes a balloon disposed about at least a portion of a distal region of the catheter, wherein the balloon is disposed coaxially with the first guidewire lumen of the catheter. 8. The system of claim 7 wherein the second guidewire lumen of the catheter is provided exterior to the balloon. 9. The system of claim 8 further comprising a stent disposed about at least a portion of the balloon. | Boston Scientific Scimed, Inc. | A61M005/178
US20080015460 | A1 | 2008-01-17 | Adaptive Data Analysis | 2006-12-01 | A diagnostic method and device to which the data analysis method of the invention is applied comprises selecting a number of biologically active points (BAPs), measuring the skin resistance at each one of the points relative to two fixed resistance values corresponding to a lower border and to an upper border of skin resistances, without stimulation and after stimulation, whereby to obtain two sets of measurement results, a first set for non-stimulated BAPs and a second set for the same BAPs after being stimulated, for each set calculating the average resistance for these points as a first and a second isoelectric line, respectively, for which a first and a second normal corridors are respectively defined. | 1-19. (canceled) 20. An improved data analysis method, useful in a diagnostic method comprising selecting X biologically active points (BAPs), measuring the skin resistance at each one of said points relative to two fixed resistance values corresponding to a lower border and to an upper border of skin resistances, without stimulation and after stimulation, whereby to obtain two sets of measurement results, a first set for non-stimulated BAPs and a second for the same BAPs after being stimulated, for each set calculating the average resistance for said points as a first and a second isoelectric line, respectively, for which a first and a second normal corridors are defined, respectively, the method being: (a) if the value of said first, and/or second isoelectric line, as the case may be, falls between the values of said lower border and said upper border, the corresponding normal corridor(s) remains unmodified, whereas if the value of said first, and/or second, isoelectric line falls below the value of said lower border, the corresponding normal corridor(s) is modified to have a narrower width, or, if the value of said first, and/or second, isoelectric line is greater than the value of said upper border, the corresponding normal corridor(s) is modified to have a larger width, the resulting modified width depending on the relationship existing between the value of a specific isoelectric line to the values of said lower and upper borders, and (b) Diagnostic conclusions are reached based on the measurement results before and after the stimulation, and on the first and/or second normal corridors, whether modified or unmodified, whichever the case maybe. 21. A method according to claim 20, wherein the diagnostic conclusions comprises: a. If a measurement result belonging to the first set falls outside the first modified, or unmodified, corridor, this result is considered a potential indicator of disease activity; and b. If the corresponding result belonging to the second set also falls outside the second modified, or unmodified, corridor, the potential indicator is considered as a true indication of the presence of a disease; otherwise, said potential indicator is a false indicator and is, therefore, disregarded. 22. A method according to claim 21, wherein the modification of the width of the first and/or second normal corridors is performed by: a. selecting one or more BAPs of interest and measuring the skin resistance at these points without stimulating them, whereby to obtain a first set of resistance results, said first set of results comprises a first group of measurement[i], where i=1, 2, , . . . , (up to i=X); b. calculating the isoelectric line (AV1) relating to the first group of measurements measurement[i] (i =1, 2, 3, . . . , X): AV⁢ ⁢1=(∑i=1x⁢measured⁡[i])/Xwhere ‘X’ is the number of the measured BAPs; c. modifying the normal corridor to obtain the corridor (IMC1) relating to the first isoelectric line (AV1) using the following rul... | - | A61B005/053
US20080020126 | A1 | 2008-01-24 | Compound for and method of developing latent fingerprints | 2007-05-17 | A latent fingerprint developing compound is formed by mixing cyanoacrylate, a solvent, and a fluorogenic reagent to provide a homogenous blend. The mixture is then solidified with the mixture having the characteristic of being capable of sublimating at a given temperature and in its sublimated state reacting with one or more of the constituent components of the residue of a latent fingerprint to form a discernable fluorescent image of the print. A latent fingerprint may be developed by exposing a substrate containing the latent print to the sublimated fumes of the compound. | 1. A method of making a latent fingerprint developer compound comprising: a) providing cyanoacrylate (CA) in liquid form; b) providing a fluorogenic reagent which is soluble in the CA and which will sublimate a given temperature, the reagent being capable of reacting with constituent components found in the residue of a latent fingerprint to provide a discernable fluorescent image of the print; c) mixing the CA and the fluorogenic reagent with a solvent to form a homogenous blend of the CA and reagent in solution; d) pouring the mixture while in a liquid form into one or more dispensers; and e) allowing the mixture to solidify. 2. The method of claim 1 wherein the fluorogenic reagent is one or more of the following reagents: acridine and its derivatives, rhodamine dyes, 2-(2-hydroxyphenyl)-benzoxazole, 2-(2-hydroxyphenyl)benzothiazole, coumarin compounds such as 4-hydroxycoumarin and coumarins 1,2,4,6,7,30,102,120,138,151,152,153,307,314,334,337,338, and 343, benzotriazole, 2-chloro-mercaptobenzoxazole, 2-phenylbenzothiazole, 2-phenylbenzaxazole, 8-hydroxyquinoline, 8-hydroxyquinaldine, anthracene and its derivatives, naphthalene and its derivatives, 4-(dimethylamino)cinnamaldehyde, fluorescamine, phthalic dicarboxaldehyde, naphthoquinone-4-sulfonic acid, dansyl chloride and other dansylated compounds, 4-chloro-7-nitrobenzofurazan, 4-dimethyaminobenzaldehyde, 5,6-dimethylbenzimidazole, 5-chloro-2-methylbenzothiazole, chrysene, 4-hydroxybenzaldehyde, nicotinamide, and camphor; anthranilic acid, 1,4-naphthoquinone, benzanthrone, tetracene, pentacene, 2-(2-hydroxy-4-methylphenyl)-4-(3)-quinazolone, 2-(3,5-dichloro-2-hydroxyphenyl)-4-(3)-quinazolone, 2-(5-chloro-2-hydroxyphenyl)-4-(3)-quinazolone, 2-(2-hydroxy-3-methylphenyl)-4-(3)-quinazolone, 2-(4-ethyl-2-hydroxyphenyl)-4-(3)-quinazolone, anthraquinone, 1,4-benzoquinone, and salicylic acid; and thiazoles, liposomes (e.g. Nile Red), stilbenes, azos, azolines, and conjugated polycyclic aromatic compounds containing at least three fused rings that include without limitation anthracene, benzanthracene, pentacene, substituted pentacene, naphthacene, phenacene, substituted phenacene, and derivatives thereof. 3. The method of claim 1 wherein the fluorogenic reagent is one or more of the following reagents: 4-(dimethylamino)cinnamaldehyde, 8-hydroxyquinoline, Nile Red, Coumarin 1, MBD (7-mehtoxybenzylamino-4-nitrobenzoxadiazole), carbazole, rhodamines, Dansyl chloride, fluorescamine, 2-(2-hydroxyphenyl)benzoxazole and other low molecular weight benzoxazoles—non-specific Coumarin, 2-)2-hydroxyphenyl)benzothiazole and other low molecular weight benzothiazoles. 4. The method of claim 1 wherein the fluorogenic reagent is 2-(2-hydroxyphenyl)benzothiazole. 5. The method of claim 1 wherein the fluorogenic reagent is Spectrafluor CO Yellow 6 (a roumarin dye-stuff distributed by Spectra Colors Corp.). 6. The method of claim 1 wherein the solvent is selected from one or more of the following solvents: ... | Armor Holdings Forensics LLC | A61B005/117
US20080027347 | A1 | 2008-01-31 | Minimally Invasive Monitoring Methods | 2007-06-21 | The present invention provides methods for minimally invasive, long term monitoring of a physiological signal (e.g., neural signals) from a patient. In preferred embodiments, neural signals are sampled from the patient with an externally powered, leadless implanted device and are transmitted to an external device for further processing. | 1. A method of recording neural signals from a patient, the method comprising: receiving a wireless signal that interrogates an electronic component of an implanted device that is positioned between the patient's scalp and an outer surface of the skull; sampling the neural signal of the patient with electrodes coupled to the electronic components of the implanted device; and substantially continuously transmitting a wireless signal that is encoded with data that is indicative of the sampled neural signal from the implanted device to an external device, wherein the wireless signal that is encoded with data that is indicative of the sampled neural signal is derived from the wireless signal received. 2. The method of claim 1 wherein the implanted device is leadless. 3. The method of claim 2 wherein minimally invasively implanting the leadless device between the patient's scalp and skull comprises accessing a space between the patient's scalp and skull with an introducer and injecting the leadless device into the space through a lumen of the introducer. 4. The method of claim 3 wherein the implanted leadless device is implanted over a temporal lobe of the patient's brain. 5. The method of claim 1 wherein sampling the neural signal of the patient is performed substantially continuously for a time period of at least one day. 6. The method of claim 1 wherein the neural signal comprises an extracranial EEG signal. 7. The method of claim 1 further comprising extracting desired features from the neural signal prior to transmitting, wherein the wireless signal transmitted to the external device is also encoded with the extracted feature. 8. The method of claim 1 wherein the received wireless signal provides power to the electronic components of the implanted device. 9. The method of claim 1 wherein the received wireless signal and transmitted wire signal are radiofrequency signals. 10. A method of performing brain activity monitoring with a device that is external to a patient, the method comprising: generating a wireless signal that is configured to provide power to an implanted device and initiate sampling of a neural signal with the implanted device; receiving a substantially continuous wireless data signal from the implanted device that is encoded with a sampled neural signal; processing the received data signal in the device that is external to the patient; and storing the processed data signal in a memory. 11. The method of claim 10 wherein the implanted device is leadless and the generated wireless signal and received wireless data signal are radiofrequency signals. 12. The method of claim 10 wherein processing the received data signal comprises extracting features from the neural signal and classifying the extracted features to estimate the patient's brain state that is indicative of the patient's propensity for a neurological event. 13. The method of claim 12 further comprising generating an output on a user interface of t... | Neuro Vista Corporation, a Delaware Corporation | A61B005/0476
US20080027358 | A1 | 2008-01-31 | Morphometry of a Bodily Hollow System | 2005-06-30 | The present invention relates to the determining of morphometric properties of bodily hollow systems at the natural state or during distension of the organ using a balloon or bag. A method of obtaining morphometric measures of a hollow internal organ is disclosed. The method comprising the steps of introducing from an exteriorly accessible opening of a bodily hollow system a catheter into the hollow system, the catheter being provided with one or more inflatable balloons situated between a proximal end and a distal end of the catheter, subsequently inflating at least one of the balloons in the hollow internal organ at least until the balloon abuts an inner wall of the hollow system and determining at least one morphometric parameter at a level of inflation. Moreover, the invention relates to an apparatus for measurement of morphometric data of a bodily hollow system. | 1. A method of obtaining morphometric measures of a hollow internal organ, the method comprising the steps of: introducing from an exteriorly accessible opening of a bodily hollow system a catheter into the hollow system, the catheter being provided with one or more inflatable balloons situated between a proximal end and a distal end of the catheter; inflating at least one of the balloons in the hollow internal organ at least until the balloon abuts an inner wall of the hollow system, so as to obtain a level of inflation of the at least one of the balloons; and determining at least one morphometric parameter at a level of inflation. 2-35. (canceled) 36. A method according to claim 1, wherein the determined morphometric parameter is selected from the group consisting of: wall thickness, layer thickness, inner and outer surface areas, areas of interfaces between layers and inner and outer circumferences, circumferences of interfaces between layers, wall volume, layer volume, wall cross-sectional area, layer cross-sectional area, luminal cross-sectional area, luminal diameter, and other measures. 37. A method according to claim 1, wherein the at least one morphometric parameter is obtained from medical imaging of the balloon. 38. A method according to claim 1, wherein the at least one morphometric parameter is obtained from medical imaging of the hollow organ. 39. A method according to claim 37 or 38, wherein the medical imaging is obtained by using an imaging technique selected from the group consisting of magnetic resonance scanning, X-rays and fluoroscopy in one or more planes, CT scanning, ultrasound, and other imaging means. 40. A method according to claim 1, wherein the balloon is inflated, while the organ is under the influence of relaxing or stimulating drugs or chemicals. 41. A method according to claim 1, wherein the morphometric parameter is correlated to a measurement of pressure in the balloon or dimension of the balloon, so as to obtain a correlation between the inflation level and the morphometric parameter. 42. A method according to claim 1, wherein the balloon is inflated, while a liquid or gas is infused into the organ under study. 43. A method according to claim 1, wherein at least one of the parameters: tensions, stresses, strains, or elastic stiffness, in one or more directions and possibly in different layers, is evaluated from equilibrium analysis or by finite element analysis of the morphometric parameter. 44. A method according to claim 1, wherein electrodes are placed on the outside of at least one of the balloons for establishment of at least one morphometric parameter by measurement of one or more wall impedances or conductances. 45. A method according to claim 44, wherein the one or more wall impedances or conductances are correlated to the level of inflation or derived from mechanical parameters. 46. A method according to claim 45, wherein the one or more wall impedances or conductances are corr... | DITENS A/S | A61B005/103 A61B005/04 A61B005/05
US20080039703 | A1 | 2008-02-14 | Sensor | 2004-10-19 | A physiological sensing device comprises an electrical sensor (4) for insertion into the tissue of a live animal and which measures the partial pressure of carbon dioxide in the animal tissue. The device also includes an electrical cable (6) connected electrically at its distal end to the sensor (4). The cable (6) is surrounded by a sheath (28). The sheath (28) has several flexible portions (30) separated by longitudinal slits (29). Movement of the proximal end of the sheath (28) towards its distal end shortens the distance between the ends of the flexible portions (30) and causes them to bow outwardly. The sensor (4) can be retained in animal tissue by the bowed flexible portions (30). | 1. A physiological sensing device comprising: an electrical sensor dimensioned for insertion into the tissue of a live animal with minimal disruption to the tissue and configured to measure electrically at least one physiological parameter of the tissue, such as the partial pressure of carbon dioxide, the partial pressure of oxygen, temperature, pH or glucose concentration;an electrical cable for communicating signals from the sensor and connected electrically at its distal end to the sensor; anda sheath mechanically connected to the sensor and extending with and surrounding at least a portion of the length of the cable,wherein the sheath comprises a plurality of substantially longitudinally extending flexible portions separated by a plurality of longitudinal slits, such that movement of the proximal end of the sheath towards the distal end of the sheath shortens the distance between the ends of the flexible portions and causes the flexible portions to project outwardly and thereby increase the effective diameter of the sheath in the region of the flexible portions, such that the sensor can be retained in animal tissue by the projecting flexible portions. 2. A device as claimed in claim 1 further comprising a line mechanically connected to the distal end of the sheath and extending longitudinally with the cable for assisting in pulling the distal end of the sheath towards the proximal end thereof. 3. A device as claimed in claim 1, wherein the cable is surrounded only by the sheath. 4. A device as claimed in claim 1 having a maximum diameter, with the flexible portions flush with the sheath, of 2 mm, preferably 1 mm. 5. A device as claimed in claim 1, wherein the sensor is a sensor for the partial pressure of carbon dioxide (pCO2) and comprises two spaced electrodes in a chamber containing water, the chamber being bounded at least partially by a carbon dioxide permeable membrane. 6. A device as claimed in claim 5, wherein the sheath forms the carbon dioxide permeable membrane. 7. A physiological sensing device comprising: a sensor for the partial pressure of carbon dioxide (pCO2) having two spaced electrodes in a chamber containing water, the chamber being bounded at least partially by a carbon dioxide permeable membrane;an electrical cable connected electrically at its distal end to the electrodes; anda sheath extending with and surrounding at least a portion of the length of the cable,wherein the sheath forms the carbon dioxide permeable membrane. 8. A device as claimed in claim 7 comprising a plurality of sensors for respective physiological parameters. 9. A device as claimed in claim 7 comprising a temperature sensor. 10. A physiological sensing device comprising: an electrical sensor dimensioned for insertion into the tissue of a live animal with minimal disruption to the tissue and configured to measure electrically at least one physiological parameter of the tissue, such as the partial pressure of carbon dioxide, the partial pres... | - | A61B005/1473
US20080077053 | A1 | 2008-03-27 | Method for Vaginal Skin Biomechanical Evaluation | 2006-09-05 | A method and technique to measure vaginal skin biomechanical properties in vivo by applying a temporary deforming force to the vaginal skin while using sensors to monitor and record the vaginal skins response to the deforming force as well as how it responds after the deforming force is removed. By placing a female participant in the correct anatomical position and employing a vaginal biomechanical evaluation tool to temporarily distort and measure the vaginal skin an examiner is able to obtain measurements for biomechanical properties of the vaginal skin. These measurements may allow clinicians and medical researchers to understand a woman's vaginal tissue quality, response to treatment, and risk for future pelvic floor disorders more completely in order to take appropriate prophylactic or corrective action. | 1. A method to measure vaginal skin biomechanical properties of a female subject comprising the steps of: positioning the female subject so that the vagina is accessible;inserting a biomechanical evaluation tool into the female subject's vagina;applying a temporary deforming force to the vaginal skin with the biomechanical evaluation tool; anddetecting the vaginal skins' response to the deforming force. 2. The method of claim 1, wherein the step of detecting the vaginal skins' response to the deforming force is performed before the deforming force is removed. 3. The method of claim 1, wherein the step of detecting the vaginal skins' response to the deforming force is performed after the deforming force is removed. 4. The method of claim 1, wherein the step of detecting the vaginal skins' response to the deforming force is performed before and after the deforming force is removed. 5. The method of claim 1, wherein the force used to temporarily deform the vaginal skin is vacuum negative pressure. 6. The method of claim 1, wherein the force used to temporarily deform the vaginal skin is indentation or physical impact based force. 7. The method of claim 1, wherein the force used to temporarily deform the vaginal skin is one or more of: positive air pressure, rotational torsion, direct vaginal skin surface grasping with subsequent traction, or stretching the vaginal skin surface parallel to the skin surface. 8. The method of claim 1, wherein the vaginal wall is not inspected before biomechanical measurements are taken. 9. The method of claim 1, wherein the measure of vaginal skin biomechanical properties are used to evaluate a woman's risk for pelvic floor disorders such as urinary incontinence, anal incontinence, dyspareunia, pelvic organ prolapse, and vaginal atrophy. 10. The method in claim 1. wherein the measure of vaginal skin biomechanical properties are used to evaluate a woman's risk for cervical incompetence. 11. The method of claim 1, wherein the vaginal skin biomechanical properties are used to evaluate a woman's response to hormonal, medical, or surgical treatment. 12. The method of claim 1, wherein vaginal biomechanical properties are used as a surrogate measurement for underlying vaginal connective tissue, such as collagen and elastin, quality and strength. 13. The method of claim 1, wherein the deforming force is maintained at a constant for at least a period of time while applied to the vaginal skin. 14. The method of claim 1, wherein the deforming force is increased for at least a period of time while applied to vaginal skin. 15. The method of claim 1, wherein the deforming force is decreased for at least a period of time while applied to vaginal skin. 16. The method of claim 1, wherein the deforming force is increased and decreased for at least a period of time while applied to vaginal skin. 17. The method of claim 1, wherein the vaginal biomechanical evaluation tool employs infrared sensors to measure the skins' resp... | - | A61B005/103
US20080064940 | A1 | 2008-03-13 | Sensor cable design for use with spectrophotometric sensors and method of using the same | 2006-09-12 | A sensor cable is provided that includes a sensor point of attachment configured to attach to a spectrophotometric sensor, and a connector configured to attach to a patient monitor. The sensor cable includes a coiled portion between the sensor point of attachment and the monitor connector. A sensor assembly and system including such a cable are also provided. | 1. A sensor assembly, comprising: a sensor body of a spectrophotometric sensor; anda sensor cable comprising a coiled portion. 2. The sensor assembly of claim 1, wherein the sensor body comprises an overmolded coating. 3. The sensor assembly of claim 1, wherein the sensor body comprises one or more light emitting diodes and a photodetector. 4. The sensor assembly of claim 1, wherein the sensor assembly comprises at least one of a pulse oximetry sensor, a sensor for measuring a water fraction, or a combination thereof. 5. The sensor assembly of claim 1, wherein the coiled portion is approximately 2 inches long or greater. 6. The sensor assembly of claim 1, wherein the coiled portion is approximately one-quarter of the length of the sensor cable. 7. The sensor assembly of claim 1, wherein the coiled portion is approximately one-half of the length of the sensor cable. 8. The sensor assembly of claim 1, wherein the coiled portion is substantially all of the length of the sensor cable. 9. The sensor assembly of claim 1, wherein the coiled portion allows rotation of one end of the cable without rotational tension at the other end. 10. The sensor assembly of claim 1, wherein the coiled portion absorbs longitudinal tension to reduce longitudinal tension at one or both ends. 11. A monitoring system, comprising: a monitor;a sensor assembly adapted to be coupled to the monitor, the sensor assembly comprising: a sensor body of a spectrophotometric sensor; anda sensor cable comprising a coiled portion. 12. The sensor assembly of claim 11, wherein the sensor body comprises an overmolded coating. 13. The sensor assembly of claim 11, wherein the sensor body comprises one or more light emitting diodes and a photodetector 14. The sensor assembly of claim 11, wherein the sensor assembly comprises at least one of a pulse oximetry sensor, a sensor for measuring a water fraction, or a combination thereof. 15. A method of connecting a sensor assembly to a monitor, comprising: placing a sensor assembly on a location on the body of a patient; andconnecting the sensor assembly to a monitor using a sensor cable comprising a coiled portion. 16. The method of 15, wherein the sensor assembly comprises a sensor body having an overmolded coating. 17. The sensor assembly of claim 15, wherein the sensor assembly comprises one or more light emitting diodes and a photodetector 18. The sensor assembly of claim 15, wherein the sensor assembly comprises at least one of a pulse oximetry sensor, a sensor for measuring a water fraction, or a combination thereof. 19. A sensor cable, comprising: a point of attachment configured to attach to a spectrophotometric sensor;a connector configured to attach to a patient monitor; anda coiled portion disposed between the point of attachment and the connector. 20. The sensor assembly of claim 19, wherein the coiled portion is approximately 2 inches long or greater. 21. The sensor assembly of claim 19, wherein the coiled portion i... | - | A61B005/1455
US20080021331 | A1 | 2008-01-24 | CHARACTERIZATION OF MOVING OBJECTS IN A STATIONARY BACKGROUND | 2007-08-15 | A method and system for determination and mapping the quantity of chromophores having a distinct spectrum attached to moving objects in an spectrally rich environment that may include multiple chromophores attached to stationary objects. An area of inters is imaged at different times and different wavelengths, and the spectral properties of the or more chromophores attached to the moving objects are separated from the stationary spectral properties of the background, followed by spectral analysis of the moving objects to determine their quantity. Application to the retinal vasculature is illustrated, showing the imaging, analyzing and quantifying of the oxygen saturation of retinal blood, resolved for the different vascular compartments—capillaries, arterioles, venules, arteries, and veins. Changes in the structure of the vascular environment are also determined, whether growth of new vessels or the elimination of existing ones, by the generation of path maps based on analysis of differential images taken at a single wavelength of the moving components in the blood flow. | 1-12. (canceled) 13. A method for characterizing material movement in an essentially stationary and unchanging spectral background, comprising the steps of: (i) producing at predetermined intervals of time, at least two images of said material in said background at a predetermined wavelength; (ii) comparing at least among each other, images obtained from at least one set of at least two of said at least two images for determining regions of said images having a changed intensity level over at least one of said predetermined intervals of time; (iii) superimposing said regions of said images in order to generate at least one path map of said material; and (iv) comparing said at least one path map with a previously obtained path map to determine changes in paths present in said background. 14. A method according to claim 13, wherein said material is blood and said essentially stationary and unchanging spectral background is tissue of a subject, and said path maps are maps of vascular paths present in the tissue of said subject. 15. A method according to claim 14, wherein said changes are at least one of the appearance of new vascular paths and the disappearance of previously present vascular paths. 16. A method according to claim 14, wherein said tissue is retinal. 17. A method according to claim 14, wherein said tissue is optically accessible tissue of an internal organ. 18. A method according to claim 17, wherein said optically accessible internal tissue is selected from the group consisting of esophageal, intestinal and brain tissue. 19. A method according to claim 14, wherein said tissue is the internal surface of a passageway. 20. A method according to claim 13, wherein said method is performed non-invasively. 21. A method according to claim 13 wherein said essentially stationary spectral background is obtained by post-processing alignment of slightly different images. 22. A method for characterizing material movement in an essentially stationary and unchanging spectral background, comprising the steps of: (i) producing at predetermined intervals of time, at least two images of said material in said background at a predetermined wavelength; (ii) comparing at least among each other, images obtained from at least one set of at least two of said at least two images for determining regions of said images having a changed intensity level over at least one of said predetermined intervals of time; (iii) superimposing said regions of said images in order to generate at least one path map of said material; and (iv) inspecting said at least one path map to determine the characteristics of paths present in said background. 23. A method according to claim 22, wherein said material is blood and said essentially stationary and unchanging spectral background is tissue of a subject, and said paths are vascular paths present in the tissue of said subject. 24. A method according to claim 23, wherein said characteristics are abnormalitie... | YEDA RESEARCH AND DEVELOPMENT CO. LTD. | A61B005/00
US20080051261 | A1 | 2008-02-28 | Exercise protocols for treadmills and bicycle ergometers for exercise, diagnostics and rehabilitation | 2007-08-14 | In exercise testing it is desirable to have an exercise protocol which helps to maximize the subject's ability to reach their peak workload. The exercise protocols taught here are designed to give exercise workloads which can be progressively graded and use natural cadences of walking and running to give a more comfortable pace at various workloads, and are performed over an adequate time. A lower extremity ergometry protocol method is also taught which gives a more accurate workload, and can help to minimize stress on the knees. This patent also teaches that ramping or workload for exercise protocols may be controlled by the physiologic response to the exercise. These protocols are also useful in exercise training and in rehabilitation. | 1. A method of exercising a subject, comprising the steps of: providing a treadmill, the treadmill having an adjustable speed and an adjustable slope; and providing a protocol for use with the treadmill, the protocol being configured to test a subject using the subject's substantially natural cadence at different workloads. 2. A method of exercising a subject, comprising the steps of: providing a treadmill, the treadmill having an adjustable speed and an adjustable slope; and providing a protocol for use with the treadmill, the protocol being configured to increase the subject's workload by decreasing the speed of the treadmill while increasing the slope of the treadmill during at least a portion of the exercise. 3. A method of exercising a subject, comprising the steps of: providing an exercise device, the exercise device having a variable speed and at least one of a variable slope and a variable resistance; determining a physiologic response of a subject using the exercise device; providing a protocol for use with the exercise device, the protocol being configured to control the workload of a subject based on a physiologic response of the subject; and varying at least one of the speed, the slope and the resistance of the exercise device based on the physiologic response of the subject. 4. The method of claim 3, wherein the physiologic response includes at least one of heart rate, cardiac output, respiratory rate, respiratory volume, expired respiratory gasses and the ratio of exhaled respiratory gasses. 5. A method of exercising a subject, comprising the steps of: providing a cycle ergometer, the cycle ergometer having a variable resistance and a variable cycling speed; providing a protocol for use with the cycle ergometer, the protocol being configured to increase the subject's workload by increasing the cycling speed resistance throughout a portion of the exercise. 6. An accessory for use with a treadmill, the accessory comprising: at least one hand hold configured to be grasped by a user; an attachment structure disposed in mechanical cooperation with the at least one hand hold and configured to be operatively coupled to a portion of a treadmill; and wherein the hand hold is substantially unsupported in the vertical direction. 7. The method of claim 1, wherein the protocol is configured to adjust the speed of the treadmill based on the subject's substantially natural cadence at a given slope of the treadmill. 8. The method of claim 1, wherein the protocol is configured to adjust the speed of the treadmill based on a natural speed for ambulation at the particular slope of the treadmill. 9. The method of claim 1, further including increasing the workload by increasing the speed of the treadmill after the slope is at least about 20%. 10. The method of claim 2, further including increasing the workload by increasing the speed of the treadmill after the slope is at least about 20%. 11. The method of claim 1, wherein the p... | - | A63B022/02 A61B005/00
US20080058652 | A1 | 2008-03-06 | Medical Devices | 2005-11-04 | There is provided a medical device for implantation in a body including: a substrate formed from a material capable of acting as an active sensing material for sensing a physiologically or clinically relevant parameter; at least one sensor for sensing a physiologically or clinically relevant parameter, each sensor including a portion of the substrate which is configured to act as an active sensing material; and telemetric communication means coupled to said at least one sensor for telemetrically transmitting data related to a parameter sensed by the at least one sensor to a remote device. | 1. A medical device for implantation in a body including: a substrate formed from a material capable of acting as an active sensing material for sensing a physiologically or clinically relevant parameter; at least one sensor for sensing a physiologically or clinically relevant parameter, each sensor including a portion of the substrate which is configured to act as an active sensing material; and telemetric communication means coupled to said at least one sensor for telemetrically transmitting data related to a parameter sensed by the at least one sensor to a remote device. 2. A medical device according to claim 1 in which the telemetric communication means includes at least one antenna. 3. A medical device according to claim 2 in which the telemetric communication is disposed, at least in part, on the substrate. 4. A medical device according to claim 3 in which the antenna is disposed on the substrate. 5. A medical device according to claim 2 further including an additional substrate having the antenna formed thereon, the additional substrate contacting the substrate formed from a material capable of acting as an active sensing material. 6. A medical device according to claim 1, in which the substrate is substantially planar or bent from a substantially planar configuration. 7. A medical device according to claim 1, in which one face of the substrate has an earth plane disposed thereon. 8. A medical device according to claim 7 in which the telemetric communication means includes at least one antenna, the at least one sensor is disposed on a front face of the substrate, and the earth plane is disposed on a back face of the substrate so as to extend at least over a region which is in register with the area defined by the at least one antenna, and preferably, to extend additionally over a region which is in register with the area defined by a sensor. 9. A medical device according to claim 1, in which the at least one sensor is a piezoelectric sensor. 10. A medical device according to claim 9 in which the substrate is formed from a polymeric material capable of acting as an active piezoelectric sensing material. 11. A medical device according to claim 10 in which the polymeric material comprises PVDF. 12. A medical device according to claim 1, in which the at least one sensor senses pressure and/or acoustic signals. 13. A medical device according to claim 1, in which the telemetric communication means is a passive device, preferably a passive device which is powered by energy transmitted by a remote device. 14. A medical device according to claim 1, in which the telemetric communication means is a transponder. 15. A medical device according to claim 1, in which the telemetric communication means includes an RFID device. 16. A medical device according to claim 1, in which the telemetric communication means includes an integrated circuit. 17. A medical device according to claim 16 in which the integrated circuit is dis... | - | A61B005/0215
US20080039704 | A1 | 2008-02-14 | Calibration of analyte measurement device | 2007-04-23 | A calibration system suitable for calibrating non-invasive glucose concentration measurement systems includes one or more continuous glucose measurement devices with the ability to make continuous glucose concentration measurements at multiple regions. The system can accumulate measurement data over period of time and can process the accumulated measurement data to generate calibration related data which is used to adjust the values of one or more parameters in at least one glucose measurement device to achieve and maintain accurate performance of the continuous glucose concentration measurement device. | 1. A method for calibrating a glucose level measurement device comprising: measuring glucose levels in at least two different regions to form measurement data;accumulating said measurement data over a period of time to form accumulated data;processing said accumulated data to generate calibration data; andusing said calibration data to calibrate said glucose level measurement device. 2. The method of claim 1, wherein the glucose measurements at different regions are made concurrently. 3. The method of claim 1, wherein the glucose measurements at different regions are made continuously. 4. The method of claim 1, wherein the different regions are different depths within tissue. 5. The method of claim 1, wherein the different regions are tissue at different locations of the body. 6. The method of claim 1, wherein the different regions differ by one region being tissue and another region being blood. 7. The method of claim 1, wherein the accumulated measurement data is processed by correlating it with previously acquired measurement data. 8. The method of claim 1, wherein the accumulated measurement data is processed to determine temporal offset data. 9. The method of claim 8, wherein the temporal offset data is correlated with previously generated measurement data to generate calibration data. 10. The method of claim 1, wherein the calibration data is used to adjust parameters of a glucose level measurement device. 11. The method of claim 1, wherein the glucose level measurement device is a continuous glucose level measurement device. 12. The method of claim 1, wherein the glucose level measurement device is a continuous non-invasive glucose level measurement device. 13. A system for calibrating a glucose level measurement device, said system comprising: at least one monitor, said monitor containing electronic circuitry, operable to measure glucose levels in at least two different regions to form measurement data;an electronic memory operable to accumulate said measurement data over a period of time to form accumulated data;a processor operable to process said accumulated data to generate calibration data; andsaid electronic circuitry operable to access said calibration data and operable to adjust parameters depending on said calibration data to modify said monitor in its measurement of glucose levels whereby calibration of said glucose level measurement device is achieved. 14. An apparatus for calibrating a glucose level measurement device comprising: means for measuring glucose levels in at least two different regions to form measurement data;means for accumulating said measurement data over a period of time to form accumulated data;means for processing said accumulated data to generate calibration data;means for using said calibration data, wherein said use enables calibration of said glucose level measurement device. 15. The apparatus of claim 14, wherein the glucose measurements at different regions are made concurrently. 16. The... | - | A61B005/00
US07347826 | B1 | 2008-03-25 | Packaging sensors for long term implant | 2003-10-16 | According to this technique of packaging a sensor device implantable in a living body so as to provide protection of the sensor device and to the living body itself, an electrical conductor of the sensor device is sealed in an insulating substrate extending between proximal and distal ends. The distal end of the electrical conductor is externally connected to an external sensor on the sensor device and the proximal end of the electrical conductor is externally connected to a distal end of a lead wire extending proximally to a pulse generator and these connections are embedded in an insulative sheath. The external sensor, substrate, and insulative sheath are encapsulated in a thin film of hermetic material without interference with the lead wire. In another embodiment, a layer of insulating material may underlie the hermetic material to encapsulate the external sensor and the substrate. | 1. A pressure sensor device implantable in a living body, the pressure sensor device comprising: an insulating substrate that defines a feedthrough region, the insulating substrate having a first outer surface and a second outer surface, the first outer surface of the insulating substrate opposing the second outer surface of the insulating substrate;a pressure sensor having a first outer surface and a second outer surface, the first outer surface of the pressure sensor opposing the second outer surface of the pressure sensor, and the pressure sensor directly mounted on the insulating substrate such that the first outer surface of the pressure sensor is in contact with the second outer surface of the insulating substrate;an electrical conductor received in the feedthrough region;a bond wire connected to the electrical conductor and to the pressure sensor, wherein the bond wire is embedded in an insulative sheath;a lead connected to the electrical conductor and configured for connection to an implantable medical device; anda thin film of hermetic material encapsulating both the second outer surface of the pressure sensor and the first outer surface of the insulating substrate, an inner surface of the thin film directly contacting the second outer surface of the pressure sensor and the first outer surface of the insulating substrate to form a voidless encapsulation of the pressure sensor and the insulating substrate;wherein the thin film of hermetic material is a continuous thin film encapsulating both the second outer surface of the pressure sensor and the first outer surface of the insulating substrate. 2. The implantable sensor device as set forth in claim 1wherein the insulating substrate is composed of at least one of ceramic and glass. 3. The implantable sensor device as set forth in claim 1wherein the pressure sensor is an integrated pressure sensor and temperature sensor unit. 4. The implantable sensor device as set forth in claim 1wherein the hermetic material is at least one of titanium, gold, platinum, and carbon. 5. The implantable sensor device as set forth in claim 1wherein the thickness of the thin film of hermetic material is in the range of about 10 nm to 0.1 mm. 6. The implantable sensor device as set forth in claim 1and further comprising:a pad of conductive material intermediate, and in electrical continuity with, the lead and with the electrical conductor. 7. The implantable sensor device as set forth in claim 1wherein the lead is an implantable lead to pace and sense a heart. 8. The implantable sensor device as set forth in claim 1wherein the thin film of hermetic material in contact with the second outer surface of the pressure sensor is exposed to the living body, and wherein the second outer surface of the pressure sensor and the thin film of hermetic material in contact with the second outer surface of the pressure sensor deflect in response to pressure changes in the living body. 9. The implantable sensor device as... | Pacesetter, Inc. | A61B005/00 A61B005/04 A61B005/02
US07850621 | B2 | 2010-12-14 | Method and apparatus for body fluid sampling and analyte sensing | 2004-06-07 | A method of controlling a penetrating member is provided. The method comprises providing a lancing device comprising a penetrating member driver having a position sensor and a processor that can determine the relative position and velocity of the penetrating member based on measuring relative position of the penetrating member with respect to time; providing a predetermined velocity control trajectory based on a model of the driver and a model of tissue to be contacted. In some embodiments, a feedforward control to maintain penetrating member velocity along said trajectory. | 1. A method of controlling a penetrating member at a tissue site for receiving a body fluid from a wound created at the tissue site, the method comprising: (a) providing a lancing device that includes a penetrating member driver coupled to a position sensor and a processor, the position sensor and processor determining a relative position and velocity of the penetrating member based on measuring relative position of the penetrating member with respect to time;(b) launching the penetrating member from the lancing device;(c) measuring relative position of the penetrating member with respect to time with the processor and position sensor;(d) accelerating the penetrating member towards a target tissue;(e) in response to measuring relative position of the penetrating with respect to time using an adaptive control algorithm coupled to the penetrating driver to decelerate the penetrating member to follow a desired trajectory, wherein the penetrating member is not decelerated in a sudden manner where the target tissue bounds away from the penetrating member. 2. The method of claim 1 further comprising: using a planned velocity profile to reach a desired depth of penetration in the tissue site. 3. The method of claim 1 wherein a magnitude of a known value of deceleration is determined with the processor by the deceleration of the penetrating member due to intrinsic frictional forces of the lancing device alone. 4. The method of claim 1 further comprising using a look-up table to determine penetrating member settings based on a desired penetration depth. 5. The method of claim 1 wherein a magnitude of a known value of deceleration is determined by the processor by deceleration of the penetrating member due to intrinsic frictional forces of the lancing device alone. 6. The method of claim 5 wherein a magnitude of a known value of deceleration is determined empirically and implemented by the processor by observing a magnitude of deceleration of the penetrating member when the penetrating member is known to be making contact with the target tissue. | Pelikan Technologies, Inc. | A61B005/00 A61B017/32 A61B017/14 B65D081/00
US07749164 | B2 | 2010-07-06 | System and method for the processing of alarm and communication information in centralized patient monitoring | 2006-06-28 | A system and a method allowing a technician to monitor the condition of a plurality of patients and communicate their condition to an attending clinician. A centralized receiving station receives signals from each of the patients being monitored. A graphical user interface simultaneously displays an indication of patient condition for each of a plurality of patients. A technician utilizes this information to efficiently communicate the conditions of the patients to an attending clinician. | 1. A method of providing care to a plurality of patients, the patients being attended by a clinician, a patient condition for each of the patients being transmitted to a centralized location, the method comprising the steps of: receiving at a centralized location from a monitoring device a signal indicative of the patient condition from each of a plurality of patients;displaying a real time-based representation of each patient's condition to a technician on a monitoring display;sending a communication from the technician to the clinician via a communication platform upon a change in patient condition;displaying in real time on the monitoring display to the technician a record of the communication attempt, wherein the record includes a communication sent indicator;displaying to the technician an indication of the next probable action to expect for each of the plurality of patients in a next action column of the monitoring display; anddisplaying to the technician a patient metric in a metrics column, wherein the patient metric is one of an institutionally defined metric or a technician selected metric, further wherein all of the displaying steps occur simultaneously. 2. The method of claim 1 wherein the indication of the next probable action to expect is based upon analysis of normal workflow. 3. The method of claim 1 wherein the change in patient condition is a patient alarm. 4. The method of claim 3 further comprising the step of receiving a communication from the clinician in acknowledgement of the communication from the technician. 5. The method of claim 4 further comprising the step of displaying to the technician a record of the receipt of the communication from the clinician. 6. The method of claim 5 further comprising the step of escalating the alarm if no communication from the clinician is received. 7. A method of providing care to a plurality of patients, the patients being attended to by a clinician, the method comprising the steps of: transmitting a patient condition for each of the patients to a centralized location;receiving at the centralized location from a monitoring device a signal indicative of the patient's condition from each of the plurality of patients;displaying a real time-based representation of each of the patient's conditions on a monitoring display;monitoring for a change in the patient condition for any of the plurality of patients;sending a communication to the clinician via a communication platform upon a change in patient condition for any of the plurality of patients;displaying in real time a record of the communication attempt, wherein the record includes a communication sent indicator;displaying an indication of the next probable action to expect for each of the plurality of patients in a next action column of the monitoring display; anddisplaying to the technician a patient metric in a metrics column, wherein the patient metric is one of an institutionally defined metric or a technician selected metric, f... | The General Electric Company | A61B005/00
US07727148 | B2 | 2010-06-01 | Sensing system with auxiliary display | 2007-10-30 | A system is provided for sensing blood glucose data of a patient. The system includes a sensor, user interface, and an optional auxiliary device. If the connection between the sensor and user interface is by a wire, the sensor remains powered when the wire is disconnected. The communication between the sensor and the user interface may be wireless. The auxiliary device can be a patient monitor or other display or signal device, which displays information about the blood glucose data collected by the sensor. The sensor is connected to sensor electronics, which include a sensor power supply, a voltage regulator, and optionally a memory and processor. | 1. A system for sensing blood glucose concentration of a person, the system comprising: a sensor to sense blood glucose data;sensor electronics attached to the sensor and adapted to communicate with the sensor, the sensor electronics including a sensor power supply to supply power to the sensor, said sensor power supply being activated when the sensor is connected to a device selected from the group consisting of a user interface and a patient monitor, said device being separate from said sensor electronics;a user interface configured to communicate wirelessly with the sensor electronics; anda patient monitor configured to communicate wirelessly with the user interface and including a display to display information representative of the blood glucose data sensed by the sensor,wherein the sensor power supply comprises at least one rechargeable battery, and at least one of the user interface and the patient monitor includes a power source for providing power to the sensor electronics for recharging the at least one rechargeable battery; andwherein the sensor power supply continues to supply power to the sensor when the sensor electronics are not in communication with the user interface and the patient monitor. 2. The system of claim 1, wherein the sensor electronics further include memory to store information representative of the blood glucose data sensed by the sensor and to store reference values for calibration of the blood glucose data received from the sensor. 3. The system of claim 2, wherein the user interface includes an input for inputting information into the memory of the sensor electronics. 4. The system of claim 1, wherein the sensor electronics include a processor to process the blood glucose data received from the sensor. 5. A system for sensing blood glucose concentration of a person, the system comprising: a sensor to sense blood glucose data;sensor electronics attached to the sensor and adapted to communicate with the sensor, wherein the sensor includes a connector and the sensor electronics are attached to the sensor using the connector, and wherein the sensor electronics include a processor to process the blood glucose data received from the sensor and a sensor power supply to supply power to the sensor, said sensor power supply being activated when the sensor is connected to a device selected from the group consisting of a user interface and a patient monitor, said device being separate from said sensor electronics;a user interface configured to communicate wirelessly with the sensor electronics; anda patient monitor configured to communicate wirelessly with the user interface and including a display to display information representative of the blood glucose data sensed by the sensor,wherein the sensor power supply comprises at least one rechargeable battery, and at least one of the user interface and the patient monitor includes a power source for providing power to the sensor electronics for recharging the at least one r... | Medtronic Minimed, Inc. | A61B005/00
US07547284 | B2 | 2009-06-16 | Bilateral differential pulse method for measuring brain activity | 2006-01-12 | A method of measuring human brain activity includes the steps of simultaneously measuring pulses at two locations on a human subject that each receives blood from a different carotid artery that feeds a respective one of left and right hemispheres of the brain of the human subject, determining pulse characteristics from the measured pulses, and evaluating relative left and right hemisphere activity of the brain of the human subject based on the determined pulse characteristics. The method may use dual photoplethysmograhic blood pulse sensors that measure left and right hemisphere activity by determining pulse amplitude difference and time or phase differences between the earlobes while the subject carries out various mental functions. The data from the sensors are processed to provide a measure of brain function and the mental activity of the subject. | 1. A method of measuring human brain activity, comprising the steps of: simultaneously measuring pulses at two locations on a human subject that each receives blood from a different carotid artery or branch thereof that feeds a respective one of left and right hemispheres of the brain of the human subject;determining pulse characteristics from the measured pulses, the pulse characteristics including (1) amplitudes of the measured pulses, (2) differences between the amplitudes of the measured pulses, and (3) time differences between the measured pulses; andevaluating relative left and right hemisphere activity of the brain of the human subject based on the determined pulse characteristics. 2. The method of claim 1, wherein the step of measuring pulses includes placing pulse sensors on left and right earlobes of the human subject. 3. The method of claim 2, wherein the pulse sensors transmit infrared energy through the respective earlobe. 4. The method of claim 1, wherein the step of measuring pulses includes placing pulse sensors on left and right sides of a forehead of the human subject. 5. The method of claim 1, wherein the step of measuring pulses includes placing pulse sensors on left and right sides of a neck of the human subject adjacent to the respective carotid artery or branch thereof. 6. The method of claim 1, wherein the step of measuring pulses includes using pulse sensors that are selected from the group consisting of optical sensors, RF displacement sensors, capacitance displacement sensors, pressure sensors, acoustic distance sensors, acoustic Doppler flow sensors, and optical displacement sensors. 7. The method of claim 1, further comprising the step of disproportionately stimulating brain activity in the left and right hemispheres of the brain of the human subject during the step of measuring pulses. 8. The method of claim 1, further comprising the step of wirelessly transmitting the measured pulses to a receiver remote from the human subject during the step of measuring pulses, and performing the determining and evaluating steps with a processor attached to the receiver. 9. The method of claim 1, further comprising the step of setting results of measurements at the two locations equal to each other during a period of mental relaxation of the human subject before the step of measuring pulses. 10. The method of claim 1, wherein the determining step further comprises the step of removing low frequency noise outside a 0.75-2.0 Hz operating band caused by motion or physiological changes of the human subject. 11. The method of claim 1, wherein the step of measuring pulses includes placing the human subject in one of a standing and sitting position. 12. The method of claim 1, wherein the differences between the amplitudes of the measured pulses are measured at a peak pulse frequency. 13. A method of measuring human brain activity, comprising the steps of: simultaneously measuring pulses at three locations on a human subject, ... | Atlantis Limited Partnership | A61B005/02 A61B008/00
US07860560 | B2 | 2010-12-28 | Method for evaluating heart rate variability | 2007-08-20 | The heartbeat frequency is not constant but subject to natural variations. This change in heartbeat frequency is called the heart rate variability (HRV). A method is provided for online-displaying a HRV biofeedback signal by which the cardiovascular state of a patient can be purposefully influenced. The parameters HRVi as determined according to the invention are used for said HRV biofeedback signal, wherein, as a function of the display, the patient should alter his behaviour in such a way that a desired cardiovascular state is attained. The inventive HRVi parameters provide a HRV biofeedback signal with high dynamics which allow the patient to react quickly to changes and therewith to reliably achieve and stabilise his own desired cardiovascular state. | 1. Method for online-displaying a HRV biofeedback signal to a patient with the following steps: providing a plurality of sampling sequences fh,i(kTs) where i=1, 2, 3, . . . , m and k=0, 1, 2, . . . , n, wherein each sampling sequence fh,i(kTs) represents the sampling sequence of the heart rate fh of the patient over the period n·Ts,determining a distribution function Fh,i(f) for each sampling sequence fh,i(kTs) as a function of frequency by means of a spectral analysis,determining a first integral fraction Imax,i of the distribution function Fh,i(f) for a first frequency range, wherein the first frequency range includes a maximum of the distribution function Fh,i(f);determining a second integral fraction Iref,i of the distribution function Fh,i(f) for a second frequency range which includes additional or different frequency ranges to the first frequency range,standardising the integral fractions Imax,i and Iref,i using a standardising factor Kref where Ĩmax,i=Kref*Imax,i andĨref,i=Kref*Iref,i in such a way that for the second integral fraction the condition Ĩref,i≧1 is satisfied,determining a parameter HRVi for each sampling sequence fh,i(kTs) with the respective integral fractions Ĩmax,i and Ĩref,i with a function f(Ĩref) according toHRVi=I~max,i*f⁡(I~ref,i),wherein the function f(Ĩref) for each integral fraction Ĩref,i satisfies the conditions1>f⁡(I~ref,i)>1I~ref,iand0>∂f⁡(I~ref)∂I~ref⁢⁢¦I~ref,i⁢>-f⁡(I~ref,i)I~ref,iand wherein the function f(Ĩref), the first and second frequency ranges and the standardising factor Kref are the same for all m evaluated sampling sequences fh,i(kTs), andusing each parameter HRVi for the HRV biofeedback signal for online-displaying to the patient. 2. Method according to claim 1, wherein the function f(Ĩref) is defined as follows:f⁡(I~ref)=1(I~ref)a⁢⁢where⁢⁢⁢0&lt;a&lt;1. 3. Method according to claim 2, wherein a=0.75. 4. Method according to claim 2, wherein a=0.5. 5. Method according to claim 2, wherein a=0.25. 6. Method according to claim 1, wherein the distribution function Fh,i(f) is determined by way of a fast Fourier transform of the sampling sequence fh,i(kTs). 7. Method according to claim 1, wherein the distribution function Fh,i(f) is determined by way of an autoregressive spectral estimate of the sampling sequence fh,i(kTs). | BioSign GmbH | A61B005/04
US07629881 | B2 | 2009-12-08 | Sensor-based adaptive wearable devices and methods | 2007-04-29 | The present disclosure is directed towards apparatuses, systems and methods for providing improved sensor-based patient monitoring and tracking. In accordance with one aspect, a method is provided for adjusting a vital sign alarm threshold of a vital status sensor as a function of a patient's GPS data, which may comprise: altitude data, velocity data, and position data. In accordance with another aspect, a method is provided for adjusting one or more alarm detection parameters based in part on a patient's calculated heart rate variability (HRV) data. According to yet another aspect, an electronic triage tag is configured to include a colored card insertion region for inserting a colored card for preventing the device from being inadvertently activated, an LCD screen and a series of LEDs for displaying the triage status of a patient (red, yellow, green, black). | 1. An electronic triage tag, comprising: vital sign monitoring means, location tracking means, alarm signaling means, information display means, means for receiving a color coded card insert; a processor; a communications device coupled to the processor; a memory coupled to the processor; the memory storing instructions operable to cause the processor to: analyze patient vital sign data received from said vital sign monitoring means; determine a patient location from location data received from said location tracking means; generate an alarm condition from said analyzed patient vital sign data; initiate a communication session; establish a communication link between the communications device and a remote networking device and analyze data encoded on said color coded card insert inserted said removing means to extract a patient triage status; and communicate said extracted patient triage status over said established communication link to said remote networking device. 2. The electronic triage tag of claim 1, wherein the analysis of said data encoded on said color coded card insert is performed in accordance with a data extraction technique selected from the group comprising: mechanical latches, light photo transmitters and receivers, IR transmitters and receivers, magnetic coupling, electrical circuit completion, pressure sensor buttons, micro switches, and bar code. 3. The electronic triage tag of claim 1, wherein upon analysis of said data encoded on said color coded card insert, the electronic triage tag lights up a corresponding color coded LED on the electronic triage tag thereby providing a visual feedback that the electronic triage tag is operating normally. | The Johns Hopkins University | G08B001/08 G09F001/10 G09F003/10
US07349858 | B1 | 2008-03-25 | Method of dispensing and tracking the giving of medical items to patients | 1999-10-27 | A method of tracking and dispensing the dispense of medical items for use by patients associated with a health care institution, includes storing in a data store in connection with a computer, data representative of patients and medical items prescribed for the patients. Authorized users such as nurses, are enabled to dispense prescribed items for patients through medical item dispensers. A record is included in the data store that the medical items have been dispensed. In an exemplary system (650) medical items that have been dispensed are tracked to the point of giving the item to the patients using portable terminals (662) that are carried to the bedside of the patients. The activity of giving the appropriate medical item to each respective patient is recorded in the portable terminal as medical items are given to a plurality of patients. The data stored in the portable terminal concerning the giving of medical items to patients is communicated through the system and stored in the data store to provide a record that the medical items which were dispensed for a patient, were actually administered. | 1. A method comprising: (a) storing in a data store in operative connection with a computer, data representative of a plurality of patients for whom medical items may be used;(b) storing in the data store, data representative of a plurality of medical items prescribed for use by corresponding patients;(c) storing in the data store, data representative of a plurality of authorized users;(d) inputting to the computer, user data;(e) comparing the input user data to the data stored concerning authorized users and determining that the input user data corresponds to one authorized user;(f) inputting to the computer, data corresponding to one of the plurality of patients;(g) inputting to the computer, data corresponding to at least one medical item prescribed for the one patient;(h) responsive to the determination that the input user data corresponds to one authorized user, dispensing the at least one medical item from a medical item dispenser responsive to reading machine readable indicia on a report in step (g); and(i) storing in the data store data representative that the at least one medical item has been taken by the one authorized user. | AutoMed Technologies, Inc. | A61B005/00 G06F019/00
US07734320 | B2 | 2010-06-08 | Sensor isolation | 2007-08-20 | A noninvasive physiological sensor includes electrical isolation to isolate the patient and the sensor electronics from potentially harmful electrical surges. | 1. A noninvasive physiological sensor including a light source configured to emit light toward patient tissue and a detector configured to detect light attenuated by said patient tissue, said sensor comprising: emitter conductors configured to communicate emitter driver signals from a patient monitor to said light source;detector conductors configured to communicate an output signal responsive to said detected light; andan isolator configured to isolate said patient tissue from potentially harmful electrical events, the isolator comprising:a sensor memory configured to store information;a sensor processor configured to access said information in said sensor memory; anda transceiver connected to the emitter conductors and configured to provide bi-directional communication between said sensor memory, sensor processor and said patient monitor, said communication occurring over said emitter conductors. 2. A method of electrically isolating a noninvasive physiological sensor including a light source configured to emit light toward patient tissue and a detector configured to detect light attenuated by said patient tissue, said method comprising: providing emitter conductors configured to communicate emitter driver signals from a patient monitor to said light source;providing detector conductors configured to communicate an output signal responsive to said detected light;isolating said patient tissue from potentially harmful electrical events, wherein said isolation comprises:providing a sensor memory device;providing a sensor processor and a sensor transceiver, said sensor processor monitoring signals provided on said emitter conductors through said transceiver, and bi-directionally communicating with said patient monitor through said transceiver and said emitter conductors to alter information stored on said memory device. | Masimo Corporation | A61B005/145
US07330753 | B2 | 2008-02-12 | Analysis of eating habits | 2002-04-16 | Diet evaluation gastric apparatus (18) is provided, which detects when a patient (10) swallows, and detects the type and amount of matter ingested. The apparatus includes electrodes (74, 100) adapted to be coupled to the fundus and antrum of the patient and to measure electrical and mechanical activity therein, and a control unit (90) to analyze such electrical and mechanical activity and optionally apply electrical energy to modify the activity of tissue of the patient. | 1. A method for analyzing gastric function of a stomach of a subject, comprising: coupling a gastrointestinal sensor to a gastrointestinal site of the subject, and sensing a property of the gastrointestinal site using the gastrointestinal sensor;coupling a set of one or more antral sensors to an antral site of an antrum of the stomach, and sensing a property of the antrum using the set of one or more antral sensors;analyzing the property of the gastrointestinal tract and the property of the antrum; anddetermining, responsive to the analysis, a characteristic of a food ingested by the subject,wherein sensing the property of the gastrointestinal tract comprises sensing a property of a fundus of the stomach,wherein sensing the property of the fundus comprises sensing an electrical current in the fundus, and wherein sensing the property of the antrum comprises sensing an electrical current in the antrum, andwherein sensing the current in the fundus comprises sensing a current indicative of a measure of electrical impedance between two sites of the fundus. 2. The method according to claim 1, wherein the characteristic of the ingested food includes a caloric content of the ingested food, and wherein the method comprises determining the caloric content. 3. The method according to claim 1, wherein the characteristic of the ingested food includes a chemical content of the ingested food, and wherein the method comprises determining the chemical content. 4. The method according to claim 1, wherein the characteristic of the ingested food includes a nutritional content of the ingested food, and wherein the method comprises determining the nutritional content. 5. The method according to claim 1, and comprising receiving a control signal from a source outside of the subject. 6. The method according to claim 1, and comprising storing an ingestion schedule and generating an external cue when the analysis performed is indicative of the subject not eating in accordance with the ingestion schedule. 7. The method according to claim 1, wherein sensing the current in the antrum comprises sensing a current generated responsive to a contraction of a muscle of the antrum. 8. The method according to claim 1, wherein sensing the current in the fundus comprises sensing a current generated responsive to a contraction of a muscle of the fundus. 9. The method according to claim 1, and comprising driving a current into tissue of the subject responsive to the analysis. 10. The method according to claim 9, wherein driving the current comprises driving the current into a site of the stomach of the subject. 11. The method according to claim 9, wherein driving the current comprises driving the current into the tissue responsively to the characteristic of the ingested food. 12. The method according to claim 9, wherein driving the current comprises driving the current into the tissue responsively to a time of the subject eating. 13. The method according to claim 9, wherein ... | Metacure N.V. | A61B005/053
US07642775 | B2 | 2010-01-05 | MR method of determining local relaxation time values using calibrated phantom | 2005-08-19 | An MR method determines local relaxation time values (T1, T2) of an examination object (5). First, two or more MR images (3, 4) of the examination object (5) are recorded, each with different time parameter sets (TR1, TE1, TR2, TE2) of an imaging sequence. MR images (6, 7) of a phantom are likewise recorded using the same time parameter sets (TR1, TE1, TR2, TE2) of the imaging sequence. The phantom has a known spatial distribution of relaxation time values (T1, T2). The local relaxation time values (T1, T2) of the examination object (5) are determined by comparing image values of the MR images (3, 4) of the examination object (5) with image values of the MR images (6, 7) of the phantom and by assigning image values of the MR images (6, 7) of the phantom to relaxation time values (T1, T2) according to the known spatial distribution of relaxation time values (T1, T2) of the phantom. | 1. An MR method of determining local relaxation time values of an examination object, comprising the following method steps: a) recording and reconstructing two or more MR images of the examination object, each with different time parameter sets of an imaging sequence;b) recording and reconstructing MR images of a phantom with the same time parameter sets of the imaging sequence, wherein the phantom has a known spatial distribution of relaxation time values;c) determining local relaxation time values of the examination object by comparing image values of the MR images of the examination object with image values of the MR images of the phantom and by assigning image values of the MR images of the phantom to relaxation time values according to the known spatial distribution of relaxation time values of the phantom; andd) displaying at least one of the MR images adjusted based on the determined local relaxation time values. 2. The method as claimed in claim 1, wherein the MR images of the examination object and of the phantom are recorded at the same time. 3. The method as claimed in claim 1, wherein the phantom has spatially separate regions having different longitudinal relaxation time values and/or different transverse relaxation time values. 4. The method as claimed in claim 3, wherein the phantom has regions having different transverse and essentially identical longitudinal relaxation time values. 5. The method as claimed in claim 1, wherein, in order to record the MR images of the object and the MR images of the phantom, use is made of a spin echo imaging sequence. 6. A computer readable medium caring a software program which controls one or more computers of an MR imaging device to perform the method as claimed in claim 1. 7. The method as claimed in claim 1, wherein step (a) includes: generating a first MR image using an imaging sequence with a first repeat time and a first echo time, the first image includes an array of pixels/voxels;generating a second MR image using an imaging sequence with a second repeat time and a second echo time, the second repeat time being different from the first repeat time and the second echo time being different from the first echo time, the second image including an array of pixels/voxels. 8. The method as claimed in claim 7, wherein step (b) includes: generating a first phantom image using the imaging sequence with the first repeat time and the first echo time; andgenerating a second phantom image using the imaging sequence with the second repeat time and the second echo time. 9. The method as claimed in claim 8, wherein step (c) includes: comparing image values of a common pixel/voxel of the first and second MR images with image values of the first phantom image and the second phantom image. 10. The method as claimed in claim 8, wherein step (c) includes: comparing the image values of a selected pixel/voxel from the first MR image with image values of the first phantom image to generate a first set ... | Koninklijke Philips Electronics N.V. | G01V003/00
US07322821 | B1 | 2008-01-29 | Positioning device for dental implant | 2006-09-13 | A positioning device for dental implant has a post and multiple guides. The post is cylindrical and has a diameter corresponding to a diameter of a hole in a dental model. The guides are mounted detachably on the post and are semi-tubular tabs and each has an inner concave, an inner diameter, and an outer diameter. The guides are mounted concentrically one another. A dentist can use the positioning device to precisely position a drill bit of a drilling device on an edentulous place of a patient's jaw bone and drills a bone cavity suitable for a dental implant. The drill bit can be easily inserted into the patient's mouth without opening excessively. | 1. A positioning device for dental implant comprising a post being cylindrical and comprising a diameter adapted to correspond to a diameter of a hole in a dental model; andmultiple guides being semi-tubular tabs, detachably mounted on the post and each guide comprising an inner concave;an inner diameter; andan outer diameter; andwherein the guides concentrically abut with each other and the inner diameter of an innermost one of the guides corresponds to the diameter of the post and the outer diameter of an inner one of any adjacent two of the guides corresponds to the inner diameter of an outer one of the adjacent two of the guides. 2. The positioning device for dental implant as claimed in claim 1, wherein the post is made of magnetic material. 3. The positioning device for dental implant as claimed in claim 1, wherein the post is made of permeable material. 4. The positioning device for dental implant as claimed in claim 1, wherein the guides are made of magnetic material. 5. The positioning device for dental implant as claimed in claim 1, wherein the outermost one of the guides further has at least one mounting hole defined transversely through the outermost one of the guides. 6. The positioning device for dental implant as claimed in claim 4, wherein the outermost one of the guides further has at least one mounting hole defined transversely through the outermost one of the guides. | - | A61C009/00 A61C003/00 A61C005/00 A61C005/04 A61C008/00 A61B005/117
US07315249 | B2 | 2008-01-01 | System and method for ergonomic tracking for individual physical exertion | 2005-06-02 | A system and method are provided for tracking a user's posture. The system and method include an environmental module for determining the user's physical environment, a biomechanical module for determining at least a user's posture in the user's physical environment, and an output module for outputting to the user an indication of at least the user's posture relative to at least a target correct posture. The physical environment can include a computer workstation environment, a manufacturing environment, a gaming environment, and/or a keypadding environment. | 1. A computer system for providing real-time feedback about a user's posture, comprising: an environmental module for determining the user's physical environment;a biomechanical module for determining at least a portion of a user's posture in the user's physical environment; andan output module for providing to the user a real-time indication of at least the determined user's posture relative to at least a target correct posture associated with the determined user's physical environment. 2. The system of claim 1, wherein the environmental module includes: a scene module; anda snapshot module, the scene and the snapshot modules capture a digital representation of a background of the user's physical environment. 3. The system of claim 1, wherein the biomechanical module includes: an active scene module for capturing a digital representation of the user in the user's physical environment; anda runtime mirror module for processing the digital representation of the user in the user's physical environment. 4. The system of claim 1, wherein the output module includes a display for displaying to the user the user's posture relative to a target correct posture. 5. The system of claim 4, wherein the output module further includes an audio device for outputting to the user an audio indication of the user's posture relative to the target correct posture. 6. The system of claim 4, wherein the output is displayed in a window of a multi-window environment. 7. The system of claim 4, wherein a representation of the user's posture is superimposed with the target correct posture. 8. The system of claim 1, wherein the physical environment includes one of a computer workstation environment, a manufacturing environment, a gaming environment, and a keypadding environment. 9. The system of claim 1, wherein at least one digital camera is used in determining the user's physical environment. 10. The system of claim 1, wherein at least one digital camera is used in determining the user's posture. 11. A method for providing real-time feedback about a user's posture, comprising computer implemented steps of: determining the user's physical environment;determining at least a portion of a user's posture based on the user's physical environment; andproviding to the user a real-time indication of the determined user's posture relative to a target correct posture associated with the determined user's physical environment. 12. The method of claim 11, wherein determining the user's physical environment includes: capturing a digital representation of a background of the user's physical environment. 13. The method of claim 11, wherein determining a user's posture based on the user's physical environment includes: capturing a digital representation of the user in the user's physical environment; andprocessing the digital representation of the user in the user's physical environment. 14. The method of claim 11, wherein outputting to the user an indication of the user's post... | - | G08B023/00 A61B005/00
US07346418 | B2 | 2008-03-18 | System and method for creating orthotics | 2005-03-08 | Systems and methods for constructing custom orthotics are described. Several embodiments of the system use sensor pads to obtain both static and dynamic three dimensional information concerning the shape or topography of the bottom surface of a patient's foot. The information is analyzed to obtain information useful in constructing a custom orthotic from a selection of basic orthotic shells. Once constructed, the orthotic can modify a patient's gait. One embodiment of the present invention includes a user terminal including a sensor pad connected to a computer, a server configured to analyze three dimensional information acquired by the sensor pad, a manufacturing terminal configured to display the results of the server's analysis of the three dimensional information and a network that connects the user terminal to the server and the server to the manufacturing terminal. | 1. A system for manufacturing custom orthotics, comprising: a user terminal including a sensor pad connected to a computer and configured to capture three dimensional information concerning the shape of surfaces that compress the sensor pad;a server configured to analyze three dimensional information acquired by the sensor pad;a manufacturing terminal configured to display the results of the server's analysis of the three dimensional information; anda network that connects the user terminal to the server and the server to the manufacturing terminal;wherein the three dimensional information includes a plurality of arrays of data describing the topography of portions of a patient's foot contacting the sensor pad during dynamic motion. 2. The system of claim 1, wherein the server is configured to determine a center of balance from the three dimensional information. 3. The system of claim 1, wherein the server is configured to determine a gait line from the three dimensional information. 4. The system of claim 1, wherein the server is configured to determine an arch height from the three dimensional information. 5. The system of claim 1, wherein the server uses the plurality of arrays to identify the time spent in the contact, midstance and propulsive phases of a gait cycle. 6. The system of claim 1, wherein the server is configured to obtain a proportion of time spent in the contact, midstance and propulsive phases of a gait cycle. 7. The system of claim 1, wherein the results of the server's analysis are displayed in the form of a printed information sheet. 8. The system of claim 1, wherein the results of the server's analysis are displayed graphically on a computer screen. 9. The system of claim 8, wherein the three dimensional information is displayed in a plurality of different ways. 10. The system of claim 1, wherein the server is configured to identify a shell from a set of standard shells of different sizes to be used in the construction of a custom orthotic based upon the analysis of the three dimensional information acquired by the sensor pad. | Quasar Group, Inc. | G06F019/00 A61B005/107
US07346381 | B2 | 2008-03-18 | Method and apparatus for medical intervention procedure planning | 2002-11-01 | An imaging system for use in medical intervention procedure planning includes a medical scanner system for generating a volume of cardiac image data, a data acquisition system for acquiring the volume of cardiac image data, an image generation system for generating a viewable image from the volume of cardiac image data, a database for storing information from the data acquisition and image generation systems, an operator interface system for managing the medical scanner system, the data acquisition system, the image generation system, and the database, and a post-processing system for analyzing the volume of cardiac image data, displaying the viewable image and being responsive to the operator interface system. The operator interface system includes instructions for using the volume of cardiac image data and the viewable image for bi-ventricular pacing planning, atrial fibrillation procedure planning, or atrial flutter procedure planning. | 1. An imaging system for use in medical intervention procedure planning involving a coronary sinus, comprising: a medical scanner system configured for generating a volume of cardiac image data using a protocol configured for imaging the coronary sinus;a data acquisition system configured for acquiring the volume of cardiac image data;an image generation system configured for generating at least one viewable image from the volume of cardiac image data through dynamic segmentation;a database configured for storing information from said data acquisition and image generation systems, and for storing a 3D model of at least the dynamically segmented volume of cardiac image data;an operator interface system configured for managing at least one of said medical scanner system, said data acquisition system, said image generation system, and said database;a post-processing system configured for analyzing the volume of cardiac image data, inserting at least three geometric markers into the volume of cardiac image data at corresponding anatomical landmarks, selecting a viewable parameter in response to the at least three geometric markers at the corresponding anatomical landmarks, generating the 3D model of the volume of cardiac image data with the at least three geometric markers, displaying the at least one viewable image, exporting the 3D model with the at least three geometric markers to said operator interface system, and being responsive to said operator interface system; and whereinsaid operator interface system comprises computer executable instructions stored in a memory for using and saving at least one of the volume of cardiac image data, the at least one viewable image, the corresponding anatomical landmarks, the 3D model with the at least three geometric markers, and a measured viewable parameter, in at least one of a bi-ventricular pacing planning, an atrial fibrillation planning, and an atrial flutter planning procedure, that involves the coronary sinus;thereby providing an imaging system for use in intervenhional procedure planning that makes available, prior to an actual medical interventional procedure, the 3D model with the at least three geometric markers for subsequent registration with an interventional system for use during a subsequent interventional procedure. 2. The imaging system of claim 1, wherein said medical scanner system comprises at least one of a CT system, a MR system, an Ultrasound system, a 3D Fluoroscopy system, and a PET system. 3. The imaging system of claim 1, wherein said database includes storage for storing image data of the right atrium and the coronary sinus. 4. The imaging system of claim 1, wherein said database includes storage for storing the at least one viewable image of the right atrium and the coronary sinus. 5. The imaging system of claim 1, wherein said operator interface system includes further computer executable instructions stored in the memory for segmenting the volume of cardiac image data fo... | GE Medical Systems Global Technology Company LLC Jasbir S. Sra | A61B005/00
US07862517 | B2 | 2011-01-04 | MRI biopsy device | 2007-08-06 | A localization mechanism, or fixture, is used in conjunction with a breast coil for breast compression and for guiding a core biopsy instrument during prone biopsy procedures in both open and closed Magnetic Resonance Imaging (MRI) machines. The localization fixture includes a three-dimensional Cartesian positionable guide for supporting and orienting an MRI-compatible biopsy instrument, and in particular a sleeve, to a biopsy site of suspicious tissues or lesions. A depth stop enhances accurate insertion, and prevents over-insertion or inadvertent retraction of the sleeve. The sleeve receives a probe of the MRI-compatible biopsy instrument and may contain various features to enhance its imagability, to enhance vacuum and pressure assist therethrough, and marker deployment etc. | 1. A method useful in imaging breast tissue, the method comprising the steps of: providing a sleeve having an internal lumen, an open distal end, and a tissue sample notch;providing an obturator having a distal bladed portion, wherein the obturator is removably insertable within the internal lumen of the sleeve to have the bladed portion extend from the open distal end of the sleeve and to have the sample notch of the sleeve closed by the obturator;inserting the obturator into the sleeve;inserting the sleeve and obturator into tissue to be sampled, with the obturator positioned to close the sample notch in the sleeve and with the bladed portion of the obturator extending from the open distal end of the sleeve; andat least partially opening the sample notch by moving the obturator relative to the sleeve;wherein the step of at least partially opening the sample notch is performed without withdrawing the distal bladed portion of the obturator from the open distal end of the sleeve. 2. The method of claim 1 further comprising the step of imaging the sample notch to determine the position of the sample notch with respect to a tissue mass, after at least partially opening the sample notch. 3. The method of claim 1 comprising the step of rotating the obturator within the internal lumen of the sleeve to at least partially open the sample notch. 4. The method of claim 1 comprising the step of retracting a portion of the obturator in a proximal direction to at least partially open the sample notch. 5. The method of claim 1 wherein the step of at least partially opening the sample notch comprises positioning a recess in the obturator with respect to the sample notch. 6. A method useful in imaging breast tissue, the method comprising the steps of: providing a sleeve having an internal lumen, an open distal end, and a tissue sample notch spaced proximally from the open distal end;providing an obturator, the obturator removably insertable within the internal lumen of the sleeve to have a distal portion of the obturator extend from the open distal end of the sleeve;inserting the obturator into the sleeve;inserting the sleeve and obturator into tissue to be sampled, with the obturator positioned in the sleeve to close the sample notch in the sleeve; andat least partially opening the sample notch by rotating the obturator relative to the sleeve. 7. A medical device for use in imaging breast tissue; the apparatus comprising: a sleeve having an internal lumen sized to receive a biopsy device, an open distal end;and a sample notch disposed proximally of the open distal end;an obturator having a bladed distal end, the obturator removably insertable within the sleeve, wherein the obturator is movable within the sleeve from a first configuration to a second configuration;wherein in the first configuration the bladed distal end extends from the open distal end of the sleeve and the obturator substantially closes the sample notch in the sleeve; andwherein in the se... | Devicor Medical Products, Inc. | A61B010/00
US07998081 | B2 | 2011-08-16 | Computer assisted cardiogram diagnostic system and the method thereof | 2006-12-05 | A computer assisted cardiogram diagnostic system, comprises a diagnosing unit, for obtaining a plurality of preliminary diagnostic results according to the cardiogram signals; and an amending unit, for judging the plurality of preliminary diagnostic results, and amending the plurality of preliminary diagnostic results using conflict eliminating rules, in order to obtain amended diagnostic results. | 1. A cardiogram diagnostic system, comprising: a diagnostic module, for obtaining a plurality of preliminary diagnostic results according to received cardiogram signals;a conflict eliminating module comprising a conflict eliminating rule library including conflict eliminating rules, the conflict eliminating module for automatically judging the plurality of preliminary diagnostic results, and automatically amending the plurality of preliminary diagnostic results using the conflict eliminating rules, in order to obtain amended diagnostic results;a diagnostic rule library, for storing various rules of diagnosis of pathological signals relating to the received cardiogram signals, wherein each diagnostic rule in the diagnostic rule library is assigned with a corresponding characteristic identifying ID;wherein the conflict eliminating module further comprises: a reading unit, for reading the characteristic identifying ID and treating the read characteristic identifying ID as a currently to-be-discriminated ID; anda searching unit, for searching in the conflict eliminating rule library for a child node in a binary tree structure with a type ID that is the same as the currently to-be-discriminated ID, wherein the search is conducted in such a manner that the child node in one side of the binary tree structure is taken in the first place; thereby outputting a read signal when the child node is not found and outputting a first recursive invoking signal when the child node is found, wherein the read signal triggers the reading unit to read a next characteristic identifying ID; andan output module, for outputting the amended diagnostic results. 2. The cardiogram diagnostic system of claim 1, wherein the conflict eliminating rule library further stores discriminating relations and priority levels of different types of preliminary diagnostic results, the discriminating relations being used for discriminating between the preliminary diagnostic results based on the conflict eliminating rules; and wherein the conflict eliminating module further comprises a conflict eliminating device, for analyzing the preliminary diagnostic results based on the discriminating relations and priority levels stored in the conflict eliminating rule library, and obtaining the amended diagnostic results by processing the preliminary diagnostic results. 3. The cardiogram diagnostic system of claim 2, wherein the conflict eliminating device deletes types that should be removed from the preliminary diagnostic results by use of the discriminating relations in order obtain the amended diagnostic results. 4. The cardiogram diagnostic system of claim 2, wherein the conflict eliminating device deletes types that should be removed from the preliminary diagnostic results based on the priority levels in order to obtain the amended diagnostic results. 5. The cardiogram diagnostic system of claim 2, wherein the discriminating relations are associated with respective nodes arranged in the binar... | Shenzhen Mindray Bio-Medical Electronics Co., Ltd. | A61B005/02 A61B005/0452
US08295905 | B2 | 2012-10-23 | Movable integrated scanner for surgical imaging applications | 2007-06-20 | A patient imaging system includes a patient support table, an MRI system including a cylindrical magnet and a PET system including positron detectors mounted in a ring. The magnet defines a cylindrical bore for receiving the patient on the table where the magnet is mounted for rotation about a vertical axis on a slew ring carried on rails allowing longitudinal movement. The PET ring is mounted in the bore for longitudinal movement. The quench tube for the magnet passes through the slew ring with a rotary union at the axis. The shielding covers include a fixed upper part and a lower part which rotates about the axis with the magnet. The magnet is arranged in a two or three room diagnostic configuration in which a holding bay houses the magnet and the diagnostic patients are organized in the three rooms each cooperating with the magnet bay as the magnet is rotated. | 1. A method for imaging a part of a patient comprising: providing a plurality of rooms each arranged for use in imaging a patent from said plurality of patients independently, the plurality of rooms including at least a first room and a second room;providing a first patient support table arranged for interventional procedures on a first patient and mounted in the first room;providing a magnetic resonance imaging system for obtaining images of a part of a patient from the plurality of patients, the magnetic resonance imaging system comprising: a magnet having a cylindrical bore with a horizontal axis of the bore longitudinal of the magnet;a control system for controlling and varying magnetic fields of the magnet,a radio frequency transmission and detection system for eliciting and detecting NMR signals from the part in response to the magnetic fields,an RF probe arranged to be located adjacent to the part at an imaging location in the bore; anda computer and display monitor for decoding and displaying the detected signals;and a diagnostic table carried at a first end of the bore for movement relative to the magnet longitudinally of the bore toward a second end of the bore for carrying the part into an imaging location in the bore;the magnet surrounding the cylindrical bore with the horizontal axis of the bore longitudinal of the magnet arranged such that the part of the patient is positioned in the bore so as to lie in the magnetic field of the magnet while the patient is located in place on the table;moving the magnet and its bore from the second room to the first room along a longitudinally extending support in a longitudinal direction along the horizontal axis of the bore so as to move the magnet and its bore into a position surrounding the first table for locating the part of the first patient on the first table at the imaging location;moving the diagnostic table carried on the magnet on the longitudinally extending support from the second room to the first room;in the second room, imaging a second patient from said plurality of patients by placing the patient on the diagnostic table in the second room magnet;during said moving of the magnet from the second room to the first room rotating the magnet and its bore together with the diagnostic table carried thereon about a vertical axis passing through the bore relative to the longitudinally extending support so as to rotate the magnet and the horizontal bore axis about the vertical axis;the rotating of the magnet and its bore being arranged such that the second end of the bore is presented to the first table and the first end of the bore is spaced away from the first table so that the magnet and its bore is moved into the position surrounding the first table for locating the part of the first patient on the first table at the imaging location;and in the first room imaging the first patient using the magnetic resonance imaging system with the first patient located on the first table. 2. A method... | Imris Inc. | A61B005/05
US08082019 | B2 | 2011-12-20 | System and method for magnetic resonance brain scan planning | 2007-09-17 | A method and system for automatic MR brain scan planning is disclosed. The method utilizes a set of 2D orthogonal localizer images to determine scanning planes for 3D diagnostic MR scans. A location of the mid-sagittal plane (MSP) is detected in each of a transversal localizer image and a coronal localizer image. A sagittal scanning plane is determined based on the location of the MSP in the transversal and coronal localizer images. A diagnostic sagittal MR scan is then acquired based on the sagittal scanning plane. The corpus callosum CC is segmented in a sagittal MR image slice resulting from the diagnostic sagittal MR scan. A transversal scanning plane can be determined based on a location of the CC in the sagittal MR image slice and the location of the MSP in the coronal localizer image, and a coronal scanning plane can be determined based on the location of the CC in the sagittal MR image slice and the location of the MSP in the transversal localizer image. | 1. A method for automatic magnetic resonance (MR) brain scan planning based on a set of 2D orthogonal MR image slices including a transversal slice, a coronal slice, and a sagittal slice, comprising: determining a sagittal scanning plane based on a location of a mid-sagittal plane (MSP) in each of the transversal slice and the coronal slice;acquiring a diagnostic sagittal MR scan based on said sagittal scanning plane;segmenting a corpus callosum (CC) in a sagittal MR image slice resulting from said diagnostic sagittal MR scan;determining a transversal scanning plane based on a location of the CC in the sagittal MR image slice and the location of the MSP in the coronal slice; anddetermining a coronal scanning plane based on the location of the CC in the sagittal MR image slice and the location of the MSP in the transversal slice. 2. The method of claim 1, further comprising: detecting the location of the MSP in each of the transversal slice and the coronal slice. 3. The method of claim 2, wherein said step of detecting the location of the MSP in each of the transversal slice and the coronal slice comprises: localizing a shape of a head in each of the transversal slice and the coronal slice;detecting a symmetric axis in each of the transversal slice and the coronal slice; anddetecting a separation line representing the location of the MSP by fine tuning the symmetric axis using linear regression with robust weights in each of the transversal slice and the coronal slice. 4. The method of claim 3, wherein said step of detecting a separation line representing the location of the MSP comprises: detecting pixels within an area adjacent to the symmetric axis that are between brain hemispheres; andperforming linear regression with robust weights on pixels detected between the brain hemispheres. 5. The method of claim 4, wherein said step of detecting pixels comprises: correlating pixel intensity of the pixels within said area along each of a plurality of horizontal lines with a symmetric array [1 1 0 1 1]; anddetecting a pixel having a correlated pixel intensity with the largest absolute value in each of the plurality of horizontal lines. 6. The method of claim 3, wherein said step of determining a sagittal scanning plane comprises: calculating a 3D representation of the MSP based on the separation lines detected in the transversal and coronal slices;calculating a norm of the MSP;locating a point on the MSP based on the 3D representation of the MSP, wherein said point on the MSP and said norm of the MSP define the sagittal scanning plane; anddetermining a sagittal scanning field of view based on the shape of the head localized in each of the transversal slice and the coronal slice. 7. The method of claim 6, wherein said step of determining a sagittal scanning field of view comprises: determining a height of the sagittal scanning field of view based on the shape of the head localized in the coronal slice; anddetermining a width of the sagittal scanni... | Siemens Medical Solutions USA, Inc. | A61B005/00
US08645155 | B2 | 2014-02-04 | Automatic loading of medical data in integrated information system | 2006-08-18 | A method of automatic loading of medical data in an integrated information system is disclosed herein. The method comprises steps of triggering a data acquisition unit to acquire medical data from at least one medical information system, acquiring the medical data from the medical information system, and displaying the medical data in a video display unit in a selected format. Also disclosed is an integrated information system configured for automatic loading of medical data. The integrated information system comprises a medical workstation and at least one medical information system coupled to the medical workstation. The medical workstation is configured for automatic loading of the medical data concerning a medical object from the medical information system. | 1. A method comprising: identifying, using a processor in response to a trigger, a medical object based on an identification tag, the medical object associated with medical data;assigning an object identification code to the medical object based on an associated procedure;storing, with respect to the medical object, a pictorial representation of the medical object indicating a location of the medical procedure on the medical object with respect to a plane of reference;associating a procedure code with the medical object;comparing, using the processor, the procedure code with an examination code to confirm the medical object is correctly associated with the medical data and a procedure corresponding to the procedure code;generating an indicator confirming the medical object for the procedure; andstoring the medical object and associated object identification code, pictorial representation, and procedure code in response to the indicator. 2. The method of claim 1, wherein a plurality of medical objects are identified from data acquired from a plurality of medical information systems in communication with an integrated information system. 3. The method of claim 2, wherein each medical information system comprises one of a laboratory information system (LIS), a clinical information system (CIS), a radiology information system (RIS) and a picture archival and communication system (PACS). 4. The method of claim 1, further comprising displaying the medical data in a selected format. 5. The method of claim 4, wherein the selected format is a selection and arrangement of the medical data in a format specified by a medical staff. 6. The method of claim 1, wherein the trigger comprises at least one of a signal from an information tag and a predefined time interval. 7. The method of claim 1, wherein the object identification code is obtained from at least one of a worklist and an information tag attached to the medical object. 8. The method of claim 1, wherein additional information associated with the medical object comprises a serial number, details of the medical object, diagnosis or sickness or condition, a procedure code for the identity of the medication, medical device, implant, medical procedure and/or treatment, a pictorial representation of the medical object indicating the site for the medical procedure, an identification of the surgeon and/or physician, date and time of the scheduled medical procedure, place of the medical procedure, a list of the medical data to be acquired from the medical information systems, a selected format for the display of the medical data, prescriptions, time of, dosage of and/or frequency of administration of the drugs. 9. A tangible computer readable storage device or disc including instructions for execution by a computer, the instructions, when executed, causing the computer to implement a method comprising: identifying, in response to a trigger, a medical object based on an identification tag, the medical o... | General Electric Company | G06Q050/00 G06Q010/00
US08784322 | B2 | 2014-07-22 | Apparatus and method of sensing sleeping condition of user | 2007-06-19 | A method and apparatus for sensing a sleeping condition of a user, including measuring a physiological signal of a user who is sleeping, determining whether or not a predetermined motion artifact is contained in the measured physiological signal, and determining that the user goes into an awake state when the predetermined motion artifact is contained in the measured physiological signal. | 1. A method of sensing a sleeping condition of a body, the method comprising: detecting a physiological signal of a body using a physiological signal measuring module;detecting a predetermined motion artifact that identifies movement of the body from the detected physiological signal;determining, using at least one processing device, whether the body has gone into an awake state based on the predetermined motion artifact being detected in the detected physiological signal; andpredicting a next awake state based on a time interval of the determined awake state during a period of sleep,wherein the physiological signal is an electrocardiogram (ECG). 2. The method of claim 1, wherein the detecting of the physiological signal comprises electrically detecting the physiological signal of the body through a dry or wet type electrode which is in close contact with a skin area over a soft body tissue of the body. 3. The method of claim 1, wherein the detecting of the physiological signal comprises detecting the physiological signal of the body using an optical or radio frequency signal. 4. The method of claim 1, wherein the physiological signal comprises an electrocardiogram (ECG) signal, a photoplethysmogram (PPG) signal, or a galvanic skin response (GSR) signal. 5. The method of claim 1, wherein the detected predetermined motion artifact in the detected physiological signal, identifying the movement of the body, comprises a drift indicator of a low-frequency component signal of the detected physiological signal. 6. A method of sensing a sleeping condition of a user, the method comprising: measuring a physiological signal of a user who is sleeping using a physiological signal measuring module;determining, using at least one processing device, whether or not a predetermined motion artifact is contained in the measured physiological signal, including extracting a low-frequency component signal from the measured physiological signal, calculating the maximum value and the minimum value of the extracted low-frequency component signal within a predetermined time interval, and determining that the motion artifact is contained in the measured physiological signal within the predetermined time interval when a difference between the maximum value and the minimum value is greater than a predetermined threshold value;determining that the user always goes into an awake state when the predetermined motion artifact is contained in the measured physiological signal; andpredicting a next awake state based on a time interval of the determined awake state during a period of sleep,wherein the physiological signal is an electrocardiogram (ECG). 7. The method of claim 5, wherein the determining further comprises: extracting the low-frequency component signal from the measured physiological signal;calculating a respective gradient of the extracted low-frequency component signal within each of predetermined time intervals; anddetermining the awake state when a respective m... | Samsung Electronics Co., Ltd. | A61B005/02
US09439581 | B2 | 2016-09-13 | Guided medical element implantation | 2007-08-07 | A system for locating a target tissue site is described. The system includes a locating guide that frames an area of interest upon placement over skin of a patient, an electrode patch defining an aperture and including two or more electrodes for placement within the area of interest, and a medical imaging device that indicates a location of a target tissue site within the patient based on electrical signals generated by one or more of the electrodes. A clinician may guide an introducer needle into the aperture for implanting a medical lead proximate to the target tissue site. | 1. A system comprising: a locating guide that frames an area of interest upon placement over skin of a patient;an electrode patch defining an aperture and including two or more electrodes, wherein the electrode patch is configured for placement within the area of interest while the locating guide is placed over skin of the patient and framing the area of interest; anda medical imaging device that indicates a location of a target tissue site within the patient based on electrical signals generated by one or more of the electrodes. 2. The system of claim 1, wherein the medical imaging device generates an image representing a tissue composition underlying the electrode patch, wherein the image indicates the location of the target tissue site. 3. The system of claim 2, wherein the medical imaging device includes an electrical impedance tomography instrument. 4. The system of claim 1, wherein the electrode patch has a substantially rectangular shape. 5. The system of claim 1, wherein the aperture has a width of at least approximately five millimeters wide and a length of at least approximately five millimeters. 6. The system of claim 1, wherein the locating guide is sized and shaped to substantially conform to a size and shape of at least a portion of a boney landmark of the patient. 7. The system of claim 6, wherein the boney landmark comprises an Ilium bone and spinal canal of a human patient. 8. The system of claim 1, wherein the locating guide comprises a plurality of distance marks. 9. The system of claim 1, wherein the target tissue site includes at least one of a S2 sacral foramen, a S3 sacral foramen or a S4 sacral foramen. 10. The system of claim 1, wherein the electrode patch is a first electrode patch defining a first aperture, the system further comprising a second electrode patch defining a second aperture and including two or more electrodes for placement within the area of interest. 11. The system of claim 10, wherein the medical imaging device indicates a first location of a first target tissue site within the patient based on electrical signals generated by one or more of the electrodes of the first electrode patch and a second location of a second target tissue site within the patient based on electrical signals generated by one or more of the electrodes of the second electrode patch. 12. The system of claim 1, wherein at least one of the electrodes of the electrode patch comprises a small gauge needle. 13. The system of claim 1, wherein the electrode patch defines a plurality of apertures. 14. The system of claim 1, wherein a nonconductive backing of the electrode patch and the locating guide are each composed at least in part of a flexible material. 15. The system of claim 1, further comprising an electrically conductive material disposed between each electrode and the skin of the patient. 16. The system of claim 15, wherein the electrically conductive material comprises at least one of a NaCl gel, tragacanth gum inc... | Medtronic, Inc. | A61B005/053 A61B005/00 A61B017/00 A61B017/34 A61N001/05 A61N001/36
US20080033307 | A1 | 2008-02-07 | INTERMITTENT PNEUMATIC COMPRESSION DEVICE WITH NON-INVASIVE BLOOD PRESSURE MONITORING | 2006-07-24 | A limb compression system for increasing the flow of venous blood in a patient comprises an inflatable cuff, a pump, a controller, and a pressure transducer. The system collects a signal from the pressure transducer indicative of the pressure in the cuff and uses the signal to determine the blood pressure of the patient. A method for providing patient cardiovascular support and monitoring of patient blood pressure is also herein disclosed. | 1. A therapeutic circulatory support device for increasing the flow of venous blood in a patient, the device comprising: a limb compression system comprising: an inflatable cuff formed for attachment to a limb or other extremity of the patient;a pressurized air source for providing pressure to the inflatable cuff;a controller for controlling the amount of pressure in the inflatable cuff; anda pressure transducer disposed in fluid communication with the cuff for detecting pressure oscillations within the cuff;wherein the controller operates in a first mode where the pressure in the cuff is maintained in a cyclical pattern and a second mode in which the controller determines the patient's blood pressure based upon the detected pressure oscillations. 2. The device of claim 1 wherein when the controller is in the first mode, the controller inflates the cuff to a first target pressure and deflates the cuff in a cyclic manner to perform intermittent pneumatic compression on the limb. 3. The device of claim 2 wherein when the controller is in the second mode, the controller inflates the cuff to a second target pressure and deflates the cuff to determine the patient's blood pressure. 4. The device of claim 3 wherein the controller deflates the cuff in the pattern of a step function to determine the patient's blood pressure. 5. A limb compression system for increasing the flow of venous blood in a patient, the system comprising: at least one inflatable cuff formed for attachment to the patient;a pump for providing pressure to the inflatable cuff;a controller for controlling the amount of pressure in the inflatable cuff; anda pressure transducer disposed in fluid communication with the cuff for detecting pressure oscillations within the cuff,wherein the controller collects a signal from the pressure transducer indicative of the pressure oscillations in the cuff and uses the signal to determine the blood pressure of the patient. 6. The system of claim 5 wherein the system includes two cuffs attached to two patient extremities such that the controller collects signals from each pressure transducer to determine blood pressure measurements at both cuffs. 7. The system of claim 6 wherein the controller compares the two measurements of blood pressure to determine an indication of patient health. 8. The system of claim 5 wherein the controller inflates the cuff to a first target pressure, the first target pressure being defined by a clinician and then deflates the cuff to provide circulatory support for the patient. 9. The system of claim 8 wherein the controller inflates and deflates the cuff in a regular cyclical pattern. 10. The system of claim 9 wherein the controller continuously monitors the patient blood pressure. 11. The system of claim 9 wherein the controller intermittently monitors the patient blood pressure. 12. The system of claim 11 wherein the controller inflates the cuff to a second target pressure when patient blood pressure is to be d... | - | A61B005/02
US20080004913 | A1 | 2008-01-03 | Pharmaceutical safety terminal | 2007-03-12 | The Pharmaceutical Safety Terminal, PST, uses a computer download of the physician's desk reference, PDR, or similar data as one source of reference input. The other primary source of data input is the patient's medical profile. The PST automatically calculates the perceived safety of each medication with the risk factor in the patient's profile. On the side of this approximately 3 inch by 3½ inch device is a green, red, and yellow light. If the red light shows the doctor must realize that the medication is strongly counter indicated. Yellow means use caution and green means there are no exceptional warning signs. The PST slides on the physician's belt so he will carry it at all times. The PST also gives a graphic read out of the possible side effects of each drug typed into the patient's profile. So the doctor can read the specifics of each drug interaction before it is administered to the patient. At the end of the work shift the PST is then plugged into a central computer for any downloads of new data relevant to the drugs or patient's status for the highest possible expectation of patient safety. Critical information can be automatically emailed from the source computer network. If there is a specifically critical new warning, the PST will activate the red light during download for the physician to pay specific attention to this download when he picks up the device at the beginning of his shift. Every medication given to the patient even by another physician must be entered or downloaded in the PST to avoid adverse synergistic effects. Another function of the PST will be to enlist potential antidotes for the wrongly administered drug and what danger signs are for the wrongly administered drug and display phone numbers of the world's top experts in countering the effects for possible personal consultation. Since doctors kill hundreds of thousands of patients by giving them the wrong medication this will sharply reduce deaths and malpractice suits. | 1. A computer program that stores all patient medication information and indicates its effects in relation to the complete patient profile of the individual person. 2. A computer device that is approximately three inches by three and a half inches in size on which the software in claim 1 is housed. 3. The computer program of claim 1, wherein said program indicates overdose if medication is over-prescribed based on patient's weight, general health, age and sex. 4. The computer program of claim 1, wherein said program indicates potential dangerous interactions based on patient medical history. 5. The computer program of claim 1, wherein said program indicates allergy alerts for each patient. 6. The computer program of claim 1, wherein said program produces a research history for any drug being prescribed. 7. The computer program of claim 1, wherein said program produces a label (or other document) with any appropriate medical information. 8. The appearance of the device in claim 2 consists of flashing green, yellow and red lights to indicate threat level or an alpha/numeric or sonic designation for the same purpose. 9. The function of the program in claim 1 being to activate flashing green, yellow and red lights to indicate threat level or an alpha/numeric or sonic designation for the same purpose. 10. The apparatus of the software in claim 1, consisting of an automatic e-mail system, which updates and receives patient information on/from other authorized systems. 11. The apparatus of claim 1, consisting of a manually incorporated e-mail system to send off-list individuals the appropriate patient information. 12. The apparatus of claim 1, consisting of a standard download/upload system when attached to the main computer medical database. 13. The adaptability of the software in claim 1, wherein said program could be adapted for use by emergency service officers. 14. The adaptability of the software in claim 1, where in said program could be adapted for use by veterinarians. 15. The method of the computer program in claim 1, where in the program uses a reverse process by listing possible medication options based on a patient's medical profile. 16. The computer program of claim 1, wherein said program displays possible antidotes and contact information of the world's top experts for immediate help in reversing the effects of wrongly administered drugs and harmful or deadly drug interactions. 17. The computer program of claim 1, wherein said program indicates danger signs for a wrongly administered drug or drugs. 18. The method of the device in claim 2, wherein said device includes a scrollbar for patient identification (names) and drug identification (names) that can be scrolled to and matched up by the physician saving input time. 19. The method of the program in claim 1, wherein said program uses a drug/patient name alignment system by pressing the drug button on the device spelling as much of the drug name as necessary then pressi... | - | A61B005/00
US20080059225 | A1 | 2008-03-06 | Health management cyclic service method of a community association and system of using the same | 2006-09-01 | A health management cycling service method and system for a community association has five steps to scheme a personal health management plan according to each inhabitant's conditions of the life history, living environment, and the situations of body and mind. In addition, the business actively monitors and records the progresses of executing his or her personal health management plan to obtain a better management effect. The inhabitant can repeats the five steps to progressively and effectively reduce the number and the level of any abnormal health problem and finally reaching the best healthy situation. | 1. A health management trading method, comprising steps of: (a) estimating basic health conditions of each inhabitant;(b) selecting proper items of a health examination to examine the actual inhabitant's body and mind;(c) providing professional consulting and suggesting for the proper solution items of a health management plan according to the estimating results in steps (a) and (b);(d) selecting and registering a formal personal health management plan according to the professional consulting and suggesting results; and(e) executing formal personal health management plan and reporting abnormal situation and executing effects, wherein the executing formal personal health management plan including setting and tracking the executing procedure to find out the abnormal situation and the executing effects. 2. The cyclic service method as claimed in claim 1, wherein in the step (a), the estimating basic health conditions comprises community environment quality, health knowledge level and body and mind health. 3. The cyclic service method as claimed in claim 2, wherein in step (b), the suggesting result includes environment suggestions, knowledge suggestions, exercise suggestions, drink and food suggestions, risk management suggestions and healthcare suggestion. 4. The cyclic service method as claimed in claim 3, wherein the step (a) comprises acts of: (1) measuring the community environment quality;(2) estimating health conditions of life history, knowledge, and body and mind of the inhabitant;(3) storing measuring values and estimating results in a personal basic health condition estimation database;(4) executing an intersected analysis operation to generate a personal health examination suggestion list according to information of the personal basic health condition estimation database;(5) transmitting a personal health examination suggestion list having examining items to the corresponding inhabitant; and(6) end the step (a). 5. The cyclic service method as claimed in claim 4, wherein the step (b) comprises acts of: (a) being in consultation with a proper professional consultant to know content of the examining items on the personal health examination suggestion list;(b) selecting proper examining items on the personal health examination suggestion list;(c) registering a formal health examination plan generated by selected examining items;(d) paying the formal health examination fee;(e) notifying the inhabitant to complete the formal health examination;(f) obtaining the inhabitant's formal health examination results;(g) transmitting the inhabitant's formal health examination results to the inhabitant; and(h) end the step (b). 6. The cyclic service method as claimed in claim 5, wherein the step (c) comprises acts of: (1) checking the examining result for each abnormal item, wherein the examining result shows medical title, normal range, examined value and related risk;(2) being in consultation with consultants through the professional consulting s... | - | G06Q010/00 G09B023/28 A61B005/00
US20080076975 | A1 | 2008-03-27 | METHOD AND IMPLANTABLE DEVICE WITH RESERVOIR ARRAY FOR PRE-CLINICAL IN VIVO TESTING | 2007-07-31 | Methods of pre-clinical animal testing to monitor physiological parameters of test animals following exposure of molecules sealed in reservoirs on implanted devices. The test molecules are exposed to physiological fluid of the animal. The molecules can be configured as a sensor chemistry that reacts with the physiological fluid. The molecules can be a drug or drug candidate that is released into the animal. The test animals are non-human mammals. | 1. A method of conducting a pre-clinical animal study comprising the steps of: implanting into a non-human test animal a device which comprises: a body portion, a plurality of discrete reservoirs located in the body portion, each reservoir having at least one opening, molecules disposed within the reservoirs, a plurality of discrete reservoir caps, each closing off the at least one opening of each of the reservoirs, and activation means for selectively disintegrating or permeabilizing each said reservoir cap to expose the molecules in the reservoir; exposing, via the activation means, at least a first amount of the molecules to a physiological fluid of the test animal; and monitoring one or more physiological parameters of the test animal following exposing of the molecules. 2. The method of claim 1, wherein at least one of the plurality of reservoirs is configured as a sensor, the molecules disposed within the reservoir defining a sensor chemistry, said step of exposing exposes said sensor chemistry, and said step of monitoring monitors a result of an interaction of said sensor chemistry with said physiological fluid. 3. The method of claim 1, wherein said step of exposing the at least first amount of the molecules comprises releasing said molecules from at least one of the reservoirs into the test animal. 4. The method of claim 1, wherein exposure of the molecules is initiated by a preprogrammed microprocessors or state machine, by wireless telemetry, and/or by feedback from one or more sensors. 5. The method of claim 2, wherein the one or more sensors are implanted into the test animal. 6. The method of claim 5, wherein a plurality of the sensors are sealed inside a second plurality of reservoirs until needed for sensing. 7. The method of claim 2, wherein the one or more sensors are external to the body of the test animal. 8. The method of claim 1, further comprising exposing a second amount of the molecules into the test animal, and further monitoring one or more physiological parameters of the test animal following the exposure of the second amount of the molecules. 9. The method of claim 3, further comprising releasing a second amount of the molecules into the test animal, and further monitoring one or more physiological parameters of the test animal following the release of the second amount of the molecules. 10. The method of claim 9, comprising changing the dose and/or dosing schedule of the first and second amounts of the molecules. 11. The method of claim 1, wherein the molecules comprises a drug or drug candidate. 12. The method of claim 3, wherein the molecules comprises a drug or drug candidate. 13. The method of claim 1, wherein the molecules are chosen from the group of DNA, RNA, other nucleic acids, gene sequences or fragments, aptamers, other genetic material, and molecules that affect or modulate the expression of a gene. 14. (canceled) 15. The method of claim 1, wherein the test animal is a mam... | MICROCHIPS, INC. | A61B005/00
US07572232 | B2 | 2009-08-11 | Cardiac signal display and event detection using multiresolution Z-score transform | 2006-07-24 | A system comprising a medical device including a processor and a Z-score transformation (ZST) module. The system also includes a display in communication with the processor. The processor is adapted to receive sensor data obtained from at least first and second sensors adapted to produce a time-varying physiologic electrical sensor signal. At least one of the first and second sensors is implantable. The ZST module calculates a ZST for the sensor data received from the first sensor and a ZST for the sensor data received from the second sensor. The display is adapted to display the ZSTs in visual correspondence with each other over time. | 1. A system comprising: a medical device including: a processor adapted to receive at least first sensor data obtained from a first sensor and second sensor data obtained from a second sensor, wherein the first and second sensors are each adapted to produce a time-varying physiologic electrical sensor signal, and wherein at least one of the first and second sensors is implantable; anda Z-score transformation (ZST) module included in the processor to calculate a ZST for the first sensor data and a ZST for the second sensor data, and wherein the ZST module is adapted to calculate a ZST having a first resolution for a first segment of at least one of the first or second sensor data, and to calculate a ZST having a second resolution for a second segment of the same first or second sensor data, wherein at least a portion of the second segment overlaps the first segment, and wherein the second resolution is capable of being different than the first resolution; anda display, adapted to display the ZSTs in visual correspondence with each other over time, in communication with the processor. 2. The system of claim 1, wherein the display is a color display, and wherein the processor includes a display module adapted to: assign a first display color-code to a first region of a ZST of a sensor signal;assign a second display color-code to a second region of the ZST, wherein the second region of the ZST includes a sensor data value that is outside of a predetermined normal value range; anddisplay both the ZST and one or more color-codes to indicate one or more regions having a value outside the normal value range. 3. The system of claim 2 including a user interface, wherein the ZST module is adapted to calculate a ZST over the second region in response to a signal received through the user interface. 4. The system of claim 2, wherein the predetermined normal value range is two standard deviations. 5. The system of claim 1, including a user interface coupled to the processor, and wherein the ZST module is adapted to calculate the ZST for the second segment in response to a signal received through the user interface. 6. The system of claim 1, wherein the display is a color display, and wherein the processor includes a display module adapted to: assign a first display color-code to a ZST region having the first resolution and a second display color-code to a ZST region having the second resolution; anddisplay the ZST of a sensor signal and indicate regions of multiple resolution of the ZST using the color-codes. 7. The system of claim 6, wherein the ZST module is adapted to calculate multi-resolution ZSTs for sensor data obtained from a plurality of sensor signals, and wherein the display module is adapted to: assign color-codes to regions of the ZSTs according to ZST resolution; anddisplay both the ZSTs of the sensor signals and a color map to indicate regions of multiple resolution of the ZST. 8. The system of claim 7, wherein the plurality of sensor sig... | Cardiac Pacemakers, Inc. | A61B005/04
US07645243 | B2 | 2010-01-12 | Method and device for measuring of oedema | 2005-04-06 | A method and apparatus for measurement and distinguishing between brawny and pitting oedema comprises a measurement head including a tactile sensor to measure a first characteristic of the oedema and a force decay sensor mounted adjacent the tactile sensor, to measure a second characteristic of the oedema so as to distinguish brawny oedema from pitting oedema. The tactile sensor may be a resonance oscillating sensor which may determine frequency shift, and the forced decay sensor may provide information regarding the degree of displaced fluid as a measure of pitting oedema through measurement of decay of force. | 1. A method of measuring oedema in a patient, the method comprising: pressing a surface of an oscillating resonance sensor against the skin surface of the patient to a certain depth;simultaneously reading with a force sensor a force required to depress the skin surface to the certain depth and a frequency of the oscillating resonance sensor over a period of time;determining a difference Δf between the oscillating resonance sensor frequency reading and a known resonance frequency of the oscillating resonance sensor that occurs when the oscillating resonance sensor freely oscillates as a measure of brawny oedema; anddetermining a decay in the force F required to depress the skin surface to the certain depth as a measure of pitting oedema. 2. A method according to claim 1, further comprising: presenting the frequency readings and the force readings. 3. A method according to claim 1, further comprising: calculating a parameter Δf/F that describes a relative relationship between pitting oedema and brawny oedema. 4. A method according to claim 3, wherein simultaneously reading the force and the frequency comprises continuously reading the force and the frequency, and the method further comprises: plotting a curve corresponding to the parameter Δf/F, wherein an inclination of the curve corresponds to a measure of the relative relationship between pitting oedema and brawny oedema. 5. A method according to claim 1, wherein the oscillating resonance sensor surface has a circular cross section. 6. A method according to claim 5, wherein the oscillating resonance sensor surface has a diameter of 15 mm. 7. A method according to claim 1, wherein the period of time comprises 20 seconds. 8. A method according to claim 1, wherein the certain depth comprises 4 mm. 9. A method according to claim 1, wherein the surface of the oscillating resonance sensor is parallel to the skin surface when pressed. 10. A device for measuring oedema in a patient, comprising: a measuring head, the measuring head comprising an oscillating resonance sensor, the oscillating resonance sensor comprising a surface configured to be pressed against a skin surface of the patient, anda force sensor, wherein the oscillating resonance sensor is connected to the force sensor so that the oscillating resonance sensor is operable to oscillate without interference from the force sensor; andan adjustable stand that adjustably supports the measuring head. 11. A device according to claim 10, wherein the control is further configured to calculate a parameter Δf/F that describes a relative relationship between pitting oedema and brawny oedema. 12. A device according to claim 11, wherein control is configured to continuously simultaneously read the force and the frequency, and plot a curve corresponding to the parameter Δf/F, and an inclination of the curve corresponds to a measure of the relative relationship between pitting oedema and brawny oedema. 13. A device according to claim 10, further ... | Bioresonator AB | A61B005/103 A61B005/117
US20080071198 | A1 | 2008-03-20 | Method for using acoustic shock waves for bone grafting | 2007-11-26 | A method of treating a human or animal is provided. The method includes: locating a treatment site; providing bone grafting material at the treatment site; and generating one or more acoustic shock waves. The method also includes grafting the bone grafting material to existing bone material in the human or animal by applying to the treatment site the generated one or more acoustic shock waves. | 1. A method of treating a human or animal, the method comprising: locating a treatment site; providing bone grafting material at the treatment site. generating one or more acoustic shock waves; and grafting the bone grafting material to existing bone material in the human or animal by applying to the treatment site a generated one or more acoustic shock waves. 2. The method of claim 1, wherein generating the one or more acoustic shock waves comprises activating a shock wave generator to emit one or more acoustic shock waves. 3. The method of claim 1, wherein the treatment site is associated with fractured bone material or missing bone material. 4. The method of claim 1, wherein the treatment site is associated with pseudarthrosis. 5. The method of claim 1, wherein a range of a number of the generated one or more acoustic shock waves applied is approximately 1000 to 8000 per treatment. 6. The method of claim 1, wherein a range of a number of the generated one or more acoustic shock waves applied is approximately 800 to 4000 per treatment. 7. The method of claim 1, wherein a number of the generated one or more acoustic shock waves applied is approximately 2450 per treatment. 8. The method of claim 1, wherein a time period wherein the generated one or more acoustic shock waves is applied is approximately 45 to 60 minutes per treatment. 9. The method of claim 1, wherein a time period wherein the generated one or more acoustic shock waves is applied is approximately 30 to 40 minutes per treatment. 10. The method of claim 1, wherein a range of a frequency at which the generated one or more acoustic shock waves is applied is approximately 0.5 to 4.0 shock waves per second. 11. The method of claim 1, wherein each of the generated one or more acoustic shock waves has an average rise time of approximately 33 nanoseconds and an average pulse width of approximately 280 nanoseconds. 12. The method of claim 1, further comprising: recasting the treatment site; and treating the treatment site as a location of a fresh fracture. 13. The method of claim 1, wherein prior to the locating the treatment site, the human or animal was treated through osteosynthesis. 14. The method of claim 1, wherein generating the one or more acoustic shock waves comprises applying a voltage potential ranging from about 14 kilovolts to about 28 kilovolts across a spark gap of a spark gap generator to generate the one or more acoustic shock waves. 15. The method of claim 1, wherein generating the one or more acoustic shock waves comprises applying a voltage potential ranging from about 18 kilovolts to about 28 kilovolts across a spark gap of a spark gap generator to generate the one or more acoustic shock waves. 16. The method of claim 1, further comprising applying to the treatment site a sufficient number of the generated one or more acoustic shock waves to induce micro-injury and to induce or promote vascularized bone grafting. | - | A61H001/00 A61B005/05
US20080004513 | A1 | 2008-01-03 | VCSEL Tissue Spectrometer | 2006-06-30 | In a tissue sensor, a plurality of emitters are configured to emit narrowband light into biological tissue at a plurality of selected wavelengths including one or more wavelengths indicative of a profile for one or more selected analytes and a reference wavelength at which absorbance for the selected analyte is negligible. The sensor further comprises a photo detector configured to detect light at wavelengths that emerge from the biological tissue. | 1. A tissue sensor comprising: a plurality of emitters configured to emit narrowband light into biological tissue at a plurality of selected wavelengths;at least one photo detector configured to detect light at wavelengths that emerge from the biological tissue; anda logic configured to sample a signal indicative of the detected light, determine absorbance values evoked by individual emitters from the signal, and determine analyte concentration from ratios of the determined absorbance values for pairs of individual emitters. 2. The sensor according to claim 1 further comprising: the logic configured to energize the emitter plurality in a sequence and determine a differential time series for the absorbance values evoked by the individual emitters for usage in determining the analyte concentration. 3. The sensor according to claim 1 further comprising: the logic configured to amplify the signal and remove high-frequency modulation from the amplified signal to form the absorbance values. 4. The sensor according to claim 1 further comprising: the logic configured to amplify the signal and remove high-frequency modulation and determine a first time derivative from the amplified signal to form the absorbance values. 5. The sensor according to claim 1 further comprising: the plurality of emitters comprising a plurality of Vertical Cavity Surface Emitting Lasers (VCSELs) that emit narrowband light in narrow line widths for emitted light for a selected spectral range that contains absorption peaks for at least one analyte. 6. The sensor according to claim 1 further comprising: the plurality of emitters comprising a plurality of Vertical Cavity Surface Emitting Lasers (VCSELs) that emit narrowband light in narrow line widths for emitted light selected from a 600-1400 nm spectral range that contains absorption peaks for a plurality of analytes. 7. The sensor according to claim 1 further comprising: the logic configured to determine analyte concentration from ratios of the determined absorbance values for multiple pairs of individual emitters weighted by weighting factors predetermined by back-projection of an error between a target analyte concentration and a predicted value based on previously determined ratios. 8. The sensor according to claim 1 further comprising: the plurality of emitters comprising at least one Vertical Cavity Surface Emitting Laser (VCSEL) that emits narrowband light at a reference wavelength that is isobestic for oxyhemoglobin and deoxyhemoglobin. 9. The sensor according to claim 1 further comprising: the plurality of emitters comprising at least one Vertical Cavity Surface Emitting Laser (VCSEL) that emits narrowband light at a wavelength that is indicative of ferritin concentration. 10. The sensor according to claim 1 further comprising: the plurality of emitters comprising at least one Vertical Cavity Surface Emitting Laser (VCSEL) that emits narrowband light at a wavelength that is indicative of glucose concentration. 1... | - | A61B005/00
US20080009752 | A1 | 2008-01-10 | System for Cardiovascular Data Display and Diagnosis | 2007-07-06 | To provide a tool for the efficient and collaborative treatment of cardiovascular disease, a comprehensive report is created which includes clinical data, ECG data and ECHO data, all presented in a comprehensive format for the easy review an analysis by care givers. The systems are configured to deal with the different data formats involved and subsequently generate the reports in a manner that specifically allows for ease of use. Further, the format of the report is specifically conducive to the transmission of this data over networks to allow remote analysis and evaluation by specialists, including cardiologists. | 1. A system in communication with cardiovascular data sources for the compilation and comprehensive presentation of cardiovascular data, comprising: a storage system for receiving and storing patient data including clinical data, electrocardiograph data, and echocardiogram data; a processor coupled to the storage system for processing the patient data to generate a patient report wherein the patient report includes a display presentation capable of simultaneously presenting to a user the clinical data, electrocardiograph data and the echocardiogram data; and a display coupled to the processor for presenting the display presentation to a user. 2. The system of claim 1 wherein the clinical data is text data, the electrocardiograph data is graphic data, and the echocardiogram data is video data. 3. The system of claim 2 wherein the patient report is a multimedia report capable of displaying the clinical data in a predetermined text format, displaying the electrocardiograph data in a graphical format, and playing the echocardiogram data as video. 4. The system of claim 1 wherein the display and processor are coupled to one another across a network. 5. The system of claim 4 wherein the network includes the internet. 6. The system of claim 1 wherein the display presentation is stored in the storage system as a display file, wherein the processor is further capable of transmitting the display file to a remote system capable of displaying the display presentation. 7. The system of claim 6 wherein the remote system is coupled to the processor via the internet. 8. The system of claim 7 wherein the patient report is a multimedia report capable of displaying the clinical data in a predetermined text format, displaying the electrocardiograph data in a graphical format, and playing the echocardiogram data as video. 9. The system of claim 1 wherein the patient report includes addition fields for use by the user, wherein the user is capable of adding to the patient report within the addition fields. 10. The system of claim 9 wherein the addition fields are capable of receiving text information from a user who is a cardiologist and wherein the text information includes analysis and diagnosis data. 11. The system of claim 1 wherein the clinical data, electrocardiograph data, and echocardiogram data are received from differing sources. 12. A method for the collection and comprehensive presentation of cardiovascular data for a patient, comprising: collecting and storing clinical data for the patient; collecting and storing stress electrocardiogram (ECG) data produced during a stress test of the patient; collecting and storing stress echocardiogram (ECHO) data collected during a stress test of the patient; integrating the clinical data, ECG data and the ECHO data with a computer processor to produce integrated patient report data which is capable of being transferred over the internet; displaying to a physician the integrated patient data, thu... | - | A61B005/02
US20080077037 | A1 | 2008-03-27 | Selective point of care nanoprobe breath analyzer | 2007-09-20 | Disclosed is a medical diagnostic device for analyzing breath gases and/or skin emissions, including a highly sensitive sensing component for obtaining an emission concentration profile and a database of breath analysis profiles medical condition characteristics. | 1. An apparatus for analyzing gases in expired breath to assist in diagnosis of a medical condition, the apparatus comprising a nanosensor tuned to a specific concentration profile, to detect a particular gaseous analyte, wherein the presence and/or concentration of said gaseous analyte is indicative of a particular medical condition. 2. The apparatus of claim 1, wherein the nanosensor is constructed of a metal oxide that is not crystalline. 3. The apparatus of claim 1, wherein the nanosensor is an ammonia-specific or ammonia selective nanosensor. 4. The apparatus of claim 1, wherein a plurality of specifically tuned nanosensors can be removably inserted into the apparatus. 5. The apparatus of claim 4, wherein insertion of a second specifically tuned nanosensor allows the apparatus to detect NO gas, insertion of a third specifically tuned nanosensor allows the apparatus to detect another volatile compound present in human breath, and insertion of additional specifically tuned sensors allows the apparatus to detect additional volatile compounds present in human breath. 6. The apparatus of claim 5, wherein the apparatus is a hand-held device that detects NH3 in expired breath. 7. The apparatus of claim 1, wherein after the subject being evaluated ingests unlabeled urea as a substrate, levels of ammonia are measured in expired breath samples, to establish or rule out a diagnosis of infection with helicobacter pylori. 8. The apparatus of claim 7, wherein the substrate is selectively tuned by spin or drop coating. 9. The apparatus of claim 1, wherein the sensor is tuned to detect NH3 in expired breath and generates a clear and measurable response for NH3 concentrations ranging between at least of 50 parts per billion (ppb) and 500 parts per million (ppm). 10. The apparatus of claim 1, wherein presence of a selected gaseous analyte changes electrical resistance of the nanosensor. 11. The apparatus of claim 1, wherein the nanosensor incorporates biomolecule receptors in active, gas sensitive matrices. 12. The apparatus of claim 1, further comprising a baseline database of prior breath emissions for a particular patient. 13. The apparatus of claim 1, wherein the sensing device identifies molecular compounds in expired breath, said molecular compounds including ammonia, nitric oxide, ketones, methane, ethane, butane, pentane, carbon dioxide, carbon monoxide, oxygen, sulfur dioxide, carbon disulfide, hydrogen sulfide, methyl mercaptan, skatole, indole, cadaverine, putrescine, isovaleric acid, trimethylamine, and halogens, isoprene, isoprotanes, prostaglandins and halogen compounds. 14. The apparatus of claim 1, further comprising a baseline database of breath profiles identified as medical condition indicators. 15. The apparatus of claim 1, further comprising a microprocessor capable of identifying a change from a baseline established for a particular patient. 16. A method for utilizing a concentration profile in a breath samp... | - | A61B005/08 G01N033/497
US20080033302 | A1 | 2008-02-07 | SYSTEM AND METHOD FOR SEMI-AUTOMATIC AORTIC ANEURYSM ANALYSIS | 2007-04-16 | A method for automatically analyzing an aortic aneurysm includes providing a digitized 3-dimensional image volume of an aorta, determining which voxels in said image are likely to be lumen voxels, determining a distance of said lumen voxels from an aortic boundary, finding a centerline of the aorta in said image volume based on said lumen voxel distances, constructing a series of 2-dimensional multiplanar reformatted (MFR) image planes orthogonal to this centerline, segmenting aortic cross sections in each said MPR image plane wherein an aortic wall is located in each MPR image, and constructing from said aortic wall locations a 3D model of the aorta. | 1. A method of automatically analyzing an aortic aneurysm comprising the steps of: providing a digitized 3-dimensional image volume of an aorta, wherein said image comprises a plurality of intensities defined on a 3D grid of voxels; determining which voxels in said image are likely to be lumen voxels; determining a distance of said lumen voxels from an aortic boundary; finding a centerline of the aorta in said image volume based on said lumen voxel distances; constructing a series of 2-dimensional multiplanar reformatted (MFR) image planes orthogonal to this centerline; segmenting aortic cross sections in each said MPR image plane wherein an aortic wall is located in each MPR image; and constructing from said aortic wall locations a 3D model of the aorta. 2. The method of claim 1, further comprising providing two input voxels in said aorta to initialize said centerline. 3. The method of claim 2, wherein one of said voxels is near the base of the aorta, and the other voxel is near the iliac bifurcation. 4. The method of claim 2, wherein determining which voxels are likely to be lumen voxels comprises calculating a histogram using a Gaussian estimator on a distribution of intensities near each input voxel, and thresholding each volume voxel against a likelihood of belonging to the aortic lumen. 5. The method of claim 2, wherein finding a centerline of the aorta comprises forming a path between said input voxels from those lumen voxels having a greatest distance from said aortic boundary. 6. The method of claim 1, further comprising smoothing said centerline. 7. The method of claim 1, wherein segmenting aortic cross sections in said MPR image planes comprises finding an image partition S, S that minimizes an isoperimetric ratio of a cross section of said aorta and its boundary. 8. The method of claim 7, wherein minimizing said isoperimetric ratio comprises representing said lumen intensities by a Laplacian matrix L whose entries are defined by voxels i, j by representing said lumen intensities by a Laplacian matrix L whose entries are defined by voxels i, j by Li,j={diif⁢ ⁢i=j,-w⁡(eij)if⁢ ⁢eij∈E,0otherwise.wherein eij represents an edge connecting neighboring voxels ij, w(eij) is a weight for edge eij defined by w(eij)=e−(DL(i)+DT(i)−DL(j)−DT(j))2 where DL is an estimated lumen distribution, DT is the estimated thrombus distribution, di is a degree of voxel i defined by summing the weights of edges connecting said voxel, and minimizing a cost function g⁡(x)=xT⁡(L+γ⁢ ⁢U)⁢xxT⁡(d+γ⁢ ⁢u),wherein d is a vector of voxel degrees, x is a partition indicator function defined by xi={0if⁢ ⁢voxel⁢ ⁢i∈S_1if⁢ ⁢voxel⁢ ⁢i∈S,U indicates a Laplacian matrix with uniform weights, u represents the vector of degrees for a graph with uniform weights, and γ is a circularity parameter. 9. The method of claim 8, wherein minimizing said cost function comprises selecting a node corresponding to the intersection of the centerline with the MPR as a ground voxel,... | Siemens Corporate Research, Inc. | A61B005/02
US07642776 | B2 | 2010-01-05 | Method to determine an acquisition sequence in an imaging method for generation of 2D slice images | 2007-09-27 | In a method for determination of an acquisition sequence for slice plane data of slice planes of an examination subject, the slice plane data are acquired with measurement sequences that each includes a preparation phase and a measurement phase temporally separated from the preparation phase. For n slice planes and a set of sequence parameters that include at least the parameters TRmin: minimal repetition time between two measurement sequences of the same slice plane and TRmax: maximum repetition time between two measurement sequences of the same slice plane, a periodic acquisition scheme that, temporally expanded, is [TRi, TR]-compatible to the k-th degree and has k streams. The association of the n slice planes with the k streams of the acquisition scheme and the order of the slice planes within the respective streams are determined by mixed-integer linear program. | 1. A method for determining an acquisition sequence for acquisition of slice plane data for respective slice planes of an examination subject for generating slice images associated with the slice planes, comprising the steps of: using a magnetic resonance data acquisition unit,acquiring slice plane data by executing measurement sequences each comprising a preparation phase and a measurement phase temporally separated from the preparation phase;in each measurement phase, executing at least one measurement to acquire slice plane data;for n slice planes, and a set of sequence parameters comprising at least Trmin as a minimum repetition time between two measurement sequences for the same slice plane and Trmax as a maximum repetition time between two measurement sequences of the same slice plane, employing a periodic acquisition protocol comprising k data streams that, when temporarily expanded, is [TRmin, TRmax]-compatible to the k-th degree; andautomatically determining an association of the n slice planes with the k data streams of said acquisition protocol, and an order of the slice planes within the respective data streams, using a mixed-integer linear program. 2. A method as claimed in claim 1 comprising determining a line-by-line association of said n slice planes with said k data streams in said acquisition protocol. 3. A method as claimed in claim 1 comprising maintaining respective numbers of measurements of said k data streams constant. 4. A method as claimed in claim 1 comprising employing a measurement phase in each measurement sequence comprising a first measurement sub-phase for measurement preparation and at least one further measurement sub-phase for acquisition of the said slice plane data. 5. A method as claimed in claim 1 comprising, as said preparation phase, employing an inversion phase of an RITSE magnetic resonance data acquisition sequence. 6. An electronic control device for a magnetic resonance tomography apparatus comprising a magnetic resonance scanner configured to interact with an examination subject to acquire slice plane data from slice planes of the examination subject for generating slice images of the examination subject associated with the slice planes, said electronic control device being programmed to acquire said slice plane data by acquiring slice plane data by executing measurement sequences each comprising a preparation phase; and a measurement phase temporally separated from the preparation phase; in each measurement phase, executing at least one measurement to acquire slice plane data; and for n slice planes, and a set of sequence parameters comprising at least Trmin as a minimum repetition time between two measurement sequences for the same slice plane and Trmax as a maximum repetition time between two measurement sequences of the same slice plane, employing a periodic acquisition protocol comprising k data streams that, when temporarily expanded, is [TRmin, TRmax]-compatible to the k-th degree; and a... | Siemens Aktiengesellschaft | G01V003/00
US07347819 | B2 | 2008-03-25 | Ambulatory medical apparatus and method using a robust communication protocol | 2004-06-15 | An implanted medical device (e.g. infusion pump) and external device communicate with one another via telemetry wherein messages are transmitted under a robust communication protocol. The communication protocol gives enhanced assurance concerning the integrity of messages that impact medical operations of the implantable device. Messages are transmitted using a multipart format that includes a preamble, a frame sync, a telemetry ID, data, and a validation code. The data portion of the message includes an op-code that dictates various other elements that form part of the message. The data portion may also include additional elements such as sequence numbers, bolus numbers, and duplicate data elements. A telemetry ID for the transmitting device may be implicitly embedded in the message as part of the validation code that is sent with the message and that must be pre-known by the receiver to confirm the integrity of the received message. | 1. A medical system, comprising: a) an ambulatory medical device (MD) comprising MD electronic control circuitry that further comprises at least one MD telemetry system and at least one MD processor that controls, at least in part, operation of the MD telemetry system and operation of the medical device, wherein the medical device is configured to provide a treatment to a body of a patient or to monitor a selected state of the body; andb) a communication device (CD) comprising CD electronic control circuitry that further comprises at least one CD telemetry system and at least one CD processor that controls, at least in part, operation of the CD telemetry system and operation of the communication device, wherein the CD telemetry system sends messages to or receives messages from the MD telemetry system,wherein at least one of the MD telemetry system or the CD telemetry system is configured to establish frame synchronization and to confirm that a message is intended specifically for the medical device or the communication device, respectively, by confirming receipt of a predefined identifier; andwherein confirming receipt of a predefined identifier comprises determining whether or not the predefined identifier is acceptable, and if not acceptable, then disabling communication, and if acceptable, then maintaining communication. 2. The system of claim 1 wherein a first portion of the MD telemetry system is incorporated into the MD processor and a second portion of the MD telemetry system is external to the MD processor, or wherein a first portion of the CD telemetry system is incorporated into the CD processor and a second portion of the CD telemetry system is external to the CD processor. 3. The system of claim 2 wherein (1) the MD electronic control circuitry comprises at least one external MD functional module, other than the second portion of the MD telemetry system, that is external to the MD processor, (2) the CD electronic control circuitry comprises at least one external CD functional module, other than the second portion of the CD telemetry system, that is external to the CD processor, (3) the MD processor comprises an internal MD CPU and at least one other internal MD functional module, or (4) the CD processor comprises an internal CD CPU and at least one other internal CD functional module. 4. The system of claim 1 wherein the predefined identifier uniquely identifies a specific medical device or communication device, respectively, for which the message is intended. 5. The system of claim 1 wherein the medical device comprises an implantable infusion pump for selectively dispensing a drug. 6. The system of claim 5 wherein the drug comprises insulin. 7. The system of claim 1 wherein the medical device comprises an implantable sensor for sensing a selected state of the body. 8. The system of claim 7 wherein the sensor comprises a glucose sensor. 9. The system of claim 1 wherein the medical device comprises an implantable electrode fo... | Medtronic Minimed, Inc. | A61B005/00
US07347829 | B2 | 2008-03-25 | Introduction system for minimally invasive surgical instruments | 2003-08-27 | A medical system is disclosed that includes a cannula, an introducer stylet removably disposed within the cannula and a target confirmation device selectively insertable within the cannula. In an embodiment of the invention, the introducer stylet is configured for insertion into a patient's body. The outer cannula is sized to fit over the introducer stylet and is positionable at least partially within the patient's body after insertion and removal of the introducer stylet. The target confirmation device is insertable into the outer cannula after removal of the introducer stylet and is configured to confirm the position of the outer cannula relative to the target site. A medical procedure using the medical system of the present invention is also disclosed. | 1. A medical targeting and device introduction system, comprising: an introducer cannula having an open distal end and an open proximal end that defines a first length, wherein the introducer cannula defines a lumen therein;a generally linear introducer stylet that includes a distal end and a proximal end which defines a second length that is substantially longer than the first length; wherein the introducer stylet is selectively and removably disposed within the lumen of the introducer cannula through the open proximal end such that the introducer stylet may be translated within the lumen such that the distal end of the introducer stylet extends outwardly from the distal end of the introducer cannula when the introducer stylet is positioned within the introducer cannula, wherein the distal end of the introducer stylet further includes a tissue piercing tip that is configured for penetrating tissue to create a pathway; anda separate target confirmation device that is selectively insertable within the introducer cannula only when the introducer stylet is removed from the introducer cannula, wherein the target confirmation device includes a distal end that extends substantially outwardly from the distal end of the introducer cannula when the target confirmation device is engaged with the introducer cannula; anda biopsy device that includes a handpiece, an outer cannula and an inner cannula disposed within the outer cannula;wherein the biopsy device is configured to at least translate the inner cannula within the outer cannula and the inner cannula includes a cutting edge at its distal end,wherein the outer cannula defines a tissue-receiving opening for receiving tissue from the target site,wherein the cutting edge of the inner cannula cooperates with the tissue-receiving opening to sever tissue; andwherein at least a portion of the outer cannula of the biopsy device is selectively insertable within the introducer cannula after the introducer stylet and target confirmation device are removed from the introducer cannula. 2. The system of claim 1, wherein the introducer cannula is configured to introduce at least one of a biopsy device, a site marker, an anesthesia, a fluid, a tamponade, and a hemostatic agent. 3. The system of claim 1, wherein the target confirmation device includes a magnetic resonance imaging (MRI) identifiable material. 4. The system of claim 3, wherein the magnetic resonance imaging (MRI) identifiable material is a band disposed proximate the distal end of the target confirmation device so as to extend distally of the distal end of the introducer cannula. 5. The system of claim 4, wherein the distance between a proximal end of the target confirmation device and the targeting band is approximately equal to the distance between the center of the tissue receiving opening and the handpiece of the biopsy device. 6. The system of claim 1, wherein the system is magnetic resonance imaging (MRI) compatible. 7. The system of claim 1,... | Suros Surgical Systems, Inc. | A61B005/05
US07343185 | B2 | 2008-03-11 | Measurement of body compounds | 2003-06-18 | The present invention provides a method for identifying a concentration of a compound within a part of a subject. The method involves measuring the amount of electromagnetic radiation reflected by, or transmitted through the part with a detector, and using a quantitative mathematical analysis to determine the concentration of the compound in one, or more than one compartment, including a blood, interstitial, cellular, lymph, or bone compartment, of the part. A corrected concentration of the compound may be then determined within a compartment of interest, or a total concentration of the compound may be accurately determined. Preferably, the compound is glucose. From this determination, a clinical condition in a human or animal may be made by correlating the concentration of a measured compound in the compartment of a part of the human or animal to a clinical condition in need of treatment. | 1. A method for determining a value of concentration of a compound in a part of a subject, consisting of: (a) directing electromagnetic radiation (EMR) from the near-infrared spectrum onto the part;(b) measuring a quantity of EMR reflected by, or transmitted through the part with a detector; and(c) determining the value of concentration of the compound in the part by performing a quantitative mathematical analysis of the quantity of EMR using only one algorithm that accounts for a value of concentration of the compound within each compartment of the part, and corrects the value of concentration of the compound within each compartment for changes in the volume of the part. 2. The method of claim 1, wherein the compound is selected from the group consisting of a fat, a protein, a glycoprotein, a lipoprotein, a carbohydrate, and a steroid. 3. The method of claim 1, wherein the compound is glucose. | NIR Diagnostics Inc. | A61B005/00
US07349729 | B2 | 2008-03-25 | Magnetic resonance imaging of different chemical species in a system having magnetic field heterogeneities | 2003-10-20 | A multi-point chemical species (e.g., water, fat) separation process which is compatible with rapid gradient echo imaging such as SSFP uses an iterative least squares method that decomposes water and fat images from source images acquired at short echo time increments. The single coil algorithm extends to multi-coil reconstruction with minimal additional complexity. | 1. A method of obtaining magnetic resonance signals with signal separation for at least two chemical species in a heterogeneous magnetic field using rapid gradient echo imaging, comprising the steps of: a) obtaining first magnetic resonance signals from pixels in an object having at least two chemical species using a first repetition time and a first echo time,b) obtaining at least second and third magnetic resonant signals from the pixels using second and third echo times, wherein the magnetic resonance signals at time, n=1 to N, for species, j =1 to M, having real, R, and imaginary, I, parts is given by:s^n=s^nR+i⁢⁢s^nI=∑Mj=1⁢(ρjR⁢cjn-ρjI⁢djn)+i⁢∑Mj=1⁢(ρjR⁢djn+ρjI⁢cjn) and a least squares fitting of all signals is given by: {circumflex over (ρ)}=(ATA)−1ATŜwhere A is a known matrix for M species,c) determining a signal estimate for each species and for each pixel by combining all measured signals for the pixel using a linear least squares fitting directly on the signals from each pixel to decompose the chemical species, assuming a first value of field heterogeneity (ψ0),d) calculating a first error to the field heterogeneity,e) repeating step c) using the first value of field heterogeneity and the error from step d),f) repeating step d) to calculate a second error to the field heterogeneity, andg) updating the value of field heterogeneity and repeating steps c) and d) until an acceptable error is calculated, wherein:A=[c11-d11c21-d21⋯cM⁢⁢1-dM⁢⁢1c12-d12c22-d22⋯cM⁢⁢2-dM⁢⁢2⋯⋯⋯⋯⋯⋯⋯c1⁢⁢N-d1⁢⁢Nc2⁢⁢N-d2⁢⁢N⋯cMN-dMNd11c11d21c21⋯dM⁢⁢1cM⁢⁢1d12c12d22c22⋯dM⁢⁢2cM⁢⁢2⋯⋯⋯⋯⋯⋯⋯d1⁢⁢Nc1⁢⁢Nd2⁢⁢Nc2⁢⁢N⋯dMNcMN] where cnfw=cos(2πΔffwtn), dnfw=sin(2πΔffwtn), gnR=2πtn(−{circumflex over (ρ)}wI−{circumflex over (ρ)}fRdn−{circumflex over (ρ)}fIcn) and gnI=2πtn({circumflex over (ρ)}wR+{circumflex over (ρ)}fRcn−{circumflex over (ρ)}fIdn) are the matrix elements. 2. A method of obtaining magnetic resonance signals with signal separation for at least two chemical species in a heterogeneous magnetic field using rapid gradient echo imaging, comprising the steps of: a) obtaining first magnetic resonance signals from pixels in an object having at least two chemical species using a first repetition time and a first echo time,b) obtaining at least second and third magnetic resonant signals from the pixels using second and third echo times, wherein the magnetic resonance signals at time, n=1 to N, for species, j=1 to M, having real, R, and imaginary, I, parts is given by:s^n=s^nR+ⅈ⁢⁢s^nI=∑j=1M⁢(ρjR⁢cjn-ρjI⁢djn)+ⅈ⁢∑j=1M⁢(ρjR⁢djn+ρjI⁢cjn) and a least squares fitting of all signals is given by: {circumflex over (ρ)}=(ATA)−1ATŜwhere A is a known matrix for M species,c) determining a signal estimate for each species and for each pixel by combining all measured signals for the pixel using a linear least squares fitting directly on the signals from each pixel to decompose the chemical species, assuming a first value of field heterogeneity (ψo),d) calculating a first error to the field heterog... | The Board of Trustees of the Leland Stanford Junior University | A61B005/05
US07606607 | B2 | 2009-10-20 | Physiological stress detector device and system | 2006-12-06 | A method, system and device for measurement of a blood constituent level, including a light source, a light detector proximate an organ surface, adjustable gain amplifiers, and a processor/controller connected within a processing unit operative to separate AC and DC signal components. The device may determine the level of blood constituent, may use this level for monitoring and/or to activate an alarm when the level falls outside a predetermined range, may be applied to monitoring conditions of apnea, respiratory stress, and reduced blood flow in organ regions, heart rate, jaundice, and blood flow velocity, and may be incorporated within a monitoring system. | 1. A non-invasive device for measurement of blood saturation and heart pulse rate, comprising: a housing unit configured in the shape of a pen, said housing unit comprising: at least one light source, providing light directed toward the surface of an organ being measured, the light being reflected from said organ;a light detector spaced apart from said at least one light source and being sensitive to intensity levels of said reflected light for producing intensity signals in accordance therewith, said light detector being located on the external face of said pen, thereby allowing the housing unit to be disposed proximate to said organ; anda processing unit for processing said intensity signals received from said light detector for producing output signals, said processing unit comprising: first and second amplifiers for amplifying said intensity signals, each in accordance with a respective first and second gain amplification factor; anda processor for automatically determining said first and second gain amplification factors in adjustable fashion;wherein during a first stage, said first and second amplifiers amplify a DC signal component of said intensity signals in accordance with predetermined first and second gain amplification factors, said amplified DC signal component being subtracted from said intensity signals at an input of said first amplifier, to isolate an AC signal component of said intensity signals,and wherein during a second stage, said second amplifier amplifies said isolated AC signal component in accordance with said adjustably-determined second gain amplification factor,said processing unit producing output signals in accordance with said isolated AC signal component and said DC signal component and calculating in accordance therewith, at least one blood constituent level. 2. The device according to claim 1, wherein said processing unit comprises mapping means for mapping the intensity of said AC signal component along the surface of said organ to detect regions of said organ having a reduced blood flow. 3. A non-invasive device for measurement of blood saturation and heart pulse rate, comprising: a housing unit configured in the shape of a pen, said housing unit comprising: at least one light source, providing light directed toward the surface of an organ being measured, the light being reflected from said organ;a light detector spaced apart from said at least one light source and being sensitive to intensity levels of said reflected light for producing intensity signals in accordance therewith, said light detector being located on the external face of said pen, thereby allowing the housing unit to be disposed proximate to said organ; anda processing unit for processing said intensity signals received from said light detector for producing output signals,wherein processing the intensity signals is done through a signal analog path, said processing unit comprising: first and second amplifiers for amplifying said intensity s... | SPO Medical Equipment Ltd. | A61B005/1455 A61B005/02
US07343193 | B2 | 2008-03-11 | Background suppression method for time-resolved magnetic resonance angiography | 2004-02-05 | A 3D projection reconstruction pulse sequence is employed during a CEMRA dynamic study to acquire a time course series of k-space data sets. Signals from non-vascular voxels are suppressed by reconstructing a corresponding series of low resolution images using the centers of the acquired k-space data sets, and measuring the degree to which the signal behavior of voxels therein differ from a model of unwanted signal. Signals from voxels which do not differ from the model are suppressed and the resulting filtered low resolution images are transformed back to k-space and combined with the originally acquired peripheral k-space data to form complete, filtered k-space data sets from which images may be reconstructed. | 1. A method for producing a magnetic resonance image of a patient using a magnetic resonance imaging (MRI) system, the steps comprising: a) injecting the patient with a contrast agent which flows into a region of interest in the patient;b) acquiring NMR k-space data for a series of NMR time course images during a time resolved phase of an examination, during which the contrast agent makes a first passage through the patient's arteries in the region of interest;c) reconstruct a series of corresponding low resolution time course images using a central portion of the NMR k-space data acquired in step b);d) producing an orthogonality image by measuring the degree to which voxel vectors formed from data in corresponding voxels in the series of low resolution time course images are orthogonal to a model time course voxel vector;e) producing a mask image by determining which voxels in the orthogonality image exceed a threshold;f) producing a series of low resolution vascular images by multiplying the low resolution time course images by the mask;g) transforming the series of low resolution vascular images to produce a corresponding series of filtered k-space center data sets;h) combining a peripheral portion of the NMR k-space data acquired in step b) with the corresponding series of filtered k-space center data sets to form a series of filtered k-space data sets; andi) reconstructing an image by transforming a filtered k-space data set. 2. The method as recited in claim 1 in which a series of images are reconstructed in step i) by transforming the corresponding series of the filtered k-space data sets. 3. The method as recited in claim 1 in which the model time course voxel vector is produced with a method which comprises: j) producing a matrix [A] having values which model the characteristic behavior of NMR signals produced by undesirable tissues during the performance of step b); and step d) includes calculating the orthogonal complement of the matrix [A⊥]. 4. The method as recited in claim 3 in which the orthogonality image is produced in step d) by the equation [A]⊥*{right arrow over (x)}={right arrow over (b)}where {right arrow over (b)}=is a voxel vector; and {right arrow over (x)}=is a value in the orthogonality image at the corresponding voxel location. 5. The method as recited in claim 1 in which the threshold is produced with a method which comprises: l) producing a histogram using values related to values from the orthogonality image; andm) examining the histogram to establish a threshold which distinguishes vascular voxels from other voxels. 6. The method as recited in claim 5 in which step l) includes calculating the natural logarithm of the orthogonality image values. 7. The method as recited in claim 1 which further includes: n) producing an inverted mask image;o) producing a series of low resolution background images by multiplying the low resolution time course images by the inverted mask;p) weighting the low resolution backgroun... | Wisconsin Alumni Research Foundation | A61B005/05
US07747308 | B2 | 2010-06-29 | Non-invasive systems and methods for the determination of cardiac injury using a characterizing portion of a voxel histogram | 2006-02-02 | Methods, systems and circuits predict cardiotoxicity induced cardiac injury prior to an irreversible state by electronically generating at least one histogram of mean intensities of voxels/pixels in an MRI image of a left ventricle myocardium and electronically determining a likelihood of cardiac injury due to cardiotoxicity based on data from the at least one histogram. | 1. A non-invasive method of evaluating actual and/or potential cardiac injury in a patient, comprising: electronically determining, for a plurality of regions of interest in a medical image of a heart, respective locations of voxels in three-dimensional space and an associated respective measure of intensity for each of the voxels;electronically identifying whether high intensity voxels from the determining step are clustered or distributed in the regions of interest;evaluating whether there is a likelihood the heart has a global injury using the measures of intensity and spatial coordinate data of the high intensity voxels based on data from the identifying step to determine whether the patient has a change in tissue composition and/or function that is in a substantially randomly distributed pattern and/or in a pattern that is not detectable at a resolution of image slices associated with the medical image; andproviding output of the determined likelihood to a display associated with a clinician workstation. 2. A method according to claim 1, wherein the regions of interest include regions of interest derived from each of an apical, middle and basal portion of the heart. 3. A method according to claim 1, wherein the electronically identifying step comprises generating mean intensity voxel histograms, and wherein the evaluating step considers a characterizing predictive portion of the histogram that is associated with voxels having a mean intensity that is greater than 1 sigma standard deviation and less than about 3 sigma standard deviation and the three-dimensional location of those voxels. 4. A method according to claim 1, wherein the evaluating step comprises electronically assessing whether there is a clustering of voxels having an intensity that is in a range of between about 2-3 sigma standard deviation in histograms of voxel intensity whereby the 2-3 sigma standard deviation range defines a characterizing portion of the histogram. 5. A method according to claim 4, further comprising electronically identifying injury to cells in the heart prior to cell death, based on a characterizing portion of at least one of the histograms. 6. A method according to claim 1, further comprising automatically determining whether the voxels in the regions of interest are associated with an increased risk of cardiac injury associated with a decrease in heart function based on the evaluating step. 7. A method according to claim 1, wherein the evaluating step evaluates cardiac injury associated with drug-induced cardiotoxicity. 8. A method according to claim 1, further comprising generating data for a clinician to evaluate a cancer treatment therapy based on the evaluating step. 9. A method according to claim 8, wherein the generating data comprises generating data to alter, stop or decrease dosage of a chemotherapeutic agent for the patient to reduce cardiotoxicity to the patient when there is a likelihood of cardiac injury based on the evaluating step... | Wake Forest University Health Sciences | A61B005/05 G06K009/00
US08275433 | B2 | 2012-09-25 | Non-invasive blood constituent measuring instrument and measuring method | 2007-06-26 | A non-invasive blood constituents measuring instrument measures blood constituent values including blood glucose concentration in a living body non-invasively. The instrument is composed of a light source 11 to irradiate a light containing plural wavelengths to a living body 13, a light receiver 14 to detect the light transmitted through a living body or reflected and scattered thereon, a spectrum analyzer 15 to analyze the light transmitted through the living body or reflected thereon at different times, a subtraction processor 18 to generate spectrum subtraction from the spectrum of the light at the different times measured by the spectrum analyzer 15, and a blood glucose concentration predictor 21 into which the output data of the subtraction processor 18 are input and which outputs a blood constituent value. | 1. A non-invasive blood constituents measuring instrument comprising: a light source for irradiating light in the near infrared range including plural wavelengths to a living body whose blood constituent concentrations are unknown; a light receiver to detect light transmitted through the living body or reflected therefrom; an active spectroscope for separating the light into plural wavelengths in the near infrared range at an interval of 40-50 ms period of time; a spectrum analyzer to which the output signal of the light receiver is supplied and which analyzes spectrum of the light transmitted through the living body or reflected therefrom at different times having a shorter time intervals than a cycle time of the arterial waveform cycle; a spectrum subtraction generator to generate a plurality of spectrum subtractions from the spectrum of the light measured by the spectrum analyzer at any two different times corresponding to time intervals of 40-50 ms; and a blood constituent concentrations predictor into which the output data of the spectrum subtraction generator is input and which outputs the blood constituent concentrations, wherein the blood constituent concentrations predictor comprises a multi-regression analyzing model; wherein the multi-regression analyzing model is calibrated by supplying plural sample data comprising spectrum subtractions obtained non-invasively from a living body having known blood constituent concentrations as explanatory variables and the known blood constituent concentrations as objective variables, using the non-invasive blood constituents measuring instrument;wherein the output data of the spectrum subtraction generator obtained from the living body whose blood constituent concentrations are unknown is input to the blood constituent concentrations predictor and the blood constituent concentrations predictor outputs the blood constituent concentrations calculated by the calibrated multi-regression analyzing model. 2. A non-invasive blood constituents measuring instrument claimed in claim 1, wherein the multi-regression analyzing model is a regression analysis model using the PLS or PCR method. 3. A non-invasive blood constituent measuring instrument claimed in claim 2, wherein blood constituent concentrations of the living bodies corresponding to the sample spectrum subtractions are arranged at a specified interval within a range of concentration including a physiological concentration range. 4. A non-invasive blood constituent measuring instrument claimed in claim 1, wherein the light includes plural wavelengths in the wavelength band of 800-2400 nm arranged at an interval of 3 nm. 5. A non-invasive blood glucose concentration measuring instrument comprising: a light source to irradiate a light in the near infrared range containing plural wavelengths to a living body whose blood glucose concentration is unknown; a light receiver to detect the light transmitted through a living body or reflected therefrom; an ... | yu.sys.corporation | A61B005/1455
US08225796 | B2 | 2012-07-24 | Respiratory therapy system including a nasal cannula assembly | 2004-07-27 | A nasal cannula, for supplying a respiratory gas to a patient, comprising: a pair of spaced apart supply lines which each have a head at one end thereof with a discharge opening therein. The opposite end of each supply line is connectable to a respiratory gas source. Each head is sized to be snugly received and retained within one of the nasal cavities of the patient while forming a sufficient leakage passage, between a portion of inwardly facing nasal cavity skin of a patient and a portion of an exterior surface of the head, to facilitate exhausting of any excess respiratory gas supplied to the patient through the leakage passage and also facilitate inhalation of any room air required in excess of the respiratory gas to be supplied to the patient. The invention also relates to a respiratory therapy system incorporating the nasal cannula, a method of treating a patient with sleep disorder by using the nasal cannula, a diagnostic tool for measuring nasal cavity pressure of a patient, and a method of using the diagnostic tool for measuring nasal cavity pressure of a patient. | 1. A nasal cannula for supplying a respiratory gas to a patient, the nasal cannula comprising: a pair of supply lines which each have a head adjacent a leading end thereof with a discharge opening therein for discharging a respiratory gas, and an opposite end of each of the pair of supply lines being connectable to a respiratory gas source;wherein each head is formed integrally with and from the same material as the pair of supply line and each head comprises a leading tapered section and a trailing cylindrical section, the cylindrical section having a generally cylindrical surface which is sized to be snugly received and retained within one of the nasal cavities of the patient,each head has a maximum width dimension of between 0.345 of an inch (0.88 cm) and 0.70 of an inch (1.8 cm) and a length of between 0.30 of an inch (0.76 cm) and 0.60 of an inch (1.5 cm),an exterior surface of each head has a plurality elongate troughs formed therein, and each of the plurality of elongate troughs extends parallel to one another and is formed in the generally cylindrical surface of the head;each of the plurality elongate troughs is formed by a pair of adjacent planar side surfaces which diverge away from a common elongate valley toward a pair of spaced apart but adjacent elongate ridges having maximum outside diameters coequal with the maximum outside diameter of each head to partially define one of the plurality of leakage passages,the plurality elongate troughs form, once inserted into the respective nasal cavity, a plurality of leakage passages, to facilitate exhausting of excess respiratory gas supplied to the patient through the leakage passage while maintaining a positive pressure within a respiratory passage of the patient at least during exhalation by the patient;the pair of supply lines being connected with one another by a central bridge member; andopposed front and rear walls of at least one of the heads have an aligned aperture therein which facilitates passage of a pressure sensing probe through the head and into the nasal cavity of the patient. 2. The nasal cannula according to claim 1, wherein the exterior surface of the head has between six and eight elongate troughs formed therein which are equally spaced about a circumference of the head, and each of the elongate troughs partially defines one of the leakage passages in the head to facilitate exhausting of the excess respiratory gas and inhalation of any room air required by the patient. 3. The nasal cannula according to claim 1, wherein each of the plurality elongate troughs is formed by a pair of adjacent planar side surfaces which diverge away from a common elongate valley toward a pair of spaced apart but adjacent elongate ridges to partially define one of the plurality of leakage passages. 4. The nasal cannula according to claim 1, wherein each one of the leakage passages has a cross sectional open area of between 0.002 square inches (0.013 cm2) and 0.0055 square inches (0.035 cm2). ... | Salter Labs | A61M016/00 A62B007/00
US08103330 | B2 | 2012-01-24 | Sensor device for operation in a time-varying magnetic field and method | 2007-06-12 | A sensor device, in particular a PET detector, for operation in the time-varying magnetic field of a magnetic resonance tomograph. In at least one embodiment, a sensor circuit is for generating a sensor signal, as well as an induction circuit in which a compensation signal is induced. These signals are combined with one another so as to compensate for noise signals in the sensor signal, which are induced in the sensor circuit by the time-varying magnetic field. The invention furthermore concerns a method of compensating for such noise signals. | 1. A Positron Emission Tomography (PET) detector including a sensor device, the sensor device configured to operate in a time-varying magnetic field of a magnetic resonance tomograph, the sensor device comprising: an electrical sensor circuit configured to generate a sensor signal;an induction circuit in which a compensation signal is induced by the lime-varying magnetic field during operation of the magnetic resonance tomograph; anda circuit arrangement configured to combine the compensation signal with the sensor signal to form an output signal to compensate for noise signals induced in the at least one electrical sensor circuit by the lime-varying magnetic field, wherein the sensor device further includes N photosensors respectively outputting N sensor signals, the sensor signal output by the electrical sensor circuit being a portion of the N sensor signals, the N sensor signals being transmitted on M output lines, the M output lines being less than the N photosensors, andthe sensor signal of each photosensor is added to each output line and is weighted with a predetermined factor before the addition. 2. The PET detector of claim 1, wherein the sensor device further comprises at least one preamplifier for amplifying the sensor signal and the compensation signal. 3. The PET detector as claimed in claim 1, wherein the circuit arrangement is configured to at least one of subtract a preamplified compensation signal from a preamplified sensor signal and add the preamplified compensation signal from the preamplified sensor signal. 4. The PET detector as claimed in claim 1, wherein the induction circuit comprises three mutually orthogonal loops. 5. The PET detector as claimed in claim 1, wherein said electrical sensor circuit includes a plurality of electrical sensor circuits and at least one of said induction circuit is provided for each of the plurality of electrical sensor circuits. 6. The PET detector of claim 1, wherein each induction circuit is arranged in spatial proximity to an associated electrical sensor circuit. 7. The PET detector of claim 1, wherein said electrical sensor circuit includes a plurality of electrical sensor circuits and at least one of said induction circuit is provided for each of the plurality of electrical sensor circuits, the sensor signal of each of the plurality of electrical sensor circuits being added to the sensor signals of the other electrical sensor circuits and being weighted with a predetermined factor before the addition, so that the noise signals on the sensor signals cancel out one another. 8. A method of compensating for noise signals induced in an electrical sensor circuit of a sensor device by a time-varying magnetic field of a magnetic resonance tomograph, the electrical sensor circuit configured to generate a sensor signal and the sensor device including N photosensors, the method comprising: inducing a compensation signal in an induction circuit by the time-varying magnetic field during operati... | Siemens Aktiengesellschaft | A61B005/05
US08126538 | B2 | 2012-02-28 | Method and apparatus for introducing endolymphatic instrumentation | 2006-06-06 | Described herein are a method and apparatus for introducing instrumentation into the lymphatic system that can be used for physiological monitoring and/or delivery of therapy. Such instrumentation, for example, may include one or more sensors for measuring physiological variables and/or one or more instruments for delivering therapy that is adapted to be disposed within a lymphatic vessel. | 1. A method, comprising: introducing a catheter having a lymphatic instrument incorporated therein into a patient's venous system;advancing the catheter through the venous system to reach the thoracic duct;advancing the catheter through the thoracic duct into a lymphatic vessel;fluoroscopically imaging the patient's lymphatic vessel as the lymphatic instrument is guided therethrough;opening lymphatic valves by drawing a vacuum through a lumen of the catheter in order to create a negative pressure gradient within the lymphatic vessel;simultaneously pushing the catheter through the lymphatic valves as they are opened by the negative pressure gradient; andpositioning the lymphatic instrument at a selected location within the patient's lymphatic vessel to deliver therapy or sense one or more physiological variables. 2. The method of claim 1 further comprising introducing the lymphatic instrument by means of a guide wire. 3. The method of claim 1 further comprising implanting an implantable control device that communicates with the lymphatic instrument. 4. The method of claim 3 wherein the lymphatic instrument is incorporated into a lead adapted for connecting to the implantable control device. 5. The method of claim 1 wherein the lymphatic instrument is incorporated into a satellite unit that wirelessly communicates with an implantable or external control device. 6. The method of claim 5 further comprising implanting a stent incorporating the satellite unit with the catheter. 7. The method of claim 1 further comprising navigating the lymphatic instrument to the target location by delivering an electrical stimulus to nerves and sensing nerve activity. 8. The method of claim 1 further comprising employing an electro-stimulator incorporated into the catheter to open lymphatic valves in order to facilitate the passage of the catheter therethrough. 9. The method of claim 1 further comprising employing an inflatable balloon incorporated into the catheter to open lymphatic valves in order to facilitate the passage of the catheter therethrough. 10. The method of claim 1 further comprising employing one or more guide magnets and a catheter or guide wire with a ferromagnetic tip to guide the lymphatic instrument through the lymphatic system. 11. The method of claim 1 further comprising overlapping a fluoroscopic image with an anatomical image of the patient's body to facilitate placement of the lymphatic instrument at a selected location. 12. The method of claim 1 further comprising cannulating the lymphatic ostium of the patient's thoracic duct, and guiding the lymphatic instrument through the thoracic duct to a selected target location. 13. The method of claim 12 further comprising assisting initial cannulation of the lymphatic ostium by use of an endovascular grasping instrument for manipulating the lymphatic ostium. 14. The method of claim 13 further comprising introducing the endovascular grasping instrument through the femoral or mammary vei... | Cardiac Pacemakers, Inc. | A61B005/05
US08287523 | B2 | 2012-10-16 | Systems and methods for historical display of surgical operating parameters | 2007-09-07 | The invention is generally directed to systems and methods for medical care, and more particularly to systems and methods for historical display of surgical operating parameters. A first embodiment is a surgical system that includes a surgical instrument having a plurality of associated surgical parameters, each parameter having a value at each instant during an associate surgical procedure. The system further includes a computer system configured to record the values of each associated surgical parameter at each instant during an associate surgical procedure and display the values of each associated surgical parameter at each instant in a human readable form. | 1. A surgical system comprising: a surgical instrument having a plurality of associated surgical parameters, each parameter having a value at each instant during an associated surgical procedure;a computer program product that includes a computer-usable medium having a sequence of instructions which, when executed by a processor, causes said processor to execute a process comprising recording the value of each associated surgical parameter at each instant during the associated surgical procedure; and simultaneously displaying the value of each associated surgical parameter at each instant in a human readable form along a single axis. 2. The surgical system of claim 1, wherein the process of the computer program product further comprises recording a video of the associated surgical procedure and displaying the video along with the value of each associated surgical parameter at each instant in human readable form. 3. The surgical system of claim 2, wherein the video and the recorded values are synchronized. 4. The surgical system of claim 1, wherein the associated surgical procedure is a phacoemulsification procedure. 5. The surgical system of claim 2, wherein the process of the computer program product further comprises displaying a graphical toolbar, wherein a user may use the graphical toolbar to select a particular instance during the procedure and identify the values of the surgical parameters during the instance. 6. A surgical system comprising: a surgical instrument having a plurality of associated surgical parameters, each parameter having a value at each instant during an associated surgical procedure;a computer program product that includes a computer-usable medium having a sequence of instructions which, when executed by a processor, causes said processor to execute a process comprising recording the value of each associated surgical parameter at each instant during the associated surgical procedure; and simultaneously displaying the value of each associated surgical parameter at each instant in a human readable form, wherein the value is displayed in a speedometer or bar graph form. 7. The surgical system of claim 6, wherein the process of the computer program product further comprises recording a video of the associated surgical procedure and displaying the video along with the value of each associated surgical parameter at each instant in human readable form. 8. The surgical system of claim 7, wherein the process of the computer program product further comprises displaying a graphical toolbar, wherein a user may use the graphical toolbar to select a particular instance during the procedure and identify the values of the surgical parameters during the instance. | Abbott Medical Optics Inc. | A61B017/00
US08383414 | B2 | 2013-02-26 | Methods of manufacturing a light guide test sensor | 2005-07-01 | An optic light guide test sensor comprises a light guide, a reagent-coated membrane, and a mesh layer. The reagent-coated membrane and the mesh layer are attached to the light guide at an output end of the light guide. The light guide test sensor is adapted to be used to test the level of an analyte in a biological fluid sample when used with a readhead. A method of manufacturing the light guide test sensor involves providing a plurality of light guides, providing a strip of reagent-coated membrane, and providing a strip of mesh layer. The reagent-coated membrane and mesh layer are attached to the light guides by ultrasonic welding. The reagent-coated membrane and mesh layer may also be attached to the light guides by adhesive. | 1. A method of manufacturing a light guide test sensor, the method comprising the acts of: providing a plurality of light guides having a respective adhesive member attached to one end, each of the plurality of light guides configured to guide and deliver illuminating light to a fluid sample, and guide and deliver reflected light from the fluid sample, each of the plurality of light guides having structure to contain light being delivered to and from the fluid sample;providing a strip of reagent-coated membrane, the reagent being adapted to react with a fluid sample to indicate information relating to an analyte in a sample;contacting the membrane strip to the plurality of light guides by the adhesive member; andattaching and cutting the membrane strip to the plurality of light guides using a punch to cut the membrane strip and using the light guides as a die, wherein the membrane strip is attached to the plurality of light guides by the adhesive member. 2. The method of claim 1, wherein the adhesive member is double-sided tape. 3. The method of claim 1 further included providing a strip of mesh layer and attaching the mesh layer strip to the membrane strip. 4. The method of claim 3 wherein the mesh layer strip is attached to the membrane strip using an adhesive. 5. The method of claim 1 wherein the cutting and attaching take place at about the same time. 6. The method of claim 1 wherein the membrane strip is a porous polymeric membrane. 7. The method of claim 1 wherein the light guide is a waveguide with a transparent core with a reflective index cladding applied thereto. 8. The method of claim 1 wherein the light guide is a hollow waveguide with absorbing layers. 9. The method of claim 1 wherein the light guide is a hollow waveguide with reflecting layers. 10. The method of claim 1 wherein the light guide includes optical fibers. 11. The method of claim 1 wherein the membrane strip includes a fluorescent assay. 12. The method of claim 1 wherein the membrane strip includes a phosphorescent assay. 13. The method of claim 1 wherein the light guide further includes a light trap. 14. A method of manufacturing a light guide test sensor, the method comprising the acts of: providing a plurality of light guides having a respective adhesive member attached to one end, each of the light guides being a waveguide or a plurality of optical fibers;providing a strip of reagent-coated membrane, the reagent being adapted to react with a fluid sample to indicate information relating to an analyte in a sample;contacting the membrane strip to the plurality of light guides by the adhesive member; andattaching and cutting the membrane strip to the plurality of light guides using a punch to cut the membrane strip and using the light guides as a die, wherein the membrane strip is attached to the plurality of light guides by the adhesive member. 15. The method of claim 14, wherein the adhesive member is double-sided tape. 16. The method of claim 14 furthe... | Bayer HealthCare LLC | G01N021/77
US08874200 | B2 | 2014-10-28 | System and method for automated diagnosis of atrial fibrillation through remote monitoring | 2007-10-31 | A system and method for automated diagnosis of atrial fibrillation through remote monitoring is described. Physiological measures including data either recorded on a regular basis by a medical device or derived therefrom are stored. Physiological measures recorded during a baseline period are identified. Physiological measures including cardiac rhythm and changes to the cardiac rhythm originating subsequent to the baseline period are identified. Cardiac rhythm changes for palpitations are evaluated and a time course for the cardiac rhythm changes upon an indication of palpitations is determined. A patient status including an onset of atrial fibrillation conditioned on the time course comprising a short duration is formed. | 1. A system for automated assessment of atrial fibrillation and related health disorders through remote monitoring, comprising: an implantable medical device configured to collect physiological measures from a patient;a server;a database module maintained on the server and configured to store the physiological measures;a comparison module configured to identify cardiac rhythm and cardiac rhythm changes from the physiological measures within a set time period;an analysis module configured to evaluate the cardiac rhythm changes and determine a time span during which the cardiac rhythm changes occurred; anda diagnostic module configured to generate an alert of an onset of atrial fibrillation occurring during the time span and to further detect the presence of one or more near-simultaneous disorders that share the same forms of symptomatology as atrial fibrillation. 2. A system according to claim 1 wherein the analysis module further specifies the time span is a 48-hour period. 3. A system according to claim 1, wherein the comparison module is further configured to identify the physiological measures recorded during a baseline period, and identify the cardiac rhythm changes originating subsequent to the baseline period; and wherein the analysis module is further configured to evaluate the cardiac rhythm changes over the set time period relative to the baseline period. 4. A system according to claim 1, wherein the analysis module is further configured to categorize the cardiac rhythm changes by form of atrial fibrillation relative to type, sequence, and the non-identified physiological measures. 5. A system according to claim 1, wherein the diagnostic module is further configured to determine a therapy direction indicated by the form of atrial fibrillation comprising one of restoring normal sinus rhythm and terminating the atrial fibrillation. 6. A system according to claim 1, wherein the diagnostic module is further configured to form a patient status including an onset of atrial fibrillation occurring during the time span. 7. A system according to claim 1, wherein the analysis module is further configured to evaluate changes to the non-identified physiological measures occurring over the same time span during which the cardiac rhythm changes occurred; andthe diagnostic module is further configured to determine a therapy direction indicated by the evaluation of the cardiac rhythm and non-identified physiological measures. 8. A system according to claim 1, wherein the near-simultaneous disorder that shares the same forms of symptomatology as atrial fibrillation is stroke. 9. A method for automated assessment of atrial fibrillation and related health disorders through remote monitoring, comprising: collecting physiological measures on a regular basis with an implantable medical device;storing the physiological measures on a server;a comparison module identifying cardiac rhythm and cardiac rhythm changes occurring within a set time period from t... | Cardiac Pacemakers, Inc. | A61B005/046 A61B005/00 A61N001/372 A61N001/362 A61B005/0452
US08520915 | B2 | 2013-08-27 | Medical image diagnosis apparatus specifying a spot on a projection image for subsequent 3D imaging | 2007-09-12 | A medical image diagnosis apparatus designates an imaging range of a subject from a projection image for designation of the imaging range, specifies a specific spot on the projection image, performs scanning for generating a three-dimensional medical image of the subject on the basis of the imaging range, finds out a three-dimensional target region from the three-dimensional medical image on the basis of the specific spot, and detects a candidate for an abnormal part in the three-dimensional target region. | 1. A medical image diagnosis apparatus comprising: a designating unit that designates an imaging range of a subject from a two-dimensional projection image for designation of the imaging range;a specifying unit that specifies a specific seed spot on the two-dimensional projection image;a scanning control unit that performs scanning for generating a three-dimensional medical image of the subject on the basis of the imaging range designated by the designating unit after the specific seed spot has been specified on the projection image;a region determining unit that projects the seed spot onto the three-dimensional medical image to determine a three-dimensional target region from the three-dimensional medical image obtained by the scanning on the basis of the specific seed spot specified on the projection image; anda detection unit that detects a candidate for an abnormal part in the three-dimensional target region. 2. The medical image diagnosis apparatus according to claim 1, wherein the region determining unit acquires a segment corresponding to the specific seed spot specified on the projection image within the three-dimensional medical image, finds out one point within the three-dimensional target region on the basis of a pixel value on the segment, and extracts the three-dimensional target region from the three-dimensional medical image on the basis of the pixel value of the three-dimensional medical image, using the one point as a starting point. 3. The medical image diagnosis apparatus according to claim 1, wherein the specifying unit specifies a predetermined range as the specific seed spot within the projection image for designation of the imaging range, andthe region determining unit extracts an image of the three-dimensional target region from the three-dimensional medical image on the basis of a pixel value within the three-dimensional medical image corresponding to the predetermined range specified by the specifying unit. 4. A medical image diagnosis apparatus comprising: an X-ray CT apparatus; andan image processing apparatus;the X-ray CT apparatus including: a scanning unit that acquires a two dimensional projection image for designation of an imaging range of a subject, and designates the imaging range on the projection image to perform scanning of the subject, thereby obtaining projection data;a specifying unit that specifies a specific seed spot for determining a target region where a candidate for an abnormal part is detected on the two-dimensional projection image before the scanning is performed by the scanning unit;a reconstruction unit that reconstructs the projection data to generate a three-dimensional medical image; anda transmission unit that transmits at least information on the specific seed spot and the three-dimensional medical image; andthe image processing apparatus including: a receiving unit that receives at least the information on the specific seed spot and the three-dimensional medical image transmitted from... | Kabushiki Kaisha Toshiba Toshiba Medical Systems Corporation | G06K009/00
US08372015 | B2 | 2013-02-12 | Body fluid sampling device with pivotable catalyst member | 2006-08-28 | An integrated monitoring and body fluid sampling device constructed to permit digital as well as alternate-site body fluid sampling and analysis, the device comprising: a housing; at least one skin-penetration member; and a member constructed for the application of circumferential or vacuum pressure to an appendage; wherein the member is detachably or retractably connected to the housing in a manner such that the integrated monitoring and body fluid sampling device can perform digital or alternate-site body fluid sampling and analysis. Additional arrangements and techniques are also described. | 1. An integrated device, the device comprising: a device housing;at least one skin-penetration member in the device housing;a catalyst member constructed for application of circumferential pressure proximate to a sampling site; anda pump;wherein the catalyst member is pivotably connected to the device housing in a manner such that the catalyst member can pivot relative to and away from the device housing between a first position and a second position; andwherein the catalyst member comprises a connection with the device housing such that the pump applies a positive pressure to the catalyst member when the catalyst member is in the second position, wherein the device is configured to perform a first fluid sampling procedure when the catalyst member is in the first position and is further configured to perform a second fluid sampling procedure when the catalyst member is in the second position, wherein the catalyst member applies circumferential pressure to the sampling site during the second fluid sampling procedure, wherein the pump is configured to supply positive pressure to the catalyst member during the second fluid sampling procedure, and wherein the pump can be switched to alternatively supply negative pressure to the sampling site during the first fluid sampling procedure. 2. The device of claim 1, wherein the housing contains the at least one skin-penetration member, a mechanism for transporting a sample of body fluid to an analysis site, and an arrangement for quantifying an amount of analyte contained in the sample of body fluid, and a device for communicating the amount of analyte contained in the sample of body fluid. 3. The device of claim 2, wherein the arrangement for quantifying the amount of analyte contained in the sample of body fluid comprises at least one complementary metal oxide semiconductor (CMOS)-based detector element. 4. The device of claim 3, wherein the arrangement for quantifying the amount of analyte contained in the sample of body fluid comprises a linear array of complementary metal oxide semiconductor (CMOS)-based detector elements. 5. The device of claim 1, further comprising a footprint, wherein the footprint is disposed on the housing or an attachment to the housing, and is constructed to be applied to the sampling site on the skin of a user. 6. The device of claim 5, wherein the footprint comprises an elastomer. 7. The device of claim 5, wherein the catalyst member and the footprint are separate elements. 8. The device of claim 1, wherein the catalyst member comprises a cuff constructed to apply circumferential pressure to a digit placed therein. 9. The device of claim 8, wherein the cuff is inflated by the pump. 10. The device of claim 8, wherein the cuff is circumferentially continuous. 11. The device of claim 1, wherein the at least one skin-penetration member comprises a needle. 12. The device of claim 1, further comprising a footprint disposed on the housing constructed to be applied to the s... | Intuity Medical, Inc. | A61B005/00 A61B017/14 A61B017/32 A61B017/00 B65D081/00
US09795334 | B2 | 2017-10-24 | Method and apparatus for penetrating tissue | 2007-07-09 | A tissue penetrating system has a housing member, a plurality of penetrating members positioned in the housing member and a plurality of sample chambers. Each sample chamber is associated with a penetrating member. A tissue stabilizing member has a tissue interface surface configured to be applied to a tissue surface and provide for spontaneous flow of blood for sample capture. The tissue stabilizing member is coupled to the housing. | 1. A tissue penetrating device, comprising: a housing member; an electronic penetrating member driver positioned in the housing member a plurality of penetrating members positioned in the housing member,each penetrating member coupled to and driven by the electronic penetrating member driver; a first processor coupled to the electronic penetrating member driver and to a feedback loop, the first processor storing penetrating member driver profiles in a memory, selecting a penetrating member driver profile from a set of alternative driver profiles based on a desired tissue penetration performance, and modifying an electronic penetrating member driver profile based on additional user input information, the first processor configured to modulate power from a power supply to the electronic penetrating member driver in response to a modification of the electronic penetrating member driver profile;a plurality of sample chambers positioned in the housing member, each sample chamber associated with a penetrating member;an interface coupled with the first processor coupled to a second processor, the second processor including a sleep mode and can run intermittently to conserve power, the second processor providing an alarm time set;a real time clock coupled to one or more alarms to provide a user with a reminder of a next penetrating event; andan interface surface that is coupled to the housing member. 2. The device of claim 1, wherein the interface surface includes a tissue stabilizing member to cause at least a portion of the tissue surface to press in an inward direction relative to the housing member. 3. The device of claim 2, wherein the interface surface is configured to enhance fluid flow from a wound created below the tissue surface. 4. The device of claim 2, wherein the interface surface is configured to stretch the tissue surface. 5. The device of claim 2, wherein the interface surface is configured to apply a force to the tissue surface. 6. The device of claim 2, wherein the interface surface is configured to be positioned to at least partially surround an impact location of the penetrating member on the tissue surface. 7. The device of claim 2, wherein the interface surface is a stimulating member. 8. The device of claim 1, further comprising: a vacuum source configured to assist creation of a low pressure environment in the interface surface or along a fluid path to a sample chamber. 9. The device of claim 1, wherein each sample chamber has a volume no greater than 1 μL. 10. The device of claim 1, wherein in a first direction each of the penetrating members moves toward the tissue surface at a speed that is different than a speed at which each of the penetrating members moves away from the tissue surface. 11. The device of claim 1, wherein in a first direction each penetrating member moves toward the tissue surface at a speed that is greater than a speed at which the penetrating member moves away from the tissue surface. 12. The dev... | SANOFI-AVENTIS DEUTSCHLAND GMBH | A61B005/151 A61B005/15 A61B005/155 A61M005/32 A61B005/157 A61B005/145 A61B005/1486 A61B005/00
US20080077431 | A1 | 2008-03-27 | DIGITAL COMMUNICATION AND MONITORING SYSTEM FOR PATIENTS AND DOCTORS | 2006-09-25 | A patient healthcare and monitoring system facilitates communications between doctors and patients. The system includes a server hosting a database containing patient information including patient medical histories. Physicians are provided with a doctor client in the form of, for example, a Tablet PC with which a physician can set up patient alerts, surveys and messages and receive reports, messages and patient history. Patients are provided with a patient client in the form of, for example, a Smart phone, Pocket PC or PDA with which a patient receives alerts, messages and surveys generated by their physician and transmit alert completions, messages and survey answers. The doctor clients and the patient clients communicate with the server so that patients are alerted when to perform prescribed procedures or take prescribed medications and physicians are informed that prescribed procedures have been performed or medications taken and receive answers to surveys which become part of a patient's medical history. | 1. A patient healthcare and monitoring system facilitating communications between doctors and patients comprising: a server hosting a database containing patient information including patient medical histories;at least one doctor client with which a physician can set up patient alerts, surveys and messages and receive reports, messages and patient history, said at least one doctor client communicating with the server; anda plurality of patient clients with which a patient receives alerts, messages and surveys generated by their physician and transmit alert completions, messages and survey answers, said plurality of patient clients communicating with the server, whereby patients are alerted when to perform prescribed procedures or take prescribed medications and physicians are informed that prescribed procedures have been performed or medications taken and receive answers to surveys which become part of a patient's medical history. 2. The patient healthcare and monitoring system as recited in claim 1, wherein at least one of said doctor client and said patient client is a mobile device. 3. The patient healthcare and monitoring system recited in claim 2, wherein at least one of said doctor client and said patient client is selected from the group consisting of a tablet PC, a Smart phone, a Pocket PC, a personal data assistant, or other mobile devices which include a screen, input mechanism, messaging capabilities, and at least one processor. 4. The patient healthcare and monitoring system recited in claim 1, wherein the doctor client provides a screen for both text and graphic entry for instruction on a procedure to be performed or a medication to be taken, the text and graphic entry being displayed on a patient client after an alert has been accepted at the patient client. 5. The patient healthcare and monitoring system recited in claim 4, wherein the doctor client further provides a screen for generating alerts for a patient to perform a prescribed procedure or take a medication, the alerts being communicated to a patient client at preset times. 6. The patient healthcare and monitoring system recited in claim 5, wherein the screen for generating alerts includes date and time entry graphics allowing a physician to enter a start date and an end date and times of days for alerts. 7. The patient healthcare and monitoring system recited in claim 6, wherein the time entry graphic is in the form of a circular graphic having an outer ring divided into hours of a day and a next adjacent ring divided into minutes of an hour. 8. The patient healthcare and monitoring system recited in claim 6, wherein the time entry graphic is in the form of selection buttons corresponding to a number of occurrences per day, selection of one of the selection buttons opening a corresponding number of time of day windows for entry of times of alerts. 9. The patient healthcare and monitoring system recited in claim 6, wherein the doctor client further provides a screen ... | - | G06Q010/00 A61B005/00
US20080077021 | A1 | 2008-03-27 | Blood Pressure Monitor Calibration Device And Method For Calibrating A Blood Pressure Monitor | 2006-09-27 | According to one embodiment of the present invention, a method for calibrating a blood pressure monitor is disclosed. The method includes generating a first training pressure point signal corresponding to a first pressure value; transmitting the first training pressure point signal to a pressure sensor of a blood pressure monitor (BPM); receiving a first sensed pressure value sensed by the pressure sensor; generating a second training pressure point signal corresponding to a second pressure value; transmitting the second training pressure point signal to the pressure sensor of the BPM; receiving a second sensed pressure value sensed by the pressure sensor; receiving BMP calibration data; and generating new calibration data based on the first pressure value, the second pressure value, the first sensed pressure value, the second sensed pressure value and the BMP calibration data. | 1. A method for calibrating a blood pressure monitor, the method comprising: generating a first training pressure point signal corresponding to a first pressure value;transmitting the first training pressure point signal to a pressure sensor of a blood pressure monitor (BPM);receiving a first sensed pressure value sensed by the pressure sensor;generating a second training pressure point signal corresponding to a second pressure value;transmitting the second training pressure point signal to the pressure sensor of the BPM;receiving a second sensed pressure value sensed by the pressure sensor;receiving BMP calibration data; andgenerating new calibration data based on the first pressure value, the second pressure value, the first sensed pressure value, the second sensed pressure value and the BMP calibration data. 2. The method of claim 1, wherein the first pressure value is a relatively low pressure value in the range of 200 to 250 mm Hg and the second pressure value is a relatively high pressure value in the range of 300 to 350 mm Hg. 3. The method of claim 1, further comprising transmitting the new calibration data to the BMP for recalibrating the BMP. 4. The method of claim 1, wherein the transmitting steps are carried out wirelessly. 5. The method of claim 1, further comprising receiving a number of uses value since the last BMP recalibration, and if the value equals a recalibration value, then executing the steps of claim 1. 6. The method of claim 5, wherein the recalibration value is in the range of 2,000 to 15,000 uses. 7. A calibration device for a blood pressure monitor comprising: a central processing unit (CPU) for executing machine instructions;a memory for storing machine instructions that are to be executed by the CPU;a communication interface for electrically communicating with a blood pressure monitor, wherein the machine instructions when executed by the CPU implementing the following functions:receiving a first training pressure point signal corresponding to a first pressure value;transmitting the first training pressure point signal to a pressure sensor of a blood pressure monitor (BPM);receiving a first sensed pressure value sensed by the pressure sensor;generating a second training pressure point signal corresponding to a second pressure value;transmitting the second training pressure point signal to the pressure sensor of the BPM;receiving a second sensed pressure value sensed by the pressure sensor;receiving BMP calibration data; andgenerating new calibration data based on the first pressure value, the second pressure value, the first sensed pressure value, the second sensed pressure value and the BMP calibration data. 8. The calibration device of claim 7, wherein the first pressure value is a relatively low pressure value in the range of 200 to 250 mm Hg and the second pressure value is a relatively high pressure value in the range of 300 to 350 mm Hg. 9. The calibration device of claim 7, wherein the machine instruc... | FKA DISTRIBUTING CO. D/B/A HOMEDICS, INC. | A61B005/02
US20080021287 | A1 | 2008-01-24 | System and method for adaptively adjusting patient data collection in an automated patient management environment | 2006-06-26 | A system and method for adaptively adjusting patient data collection in an automated patient management environment is presented. A patient is monitored through continual remote patient management. Physiological measures are collected from the patient on a substantially regular basis. The collected physiological measures are analyzed to evaluate patient status based on an assessment to recognize a trend in status quo, progression, regression, onset, or absence of a health condition affecting the patient. An actionable change in the patient is identified. The collection of the physiological measures is dynamically adjusted in response to the actionable change. | 1. A system for adaptively adjusting patient data collection in an automated patient management environment, comprising: a device to monitor a patient through continual remote patient management, comprising: a collector to collect physiological measures from the patient on a substantially regular basis; and an analyzer to analyze the collected physiological measures to evaluate patient status based on an assessment to recognize a trend in status quo, progression, regression, onset, or absence of a health condition affecting the patient; and an adjuster to identify an actionable change in the patient, and to dynamically adjust the collection of the physiological measures in response to the actionable change. 2. A system according to claim 1, wherein the physiological measures comprise at least one of objective quantitative and subjective qualitative measures. 3. A system according to claim 1, wherein the patient is queried to probe the subjective qualitative measures. 4. A system according to claim 1, wherein the collection of the physiological measures is modified through at least one of temporal, volumetric, and compositional changes. 5. A system according to claim 1, wherein the collection of the physiological measures is modified, comprising at least one of increasing the collection of the physiological measures upon identifying a trend indicating a progression or onset of an adverse health condition, and decreasing the collection of the physiological measures upon identifying a trend indicating a regression or absence of an adverse health condition. 6. A system according to claim 5, wherein the collection of the physiological measures is maintained upon identifying a trend indicating a status quo of an adverse health condition. 7. A system according to claim 1, further comprising: at least one of clinician-specified, automated, and patient-specified criteria to define the actionable change. 8. A system according to claim 1, wherein the dynamic adjustment is effected on one of one-time, limited, scheduled, recurring, and real time bases. 9. A system according to claim 1, wherein the dynamic adjustment is effected on one or more of a centralized server, patient management device, and patient medical device or sensor. 10. A system according to claim 1, further comprising: at least one of an implantable medical device, an external medical device, an implantable sensor, and an external sensor to collect the physiological measures. 11. A method for adaptively adjusting patient data collection in an automated patient management environment, comprising: monitoring a patient through continual remote patient management, comprising: collecting physiological measures from the patient on a substantially regular basis; and analyzing the collected physiological measures to evaluate patient status based on an assessment to recognize a trend in status quo, progression, regression, onset, or absence of a health condition affecting the... | - | A61B005/00
US20080009764 | A1 | 2008-01-10 | Method and system for detecting electrophysiological changes in pre-cancerous and cancerous tissue and epithelium | 2007-07-18 | Methods and systems are provided for determining a condition of an organ, or epithelial or stromal tissue, for example in the human breast. The methods incorporate sonophoresis, the application of ultrasonic energy, in order to condition tissue for testing and enhance test measurements. A plurality of electrodes are used to measure surface and transepithelial electropotential and impedance of breast tissue at one or more locations and at several frequencies, particularly very low frequencies. An agent may be introduced into the region of tissue to enhance electrophysiological characteristics. Pressure, drugs and other agents can optionally be applied for enhanced diagnosis. Tissue condition is determined based on the electropotential and impedance profile at different depths of the epithelium, stroma, tissue, or organ, together with an estimate of the functional changes in the epithelium due to altered ion transport and electrophysiological properties of the tissue. Devices for practicing the disclosed methods are also provided. | 1. A method for measuring transepithelial electrical properties of an organ comprising an epithelium having a luminal surface, comprising the steps of: (A) applying ultrasonic energy via an ultrasonic applicator to at least one tissue site proximate epithelial tissue present in the organ, said at least one tissue site including the skin surface, in order to decrease an impedance of the at least one tissue site; (A) establishing a connection between a first electrode and the epithelial tissue; (B) placing a second electrode in contact with the skin surface proximate the organ; (C) establishing a signal between the first and second electrodes; (D) measuring at least one electrical property between the first and second electrode. 2. The method of claim 1, wherein the measured electrical property is selected from the group consisting of: (1) a DC potential; (2) impedance at about 5 different frequencies in the range of about 10 Hz to about 200 Hz; (3) impedance at from about 5 to about 50 different frequencies in the range of about 0.1 Hz to about 10 Hz; (4) impedance at least one frequency in the range of about 10 KHz to about 100 KHz; and (5) combinations of (1) through (4), inclusive. 3. The method of claim 1, wherein the transepithelial tissue is present in the breast; the first electrode connection is made with epithelial tissue of the nipple of a breast using a ductal probe, electroconductive medium or both; the second electrode is in contact with skin on the surface of the breast; and ultrasonic energy is applied to the skin on the surface of the breast, the nipple or both. 4. The method of claim 1, further comprising the step of measuring an electrical parameter of the tissue site prior to, during or following application of ultrasonic energy. 5. The method of claim 4, wherein the electrical parameter is selected from the group consisting of: current value, current value change during a specified time period; instantaneous rate of current value change; impedance value at the tissue site; impedance value change at the tissue site during a specified time period; difference of impedance values between the tissue site and the second electrode; and mixtures thereof. 6. The method of claim 5, further comprising the steps of: analyzing the electrical parameter, and controlling the ultrasound application based on results of the analysis. 7. The method of claim 6, wherein the step of controlling comprises deriving an impedance value based on the electrical parameter and modifying or discontinuing application of the ultrasound when a control condition is reached, the condition selected from the group consisting of: the derived impedance value is substantially equal to a predetermined value; the rate of change of the derived impedance value is substantially equal to a predetermined value; and the change in the derived impedance value relative to the impedance value prior to application of ultrasonic energy at the tissue site is substantial... | Epi-Sci, LLC | A61B005/053
US20080009687 | A1 | 2008-01-10 | Coiled circuit bio-sensor | 2007-05-25 | A coiled bio-medical device has a base layer coiled to form a plurality of concentric cylinders. The base layer comprises an inner surface. The coiled bio-medical includes a bio-sensor arranged on the inner surface of the base layer. The bio-sensor is adapted to collect bio-medical data from an organism. A transmitter is arranged on the inner surface of the base layer and is adapted to transmit the collected bio-medical data. | 1. A coiled bio-medical device, comprising: a base layer coiled to form a plurality of concentric cylinders, wherein the base layer comprises an inner surface; a bio-sensor, wherein the bio-sensor is arranged on the inner surface of the coiled base layer and wherein the bio-sensor is adapted to collect bio-medical data from an organism; and a transmitter, wherein the transmitter is arranged on the inner surface of the base layer and wherein the transmitter is adapted to transmit the collected bio-medical data. 2. The coiled biomedical device of claim 1, further comprising: one or more of a thin film battery, processor, memory, receiver, micro-electronic mechanical system (MEMS), capacitive storage system, antenna and logic gates arranged on the inner surface of the layer. 3. The coiled bio-medical device of claim 1, wherein the bio-sensor and the transmitter are coiled. 4. The coiled medical device of claim 1, wherein the bio-sensor comprises one or more of a temperature sensor, strain sensor, pressure sensor, magnetic sensor, acceleration sensor, ionizing radiation sensor, acoustic wave sensor, chemical sensor, and photo-sensor. 5. The coiled medical device of claim 1, wherein the bio-medical data collected by the bio-sensor comprises temperature data, blood pressure data, blood flow data, intra-ocular pressure data, and glucose level data. 6. The coiled medical device of claim 1, wherein the layer comprises single crystal silicon. 7. The coiled medical device of claim 1, wherein the coiled medical device is implanted is implanted subcutaneously. 8. The coiled medical device of claim 1, further comprising: a stressed coiling layer, wherein the stressed coiling layer having intrinsic stresses forming the plurality of concentric cylinders by the base layer. 9. The coiled bio-medical device of claim 1, wherein the stressed coiling layer comprises nitride. 10. The coiled biomedical device of claim 1, wherein the bio-sensor comprises thin complementary metal oxide semiconductor (CMOS) circuitry. 11. The coiled bio-medical device of claim 1, further comprising: an antenna, wherein the antenna transmits the biomedical data collected by the bio-sensor. 12. The coiled biomedical device of claim 1, further comprising: a antenna cap coupled to an end of the bio-medical device, wherein the antenna cap transmits the biomedical data collected by the bio-sensor. 13. The coiled biomedical device of claim 1, wherein the coiled bio-medical device is 1 μm to 1 cm in length. 14. The coiled biomedical device of claim 1, wherein the coiled bio-medical device comprises a coiled diameter ranging from 25 μm to 250 μm. 15. A method for fabricating a coiled bio-medical device, comprising: depositing a silicon oxide layer on a silicon substrate; depositing a device layer over the deposited silicon oxide layer; forming active circuitry including a bio-sensor on the device layer; depositing a stress inducing layer on the active circuitry inc... | - | A61B005/07
US07333850 | B2 | 2008-02-19 | Maternal-fetal monitoring system | 2004-05-28 | A maternal-fetal monitoring system for use during all stages of pregnancy, including antepartum and intrapartum stages. The maternal-fetal monitoring system of the subject invention comprises (1) a set of sensors; (2) an amplifying/filtering means; (3) a computing means; and (4) a graphical user interface. Accurate clinical data, which can be extracted and provided to the user in real-time using the system of the invention, include without limitation, maternal electrocardiogram (ECG) signals, maternal uterine activity signals (EHG), maternal heart rate, fetal ECG signals, and fetal heart rate. In a preferred embodiment, the maternal-fetal monitoring system of the invention includes an intelligence means, such as a neural network system, to analyze and interpret clinical data for use in clinical diagnosis antepartum, intrapartum and postpartum, as well as delivery strategy. | 1. A maternal-fetal monitoring system comprising: a) at least two surface sensors to receive a mixture of maternal and fetal vital signals: andb) a computing means for analyzing the mixture of maternal and fetal vital signals from the sensors, said computing means including hardware and software, wherein said software comprises a separation function to separate maternal from fetal vital signals and a function for assessing the quality of the separated maternal and fetal vital signals by measuring the performance of separating maternal from fetal vital signals. 2. The maternal-fetal monitoring system of claim 1, further comprising a mesh or vest, wherein the sensors are provided on the mesh or vest. 3. The maternal-fetal monitoring system of claim 2, wherein at least two sensors are provided along a midline of the mesh or vest that is adapted to be placed on a maternal abdomen, such that the sensors are vertically aligned along the abdomen. 4. The maternal-fetal monitoring system of claim 1, wherein the software further comprises a means for extracting EHG. 5. The maternal-fetal monitoring system of claim 4, further comprising a mesh or vest adapted to be placed on a maternal abdomen, wherein at least two sensors are provided along a vertical midline of the mesh or vest, wherein the maternal and fetal vital signals from the sensors along the midline are input into the EHG extracting means. 6. The maternal-fetal monitoring system of claim 4, wherein the software further comprises a means for providing an EHG spectrogram, a contraction curve, and an estimation of intra-uterine pressure from the EHG extracting means. 7. The maternal-fetal monitoring system of claim 4, wherein the means for extracting EHG comprises at least one down-sample operator for removing extraneous high-frequency information; at least one filtering operator to obtain an EHG wave envelope; and at least one contraction detection operator to detect beginning, end, duration, and amplitude of a uterine muscle contraction. 8. The maternal-fetal monitoring system of claim 4, wherein the means for extracting EHG further comprises at least one intelligence system. 9. The maternal-fetal monitoring system of claim 8, wherein the intelligence system is selected from the group consisting of: artificial neural networks, fuzzy logic, evolutionary computation, knowledge-based systems, and artificial intelligence. 10. The maternal-fetal monitoring system of claim 1, further comprising an amplifier for amplifying maternal and fetal vital signs extracted by the sensors. 11. The maternal-fetal monitoring system of claim 1, wherein the software further comprises a means for detecting QRS complex peaks in the maternal and fetal vital signals. 12. The maternal-fetal monitoring system of claim 11, wherein the means for detecting QRS complex peaks comprises a band-pass filter; a differentiation function; and a moving average function. 13. The maternal-fetal monitoring system of claim 12, wh... | University of Florida Research Foundation, Inc. Convergent Engineering, Inc. | A61B005/0444
US07335511 | B2 | 2008-02-26 | Magnetic resonance spectroscopy to classify tissue | 2004-12-15 | Robust classification methods analyze magnetic resonance spectroscopy (MRS) data (spectra) of fine needle aspirates taken from breast tumors. The resultant data when compared with the histopathology and clinical criteria provide computerized classification-based diagnosis and prognosis with a very high degree of accuracy and reliability. Diagnostic correlation performed between the spectra and standard synoptic pathology findings contain detail regarding the pathology (malignant versus benign), vascular invasion by the primary cancer and lymph node involvement of the excised axillary lymph nodes. The classification strategy consisted of three stages: pre-processing of MR magnitude spectra to identify optimal spectral regions, cross-validated Linear Discriminant Analysis, and classification aggregation via Computerised Consensus Diagnosis. Malignant tissue was distinguished from benign lesions with an overall accuracy of 93%. From the same spectrum, lymph node involvement was predicted with an accuracy of 95% and tumor vascularisation with an overall accuracy of 92%. | 1. A method for obtaining a statistical classifier for classifying spectral data from a biopsy of tissue to determine the classification of a characteristic of the tissue, comprising: (a) locating a plurality of discriminatory subregions in magnetic resonance spectra of biopsies of tissue having known classifiers of a characteristic,(b) cross-validating the spectra by selecting a first portion of the spectra comprising about one-half of the spectra leaving the other one-half of the spectra in the remaining portion of the spectra, developing linear discriminant analysis classifiers from said first portion of spectra, and validating the remainder of the spectra using the classifiers from the first portion of the spectra, to obtain optimized linear discriminant analysis coefficients,(c) repeating step (b) a plurality of times, each time selecting a different portion of the spectra, to obtain a different set of optimized linear discriminant analysis coefficients for each of said plurality of times; and(d) obtaining an average of the linear discriminant analysis coefficients to obtain final classifier spectra indicating the classification of the characteristic based on the spectra, wherein spectra from a biopsy of tissue of unknown classification of a characteristic may be compared to the final classifier spectra to determine the classification of the characteristic of the tissue. 2. An apparatus for obtaining a statistical classifier for classifying spectral data from a biopsy of tissue to determine the classification of a characteristic of the tissue, comprising: (a) a locator for locating a plurality of discriminatory subregions in magnetic resonance spectra of biopsies of tissue having known classifiers of a characteristic of tissue,(b) a crossvalidator for selecting a first portion of the spectra comprising about one-half of the spectra leaving the other one-half of the spectra in the remaining portion of the spectra, developing linear discriminant analysis classifiers from said first portion of spectra, and validating the remainder of the spectra using the classifiers from the first portion of the spectra, to obtain optimized linear discriminant analysis coefficients, said cross-validator selecting, developing and validating a plurality of times, each time selecting a different portion of the spectra, to obtain a different set of optimized linear discriminant analysis coefficients for each of said plurality of times, and(c) an averager for obtaining an average of the linear discriminant analysis coefficients to obtain final classifier spectra indicating the classification of the characteristic based on the spectra,whereby spectra from a biopsy of tissue of unknown classification of a characteristic may be compared to the final classifier spectra to determine the classification of the characteristic of the tissue. 3. A method for determining the classification of a characteristic of tissue, comprising: obtaining magnetic resonance spectra of a ... | University of Sydney National Research Council of Canada | G01N033/48 G06F019/00 A61B005/05
US20080039492 | A1 | 2008-02-14 | Quinine products, method of manufacture, and method of use | 2006-07-25 | Disclosed herein is a method of using quinine. In one embodiment, the method comprises obtaining quinine from a container associated with published material providing information that quinine affects the activity of a cytochrome p450 isozyme. In another embodiment, the method comprises informing a user that quinine affects the activity of a cytochrome p450 isozyme. Also included are articles of manufacture comprising a container containing a dosage form of quinine, wherein the container is associated with published material informing that quinine affects activity of a cytochrome p450 isozyme. Also disclosed are a method of treatment and a method of manufacturing a quinine product. | 1. A method of optimizing safe use of quinine, comprising informing a patient or the patient's medical care worker thata) quinine is metabolized by cytochrome p450 1A2;b) quinine is an inhibitor of cytochrome p450 1A2, 2B6, or 2C9;c) quinine is an inducer of CYP2A6, CYP2B6, CYP2C9, or CYP2E1;d) quinine is not an inhibitor of CYP2E1;e) quinine is not an inducer of CYP2D6 or CYP2C19; orf) quinine affects activity of CYP2B6, CYP2C9, or CYP2E1, andadministering quinine to the patient such that a side effect, an adverse event, or an active agent interaction is minimized,wherein the patient is a patient with uncomplicated P. falciparum malaria, malaria caused by Plasmodium species, severe or complicated Plasmodium falciparum malaria, leg cramps, or babesiosis. 2. The method of claim 1, wherein the informing is by providing published material;providing a product insert, a flyer, or an advertisement;a seminar, conference presentation, or other educational presentation; ora conversation between a pharmaceutical sales representative and a medical care worker. 3.-5. (canceled) 6. The method of claim 1 wherein the patient or the patient's medical care worker is a human patient. 7. (canceled) 8. The method of claim 1, wherein the patient is receiving quinine therapy. 9. The method of claim 1, additionally comprising informing the patient or the patient's medical care worker that administration of quinine with a substance that is an inhibitor of CYP1A2 can result in increased plasma concentration of quinine;administration of quinine with a substance that is an inducer of CYP1A2 can result in decreased plasma concentration of quinine;administration of quinine with a substance that is an inhibitor or an inducer of CYP1A2 or that affects the activity of CYP2A6, CYP2B6, CYP2C9, or CYP2E1 can affect plasma concentration, bioavailability, safety, efficacy, or a combination comprising at least one of the foregoing of quinine or the substance;administration of quinine with a substance that is a substrate of CYP2D6 or CYP2C19 is unlikely to result in reduced plasma concentration of the substance;administration of quinine with a substrate of CYP2E1 is unlikely to result in increased plasma concentration of the substance;administration of quinine with a substance that is a substrate of CYP2A6, CYP2B6, CYP2C9, or CYP2E1 can result in decreased plasma concentration of the substance; oradministration of quinine with a substance that is a substrate of CYP1A2, CYP2B6, or CYP2C9 can result in increased plasma concentration of the substance. 10. The method of claim 9, wherein the substance is an active agent. 11. The method of claim 9, wherein the substance is a substrate of CYP1A2, CYP2A6, CYP2B6, CYP2C9, or CYP2E1. 12. The method of claim 9, wherein the substance is aminophylline, cyclophosphamide, cyclosporine, efavirenz, fosphenytoin, glimepiride, mexiletine, phenytoin, progesterone, tamoxifen, theophylline, thioridazine, or warfarin. 13. The method of claim 1, w... | - | A61K031/4745 A61B005/00
US20080033275 | A1 | 2008-02-07 | Method and Apparatus for Sample Probe Movement Control | 2007-01-22 | A prove interface method and apparatus for an optical based noninvasive analyzer includes an algorithm for controlling placement and/or orientation of the analyzer sample probe relative to a sample site in a dynamic and/or static fashion. The sample probe tip relative to a sample site is controlled with respect to any one or more of: x-axis position, y-axis position, z-axis position, rotational orientation, and tilt. | 1. A method for operating an apparatus for noninvasively determining glucose concentration in a tissue at a sample site, said sample site having an outer surface, comprising the steps of: generating a first capacitance signal with a first sensor connected to a noninvasive analyzer, wherein said analyzer comprises a sample probe tip; orientating a tilt of said sample probe tip relative to the outer surface of the sample site using said first signal; reducing a distance between said sample probe tip and the outer surface of the sample site, wherein said first signal measures said distance; generating a contact signal with a second sensor connected to said analyzer; moving either said sample probe tip or the human tissue until said contact signal indicates proximate contact between said sample probe tip and the outer surface of the sample site; and optically determining said glucose concentration with said analyzer. 2. The method of claim 1, wherein said second sensor comprises a conductance sensor. 3. The method of claim 1, wherein said second sensor comprises an optical signal. 4. The method of claim 1, further comprising the steps of: generating a targeting signal with an imaging system connected to said analyzer; and positioning said sample probe tip relative to the sample site based upon said targeting signal, wherein said steps of orientating, reducing, and moving at least follow said step of generating said targeting signal. 5. The method of claim 1, wherein said first sensor comprises a plurality of capacitor plates, wherein said plurality of capacitor plates result in a plurality of capacitance signals. 6. The method of claim 1, further comprising the steps of: comparing at least two of said plurality of capacitance signals, and determining tilt prior to said step of orientating tilt. 7. The method of claim 1, further comprising the step of: using a controller to iteratively direct an actuator to move said sample probe tip relative to the tissue sample site, based upon said capacitance signal. 8. The method of claim 7, further comprising the step of: iteratively directing movement of said sample probe tip relative to the tissue sample site based upon said contact signal. 9-17. (canceled) 18. A method for operating an apparatus for noninvasively determining an analyte property of a tissue at a sample site, comprising the steps of: generating a capacitance signal with a first sensor connected to a noninvasive analyzer, wherein said analyzer comprises: a sample probe tip; a controller; and an actuator; positioning said sample probe tip relative to the sample site, wherein said controller direct said actuator based upon said capacitance signal; and after said step of positioning, noninvasively determining said analyte property with said analyzer. 19. The method of claim 18, further comprising the step of: iteratively repeating said step of positioning. 20. The method of claim 18, wherein said stop of positioning fu... | - | A61B005/00
US20080004537 | A1 | 2008-01-03 | METHOD AND SYSTEM FOR MULTI-CHANNEL BIOSIGNAL PROCESSING | 2007-06-08 | The invention relates to a method and system for obtaining a refined biosignal, typically an electrocardiogram (ECG), of a living being located in a turbulent electromagnetic environment. Reference data indicative of statistical properties of biosignal artifacts generated by the turbulent electromagnetic environment is collected and multiple channels of the biosignal of the patient are measured in the turbulent electromagnetic environment. Artifacts in one or more of the multiple channels are detected using the reference data and parameters are derived for a linear combination of the multiple channels, which is less prone to the artifacts than the measured multiple channels of the biosignal. The refined biosignal is obtained by applying a linear combination to desired signal samples of the multiple channels, the linear combination being defined by the parameters derived. | 1. A method for obtaining a refined biosignal of a living being located in a turbulent electromagnetic environment, the method comprising: collecting reference data indicative of statistical properties of artifacts induced by the turbulent electromagnetic environment into a biosignal of a certain type;measuring multiple channels of a biosignal of the living being in the turbulent electromagnetic environment, wherein the biosignal is of said certain type;detecting artifacts in one or more of the multiple channels using the reference data,characterized byderiving parameters for a desired linear combination of the multiple channels, wherein the desired linear combination is less prone to the artifacts than the measured multiple channels of the biosignal; andapplying a linear combination to desired signal samples of the multiple channels, thereby to obtain the refined biosignal, wherein the linear combination is defined by the parameters derived. 2. The method according to claim 1, wherein the refined biosignal is an electrocardiogram (ECG). 3. The method according to claim 1, wherein the turbulent electromagnetic environment is produced by a Magnetic Resonance Imaging (MRI) device. 4. The method according to claim 1, wherein the artifacts are electromagnetic gradient artifacts. 5. The method according to claim 1, wherein the collecting the reference data comprises determining a multi-channel reference signal. 6. The method according to claim 5, wherein the detecting the artifacts comprises comparing the biosignal with the reference signal. 7. The method according to claim 5, wherein the deriving the parameters for the desired linear combination comprises separating clean samples and samples with artifacts from the multiple channels of the biosignal using the reference signal. 8. The method according to claim 7, wherein the measuring comprises sampling the multiple channels at a high sampling rate and the deriving the parameters for the desired linear combination comprises downsampling the clean samples. 9. The method according to claim 7, wherein the deriving the parameters for the desired linear combination comprises using the samples with artifacts to determine the parameters. 10. The method according to claim 1, wherein the artifacts are flow artifacts. 11. The method according to claim 1, wherein the reference data comprises one or more averaged channels of the biosignal measured in the turbulent electromagnetic environment, and wherein the biosignal is an ECG. 12. The method according to claim 1, wherein the reference data comprises one or more averaged channels of the biosignal measured outside the turbulent electromagnetic environment, and wherein the biosignal is an ECG. 13. The method according to claim 1, wherein the deriving the parameters for the desired linear combination comprises calculating weights of the multiple channels depending on the artifacts. 14. The method according to claim 1, wherein deriving the parameters fo... | - | A61B005/0402
US20080077043 | A1 | 2008-03-27 | Enteral feeding catheter and apparatus for determining the intra-abdominal pressure of a patient | 2007-08-20 | The catheter has a proximal port with an opening of a feeding lumen. There are two further openings in another proximal port with a connector, to which a source/sink of gas pressure and a pressure gauge can be connected. The interior of a distal balloon communicates with the opening and can hence be inflated and deflated through that opening in order to measure intra-abdominal pressure using the pressure gauge. A reflux filter is integrated into the connector. In the upper connector piece or lower connector piece a recess surrounding the measurement lumen is provided at the contact surface between the connector pieces. The gas-permeable filter membrane is disposed in the recess for preventing liquids in the lumen from entering from the lower connector piece into the upper connector piece and thus from passing through the opening in case of rupture or leakage of the distal balloon. | 1. Enteral feeding catheter for channeling flowable nutrient into a patient's digestive tract, such as into patient's stomach, duodenum or jejunum, said catheter being adapted to be advanced through patient's esophagus, said catheter having a distal end and a feeding lumen with a proximal end, said feeding lumen having an opening at its proximal end adapted to be connected to a supply for receiving said nutrient from said supply and channeling said nutrient from said proximal end to said distal end, said distal end of said feeding lumen being provided with at least one outlet for the exit of said nutrient into patient's digestive tract, said catheter further comprising a measurement lumen connected to an inflatable and deflatable distal balloon provided on said catheter near said distal end and a proximal end, connecting means to connect said proximal end of said measurement lumen with a source/sink of gas and a gas pressure gauge at said proximal end of said measurement lumen, and a reflux filter arranged between said distal balloon and said proximal end of said measurement lumen. 2. Enteral feeding catheter according to claim 1, wherein said reflux filter comprises a gas-permeable membrane. 3. Enteral feeding catheter according to claim 2, wherein said membrane is hydrophobic. 4. Enteral feeding catheter according to claim 1, further comprising an additional measurement lumen having a proximal end adapted to be connected to a source/sink of gas and a gas pressure gauge, said additional measurement lumen being connected to an inflatable and deflatable proximal balloon provided on said catheter at an axial position such that said proximal balloon is positioned in the patient's thorax when the catheter is inserted and the distal balloon is positioned in the patient's stomach. 5. Enteral feeding catheter according to claim 4, wherein the axial distance between said distal balloon and said proximal balloon is between 10 cm and 70 cm 6. Enteral feeding catheter according to claim 5, wherein the axial distance between said distal balloon and said proximal balloon is between 15 cm and 30 cm 7. Enteral feeding catheter according to claim 1, further comprising a blocking-control lumen having a proximal end adapted to be connected to a source/sink of fluid at the proximal end of said blocking-control lumen and being connected to a blocking balloon provided on said catheter at an axial position such that said blocking balloon is positioned in patient's stomach in a position proximal relative to said distal balloon when the catheter is inserted. 8. Enteral feeding catheter according to claim 7, wherein said proximal end of said blocking-control lumen is connected to said source/sink of fluid, and said source/sink of fluid comprises a manually operable counter balloon. 9. Enteral feeding catheter according to claim 7, wherein a releasable check valve is arranged between said proximal end of said blocking-control lumen and said source/sink of... | - | A61B005/053 A61M025/098 A61M025/10
US20080004523 | A1 | 2008-01-03 | Surgical tool guide | 2006-06-29 | Certain embodiments of the present invention provide n system for orienting a surgical tool with respect to a patient including: a tool guide for facilitating orientation of the surgical tool with respect to the patient, the tool guide including a mounting portion and a tool receiving portion, wherein the tool guide is capable of being integrated with at least a portion of a radiological imaging subsystem including an adjustably moveable mounting structure. In an embodiment, the tool receiving portion is capable of receiving an end-effector. In an embodiment the at least a portion of the radiological imaging subsystem comprises a C-arm. In an embodiment the radiological imaging subsystem comprises a fluoroscopic imaging subsystem. In an embodiment, the end-effector comprises at least one of: an aperture, a cutting device, a drilling device, a clamp, a sleeve, a mounting surface, a ring, a rail, a threaded shaft, a clasp, a bayonet mount, an imaging device, an ultrasound probe, a surgical tool, a catheter, a pin, a screw, a plate, a drill, an awl, and a probe. In an embodiment, the tool guide further comprises an end-effector. In an embodiment, a position of the surgical tool is capable of being adjusted by automatically moving the adjustably movable mounting structure. In an embodiment, the system further comprises at least one position sensing subsystem for ascertaining a position of the surgical tool with respect to the patient. | 1. A system for orienting a surgical tool with respect to a patient comprising: a tool guide for facilitating orientation of the surgical tool with respect to the patient, said tool guide comprising a mounting portion and a tool receiving portion,wherein said tool guide is capable of being integrated with at least a portion of a radiological imaging subsystem comprising an adjustably moveable mounting structure. 2. The system of claim 1, wherein said tool receiving portion is capable of receiving an end-effector. 3. The system of claim 1, wherein said at least a portion of said radiological imaging subsystem comprises a C-arm. 4. The system of claim 1, wherein said radiological imaging subsystem comprises a fluoroscopic imaging subsystem. 5. The system of claim 2, wherein said end-effector comprises at least one of: an aperture, a cutting device, a drilling device, a clamp, a sleeve, a mounting surface, a ring, a rail, a threaded shaft, a clasp, a bayonet mount, an imaging device, an ultrasound probe, a surgical tool, a catheter, a pin, a screw, a plate, a drill, an awl, and a probe. 6. The system of claim 1, wherein said tool guide further comprises an end-effector. 7. The system of claim 1, wherein a position of the surgical tool is capable of being adjusted by automatically moving said adjustably movable mounting structure. 8. The system of claim 1 further comprising at least one position sensing subsystem for ascertaining a position of the surgical tool with respect to the patient. 9. The system of claim 8, wherein said adjustably moveable mounting structure is capable of being automatically moved based at least on said position of the surgical tool with respect to the patient. 10. The system of claim 1, wherein said at least one sensor comprises at least one of: an image registration subsystem; an imaging subsystem; an optical navigational subsystem; and an electromagnetic navigational subsystem. 11. The system of claim 1 further comprising an integration mechanism mounted to said adjustably moveable mounting structure for releasably integrating said tool guide to said adjustably moveable mounting structure. 12. A method for orienting a surgical tool with respect to a patient comprising: integrating a tool guide with at least a portion of a radiological imaging subsystem, said tool guide capable of receiving the surgical tool; andadjusting a position of said at least a portion of said radiological imaging subsystem, wherein a position of the surgical tool is adjusted with respect to the patient. 13. The method of claim 12 further comprising tracking said position of the surgical tool with respect to the patient to form a tracked position. 14. The method of claim 13, wherein said adjusting said position of said adjustably moveable mounting structure is automatically performed based at least in part on said tracked position. 15. The method of claim 12 further comprising adjusting a position of an end-effector on said tool guide. ... | General Electric Company | A61B005/05
US20080045840 | A1 | 2008-02-21 | Optical examination device, system and method | 2007-04-27 | As part of an examination device, an input or output optical coupler device for transmitting photons between an optical source or detector and an examined body part includes an array of optical fibers with end portions freely protruding as cantilevers from a support. The optical fibers have the end portions fabricated, sized and distributed to penetrate freely extending hair when the support is placed on the head or other surface of a subject to make optical contact directly over an array of points with the surface of the scalp or skin below the free hair. | 1. An input or output optical coupler device for transmitting photons between an optical source or detector and the brain, comprising an array of optical fibers with end portions freely protruding as cantilevers from a support in the manner of bristles from a hairbrush, the end regions of the fibers sized and distributed to penetrate freely extending hair on the head or other surface of a subject to make optical contact directly over an array of points with the surface of the scalp or skin below the free hair a source and a detector in which a set of fibers transmits light to the scalp from the source, and a set of such fibers receives light from the scalp at known distance from the source fibers for transmission to the detector. 2. (canceled) 3. The device of claim 1 in which the fibers or protective devices over the fibers have smooth, enlarged tips that comfortably engage the skin or scalp. 4-46. (canceled) 47. An optical examination device for in vivo examination of biological tissue, comprising: an optical source for emitting light in the visible to infrared range and an optical detector for detecting light; an array of optical fibers including end portions freely protruding from a support and arranged for engaging the scalp or skin of a subject at distal ends of said fibers, said optical fibers including proximal ends arrayed for coupling light from said light source into source fibers and for coupling light from detector fibers into said optical detector by indexing in space fiber locations with respect to tissue positions corresponding to said distal ends engaging the scalp or skin of said subject; and a controller constructed and arranged to control operation of said light source and said optical detector and control introduction and detection of light at said arrayed proximal ends. 48. The optical examination device of claim 47 in which the fibers are resiliently flexible laterally to bend and conform a pattern of fiber tips to variations in the shape of the skull, breast or other portion of the body. 49. The optical examination device of claim 47 in which the freely extending end portions of the fibers have a length to diameter ratio of between about 5 and 200. 50. The optical examination device of claim 49 in which the ratio is between about 20 and 150. 51. The optical examination device of claim 49 in which the ratio is between about 50 and 125. 52. The optical examination device of claim 47 in which the free end portions of the optical fibers have diameter of the order of 0.1 to 3.0 millimeter and have a length between about 0.5 to 3 cm. 53. The optical examination device of claim 52 in which the free end portions of the optical fibers have diameter of about 0.2 to 0.5 millimeter and length between about 1 and 2.5 cm. 54. The optical examination device of claim 47 constructed as a handheld probe, and being sized and configured to be moved and placed against the breast. 55. The optical examination device of c... | - | A61B005/00
US07341562 | B2 | 2008-03-11 | Modulation and analysis of cerebral perfusion in epilepsy and other neurological disorders | 2004-12-15 | A system including an implantable neurostimulator device capable of modulating cerebral blood flow to treat epilepsy and other neurological disorders. In one embodiment, the system is capable of modulating cerebral blood flow (also referred to as cerebral perfusion) in response to measurements and other observed conditions. Perfusion may be increased or decreased by systems and methods according to the invention as clinically required. | 1. A method for responding to a change in cerebral perfusion at a target site in a human patient, comprising: calculating a variable baseline value for cerebral perfusion by sequentially measuring a first set of signals indicative of cerebral perfusion level from at least one sensor implanted in the body of the patient;averaging the first set of cerebral perfusion measurements to obtain a variable baseline value;setting a threshold value of cerebral perfusion which threshold value comprises a fixed relationship between a predetermined value and the variable baseline value;measuring a second set of at least one cerebral perfusion measurement;comparing the second set to the threshold value and if the second set is not greater than the threshold value, updating the variable baseline value by the relationship between the predetermined value and the variable baseline value. 2. The method of claim 1, further comprising taking at least one action if the second set is greater than the threshold value wherein the at least one action comprises initiating delivery of a therapy at a predetemined therapy location. 3. The method of claim 2, wherein the therapy is selected from the group including optical stimulation, thermal stimulation, ultrasonic stimulation, electrical stimulation, and transcranial magnetic stimulation. 4. The method of claim 2, wherein the therapy comprises electrical stimulation delivered at or near the focus of a seizure. 5. The method of claim 2, wherein the therapy comprises electrical stimulation, and wherein the method further comprises the step of selecting a set of electrical stimulation parameters adapted to increase perfusion. 6. The method of claim 2, wherein the therapy comprises electrical stimulation of the caudate nucleus. 7. The method of claim 2, wherein the therapy comprises electrical stimulation, and wherein the method further comprises the step of selecting a set of electrical stimulation parameters adapted to decrease perfusion. 8. The method of claim 2, wherein the therapy location is selected from the group consisting of the cerebral cortex, the hippocampus, the white matter, the basal ganglia, the brain stem, the cerebellum, the spinal cord, and a peripheral nerve. 9. The method of claim 2, wherein the action comprises changing a device mode from a first mode to a second mode. 10. The method of claim 9, wherein the second mode enables deferred therapy delivery. 11. The method of claim 10, wherein the deferred therapy delivery comprises scheduled therapy. 12. The method of claim 2, further comprising the step of identifying a neurological state, and in response to the neurological state, altering the action to be performed. 13. The method of claim 12, wherein the step of identifying a neurological state comprises identifying a measure of seizure likelihood in an epileptic patient. 14. The method of claim 12, wherein the step of altering the action comprises selecting a therapy to be provided. 15. The m... | NeuroPace, Inc. | A61B005/026 A61B005/0295 A61N001/36
US07344498 | B1 | 2008-03-18 | Optical measurement method of skin strain during shaving | 2007-01-23 | A contact-less, optical method of measuring strain on a skin surface of a human test subject during shaving. Digital cameras record the deflection of a pattern applied to the skin as a series of digital images. Comparison of the deflected skin position under applied forces compared to an undeflected reference condition permits calculation of the strain in the skin. Strains in the skin are averaged over several positions of the razor blade unit during a stroke. Objective comparisons can be made between razors based on the strain data. | 1. A method of measuring a parameter indicative of deformation of a skin surface of a living person resulting from an applied force to said skin surface, comprising the steps of providing a first digital camera and a second digital camera,providing a pattern on said skin surface of a person to produce a patterned skin surface,capturing first data output from said first and second digital cameras indicative of a reference position of the patterned skin surface,storing said first data as reference position data,applying a force to said patterned skin surface,capturing second data output from said first and second digital cameras indicative of said patterned skin surface during the applying of force to said patterned skin surface,storing said second data as applied force position data,processing said applied force position data and said reference position data to determine movement of said patterned skin surface relative to said reference position. 2. The method of claim 1, wherein said step of applying a force to said patterned skin comprises the step of shaving said patterned skin surface. 3. The method of claim 2, wherein said step of shaving comprises shaving with a safety razor having one or more sharp blades. 4. The method of claim 2, wherein said step of detecting movement of said patterned skin surface relative to said reference position comprises determining a first set of quantitative parameter data in the skin surface during use of a first shaving implement, wherein said step of shaving is repeated with a second shaving implement whereupon said step of detecting movement of said patterned skin surface relative to said reference position comprises determining a second set of quantitative parameter data in the skin surface during use of said second shaving implement, andcomprising the further step of comparing said first set of quantitative parameter data and said second set of quantitative parameter data. 5. The method of claim 4, wherein said first and second quantitative parameter data is strain data. 6. The method of claim 1, further comprising the step of moistening said patterned skin surface, and said step of applying force comprises applying force to said moistened patterned skin surface. 7. The method of claim 3, further comprising the step of moistening said patterned skin surface and said step of shaving comprises shaving said moistened patterned skin surface. 8. The method of claim 1, wherein said processing step of determining movement of said patterned skin surface relative to said reference position comprises determining a quantitative parameter. 9. The method of claim 8, wherein said processing step determines a strain in said patterned skin surface. 10. The method of claim 9, wherein said step of determining strain in the skin surface comprises determining a plurality of strain data corresponding to a plurality of regions of skin. 11. The method of claim 10, wherein said step of determining strain in the skin surf... | The Gillette Company | A61B005/00 A61B005/103 A61B005/117
US07343199 | B2 | 2008-03-11 | Measurement of respiratory sinus arrhythmia using respiratory and electrogram sensors in an implantable device | 2002-12-27 | An apparatus for measuring a patient's heart rate response to respiration, for monitoring the patient's autonomic tone, includes an implantable system. The implantable system includes a sensor for generating sensed signals representing detected beat-to-beat heart rate. Further, the implantable system includes a sensor for generating sensed signals representing detected respiration. The implantable system also includes an element for estimating the sensitivity of heart rate to respiration, responsive to the sensed heart rate and respiration signals. | 1. A system for measuring respiratory sinus arrhythmia, to monitor a patient's autonomic function, comprising: a heart beat interval sensor, for sensing the patient's beat-to-beat heart rate and generating a heart rate signal;a respiration sensor, for sensing the patient's respiration and generating a respiration signal; anda heart rate-respiration sensitivity estimating element, for estimating the sensitivity of heart rate to respiration as measurements of respiratory sinus arrhythmia, responsive to the heart rate signal from the heart beat interval sensor and the respiration signal from the respiration sensor, and using the sensitivity estimation as an indicia of autonomic responsiveness in autonomic function monitoring. 2. The system of claim 1, wherein the heart beat interval sensor and the respiration sensor are adapted to simultaneously sense the patient's beat-to-beat heart rate and respiration. 3. The system of claim 1, wherein the heart beat interval sensor and the respiration sensor are associated with an implantable device. 4. The system of claim 1, wherein the heart rate-respiration sensitivity estimating element is further adapted to generate trends in the measurements of respiratory sinus arrhythmia. 5. The system of claim 1, further comprising a measurements monitoring element for enabling the monitoring of the measurements of respiratory sinus arrhythmia. 6. The system of claim 1, further adapted to enable the measurements of respiratory sinus arrhythmia to be compared for enabling a determination regarding whether to adjust a therapy for a patient. 7. The system of claim 1, wherein the heart rate-respiration sensitivity estimating element is adapted to estimate the sensitivity by determining the ratio of a measure of heart rate variability to a measure of tidal volume. 8. The system of claim 1, wherein the heart rate-respiration sensitivity estimating element is adapted to estimate the sensitivity by measuring the mean heart rate during one portion of the respiratory cycle and measuring the mean heart rate at another portion of the respiratory cycle. 9. The system of claim 1, wherein the heart rate-respiration sensitivity estimating element is adapted to estimate the sensitivity by determining the transfer function between the respiration signal and the heart rate signal. 10. The system of claim 1, wherein the heart rate-respiration sensitivity estimating element is adapted to estimate the sensitivity by determining the frequency response function between the respiration signal and the heart rate signal. 11. The system of claim 1, wherein the heart beat interval sensor comprises an intracardiac electrogram heart beat interval sensor. 12. The system of claim 1, wherein the respiration sensor comprises a trans-thoracic impedance respiration sensor. 13. The system of claim 1, wherein the heart rate-respiration sensitivity estimating element comprises a processor. 14. The system of claim 2, wherein the implantable device... | Cardiac Pacemakers, Inc. | A61B005/04
US07329390 | B2 | 2008-02-12 | Device and process for measuring breath alcohol | 2003-03-11 | A breath alcohol measuring device includes a flow chamber, for receiving exhaled breathing gas of a person, with a flow diaphragm. A differential pressure sensor has a first measuring connection via a first gas line (5) to the interior space of the flow chamber (2) upstream of the flow diaphragm (3), and a second measuring connection via second and third gas lines (12, 15) and a breath alcohol sensor (8) to the interior space of the flow chamber (2) downstream of the flow diaphragm (3). A throttling element (14) is present in the second gas line (12). The second gas line (12) is connected to a sampling system (9, 10), and an evaluating and control unit (6) is connected to the sensors (4, 8) and to the sampling system (9, 10) for controlling the sampling system. | 1. A device for measuring breath alcohol, the device comprising: a flow chamber receiving exhaled breathing gas flow of a test subject;a flow diaphragm arranged in said flow chamber for flow through said flow diaphragm from an upstream side of said flow diaphragm to a downstream side of said flow diaphragm;a first gas line in communication with an interior space of said flow chamber upstream of said flow diaphragm;a breath alcohol sensor in communication with an interior space of said flow chamber downstream of said flow diaphragm;a second gas line in communication with said breath alcohol sensor;a differential pressure sensor bridging over said flow diaphragm, a first measuring connection of said differential pressure sensor being connected to said first gas line, a second measuring connection of said differential pressure sensor being connected through said second gas line and said breath alcohol sensor to said interior space of said flow chamber downstream of said flow diaphragm;a throttling element arranged in said second gas line;a sampling system connected to said second gas line, said sampling system generating suction for pulling a gas sample into said breath alcohol sensor and toward or into said second gas line; andan evaluating and control unit connected on an input side to said pressure and alcohol sensors and receiving measured signals of said sensors, said evaluating and control unit being connected on an output side to said sampling system for controlling said sampling system. 2. A device in accordance with claim 1, further comprising: a temperature sensor arranged in an outlet area of said flow chamber downstream of said flow diaphragm, said temperature sensor being connected to said evaluating and control unit for transmitting measured temperature values. 3. A device in accordance with claim 1, wherein: said sampling system comprises an electrically driven pumping element. 4. A device in accordance with claim 2, wherein: said sampling system comprises an electrically driven pumping element, with a bellows actuated by a pressing magnet. 5. A device in accordance with claim 1, wherein: said evaluating and control unit has a signal connection on said output side to selectively release and block operation of a machine or device. 6. A device in accordance with claim 2, wherein: said evaluating and control unit has a signal connection on said output side to selectively release and block operation of a machine or device. 7. A device in accordance with claim 5, wherein: said machine or device is a starter of a driving engine of a motor vehicle, aircraft or watercraft. 8. A device in accordance with claim 6, wherein: said machine or device is a starter of a driving engine of a motor vehicle, aircraft or watercraft. 9. A device in accordance with claim 1, wherein: said breath alcohol sensor is one of an electrochemical, semiconductor or infrared optical sensor. 10. A breath alcohol measuring device comprising: a flow tube having a... | Drager Safety AG & Co. KGaA | G01N033/497 A61B005/097
US07835781 | B2 | 2010-11-16 | Device for superposed MRI and PET imaging | 2007-08-03 | A device is disclosed for superposed MRI and PET imaging and includes an MRI tube that has a first field of view along its longitudinal direction, and a multiplicity of PET detection units arranged opposite one another in pairs about the longitudinal direction. In at least one embodiment the many PET detection units define a second field of view along the longitudinal direction, and their arrangement density along the longitudinal direction is optimized such that the second field of view substantially corresponds to the first field of view. | 1. A device for superposed magnetic resonance tomography and positron emission tomography imaging, comprising: a magnetic resonance tomography tube that defines a first field of view along its longitudinal direction;a multiplicity of positron emission tomography detection units arranged opposite one another in pairs about the longitudinal direction, the multiplicity of positron emission tomography detection units defining a second field of view along the longitudinal direction, whereinthe positron emission tomography detection units respectively include an avalanche photodiode array with an upstream lutetium oxyorthosilicate crystal array and an electrical amplifier circuit,a spacing at least corresponding to an avalanche photodiode array is present between two neighboring avalanche photodiode arrays, andfor each positron emission tomography detection unit, the electrical amplifier circuit is arranged in a plane, parallel to the longitudinal direction, next to at least one of the lutetium oxyorthosilicate crystal array and the avalanche photodiode array, wherein the portion of the total area of said plane which is occupied by the lutetium oxyorthosilicate crystals defines an arrangement density of the positron emission tomography detection units in said plane, andsaid arrangement density of the positron emission tomography detection units being provided along the longitudinal direction such that the second field of view is substantially equal to the first field of view. 2. The device as claimed in claim 1, wherein the positron emission tomography detection units are respectively oriented at the end of the second field of view in the longitudinal direction such that at least one of the lutetium oxyorthosilicate crystal array and the avalanche photodiode array is oriented toward the middle of the magnetic resonance tomography tube, and the electrical amplifier circuit is oriented toward the edge of the magnetic resonance tomography tube. 3. The device as claimed in claim 1, wherein the arrangement density of the positron emission tomography detection units along the longitudinal direction becomes relatively larger from the middle of the second field of view toward the edge thereof. | Siemens Aktiengesellschaft | A61B005/05 A61B006/00
US07640060 | B2 | 2009-12-29 | Implantable satellite effectors | 2007-03-29 | Techniques for controlling one or more modular circuits (“satellites”) that are intended for placement in a subject's body. The one or more satellites are controlled by sending signals over a bus that includes first and second conduction paths. Also coupled to the bus in system embodiments is a device such as a pacemaker that provides power and includes control circuitry. Each satellite includes satellite circuitry and one or more effectors that interact with the tissue. The satellite circuitry is coupled to the bus, and thus interfaces the controller to the one or more effectors, which may function as actuators, sensors, or both. The effectors may be electrodes that are used to introduce analog electrical signals (e.g., one or more pacing pulses) into the tissue in the local areas where the electrodes are positioned (e.g., heart muscles) or to sense analog signals (e.g., a propagating depolarization signal) within the tissue. | 1. A medical apparatus comprising: a carrier unit configured for insertion into a subject's body;a bus having at least one conduction path, at least a part of which is insulated from the subject's body when the carrier is inserted into the subject's body; anda plurality of satellite units located along the carrier and connected to the bus, wherein each satellite unit includes one or more effectors that interact with the subject's body when the carrier is inserted into the subject's body, andsatellite circuitry that is coupled to the bus, wherein the satellite circuitry is structured toreceive power over the bus,receive a bit sequence over the bus,store information based on the bit sequence; andreceive a sleep command over the bus that causes a certain part of the control circuitry within that satellite circuitry to turn off while electrodes coupled to the control circuitry remain in a configured state. 2. The apparatus of claim 1, wherein: the carrier is formed with a lumen; andthe conduction path, at least a part of which is insulated from the subject's body when the carrier is inserted into the subject's body, is within the lumen. 3. The apparatus of claim 1, wherein the bus has at least one additional conduction path that is insulated from the subject's body when the carrier is inserted into the subject's body. 4. The apparatus of claim 3, wherein: a given satellite unit's effectors include first and second electrodes; andthe satellite circuitry is structured to establish, in response to a given bit sequence, low-impedance paths between the first and second electrodes and respective first and second input terminals of a detecting device. 5. The apparatus of claim 4, wherein: the bus has first and second conduction paths that are insulated from the subject's body when the carrier is inserted into the subject's body;the detecting device is located outside the satellite unit; andthe low-impedance paths include low-impedance path segments inside the satellite unit between the first and second electrodes and the first and second conduction paths. 6. The apparatus of claim 1, wherein: the bus has only one conduction path that is insulated from the subject's body when the carrier is inserted into the subject's body; andan additional conduction path for the bus is provided by portions of the subject's body when the carrier is inserted into the subject's body. 7. The apparatus of claim 1 wherein the satellite circuitry includes one or more of data storage circuitry, address encoding circuitry, address decoding circuitry, logic, analog circuitry, mixed-signal circuitry, power recovery circuitry, clock recovery circuitry, data recovery circuitry, transmit circuitry, receive circuitry, electrode driver circuitry, sensor stimulation circuitry, and sensor detection circuitry. 8. The apparatus of claim 1, wherein at least one satellite unit can be used for activation, and at least one satellite unit, which may be the same satellite unit, can be used f... | Proteus Biomedical, Inc. | A61N001/08
US07330750 | B2 | 2008-02-12 | Estimation of cardiac death risk | 2003-04-25 | The invention relates to a method and apparatus for predicting a sudden heart abnormality for an individual patient. In order to provide a prediction mechanism that is suitable for acute care, three sub-indices are determined based on medical data obtained from the patient. The first sub-index indicates the level of deterministic chaos in the heart rate variability of the patient, the second sub-index indicates the energy level in the myocardium of the patient, and the third sub-index indicates the degree of ventricular arrhythmia of the patient. Based on the first, second, and third sub-indices, at least one overall risk index is then determined, the overall risk index indicating the risk level of a sudden heart abnormality for the patient. | 1. A method providing a composite, multiple component index for assessing a current state of a patient's heart to evaluate associated cardiac health risks, the method comprising the steps of: determining a first sub-index indicating the current level of chaos in heart rate variability of a patient;determining a second sub-index indicating the current energy level in the myocardium of the patient;determining a third sub-index indicating the current degree of arrhythmia of the patient; andcombining the first, second, and third sub-indices to compile at least one composite index from the sub-indices indicative of a current state of the patient's heart and suitable for use in evaluating cardiac health risks in the patient. 2. A method according to claim 1, further comprising the step of measuring ECG data from the patient, wherein the first, second and third sub-indices are determined based on the EGG data. 3. A method according to claim 1, wherein the step of determining said first sub-index is further defined as determining the level of non-linear behavior found in the heart rate variability of the patient. 4. A method according to claim 1, wherein the step of determining the second sub-index includes the steps of: analyzing the repolarisation phase of the physiological functioning of the heart of the patient;determining a set of repolarisation parameters based on the analyzing step; andproviding the second sub-index from the set of repolarization parameters. 5. A method according to claim 4, wherein the step of determining the second sub-index further includes the step of calculating the second sub-index as a weighted sum of at least some of the repolarisation parameters. 6. A method according to claim 1, wherein the third sub-index is determined based on the current extent of ventricular arrhythmia occurring in the heart of the patient. 7. A method according to claim 1, wherein the third sub-index is determined based on the current extent of ventricular arrhythmia occurring in the heart of the patient and an analysis of the electrical conduction functioning of the heart. 8. A method according to claim 1, wherein the composite index is determined as a weighted sum of the first, second, and third sub-indices. 9. A method according to claim 1, further defined as repeating the steps of the method to provide a plurality of sequentially obtained composite indices. 10. A method according to claim 9, further comprising the steps of carrying out a comparison of composite indices; andgiving an alarm when the comparison of composite indices fulfills a predetermined condition. 11. A method according to claim 1, further comprising the steps of determining at least one parameter relating to the arterial blood pressure of the patient; andutilizing said at least one parameter in determining the second sub-index. 12. A method according to claim 1, further comprising the steps of determining a value for the arterial blood oxyhemoglobin saturation of the... | Instrumentarium Corp. | A61B005/0402
US08287522 | B2 | 2012-10-16 | Method and apparatus for controlling a haptic device | 2007-05-18 | A method for controlling a surgical device is provided. The method includes manipulating the surgical device to perform a procedure on a patient; determining whether a relationship between an anatomy of the patient and a position, an orientation, a velocity, and/or an acceleration of a surgical tool of the surgical device corresponds to a desired relationship between the anatomy and the position, the orientation, the velocity, and/or the acceleration of the surgical tool; and imposing a constraint on the surgical device if the relationship does not correspond to the desired relationship and/or a detection device is unable to detect a position of the anatomy and/or the position of the surgical tool. | 1. A method for controlling a surgical device, comprising the steps of: manipulating the surgical device to perform a procedure on a patient;determining whether a relationship between an anatomy of the patient and at least one of a position, an orientation, a velocity, and an acceleration of a surgical tool of the surgical device corresponds to a desired relationship between the anatomy and the at least one of the position, the orientation, the velocity, and the acceleration of the surgical tool;imposing a constraint on the surgical device if a detection device is unable to detect at least one of a position of the anatomy and the position of the surgical tool;determining whether the surgical tool is interacting with a virtual boundary associated with the anatomy; anddeactivating the virtual boundary if the surgical tool is not interacting with the virtual boundary. 2. The method of claim 1, wherein the desired relationship is defined by at least one parameter generated by a haptic rendering algorithm. 3. The method of claim 1, wherein the step of determining whether the relationship corresponds to the desired relationship includes determining whether the surgical device has violated at least one parameter generated by a haptic rendering algorithm. 4. The method of claim 1, wherein the step of determining whether the relationship corresponds to the desired relationship includes determining whether a penetration depth of the surgical tool into a virtual boundary associated with the anatomy exceeds a predetermined threshold. 5. The method of claim 1, wherein the step of determining whether the relationship corresponds to the desired relationship includes determining whether a velocity of at least one of the anatomy, a tracked object, and a tracking element disposed on a tracked object exceeds a predetermined threshold. 6. The method of claim 1, wherein the step of determining whether the relationship corresponds to the desired relationship includes determining whether a position of at least one of the anatomy, a tracked object, and a tracking element disposed on a tracked object is outside a predetermined boundary. 7. The method of claim 1, wherein the step of determining whether the relationship corresponds to the desired relationship includes determining whether an output force of the surgical device exceeds a predetermined threshold. 8. The method of claim 1, further comprising the step of implementing control parameters for controlling the surgical device to provide at least one of haptic guidance to the user and a limit on user manipulation of the surgical device, based on the relationship between the anatomy and the at least one of the position, the orientation, the velocity, and the acceleration of the surgical tool. 9. The method of claim 1, wherein the step of imposing the constraint includes at least one of limiting movement of at least a portion of the surgical device and limiting operation of the surgical device. 10. The method ... | Mako Surgical Corp. | A61B019/00
US08086294 | B2 | 2011-12-27 | Unified probabilistic framework for predicting and detecting seizure onsets in the brain and multitherapeutic device | 2007-08-13 | A method and system for assessing a quality of life index to adjust an implanted device to optimize patient-specific feature signals and treatment therapies. Accumulated energy of intracranial electroencephalogram (IEEG) signals is calculated over multiple data channels during seizures over a fixed time period. Accumulated energy of a treatment control is calculated over the multiple data channels over all times of activation of the implanted device over the fixed time period. The accumulated energy of both the IEEG signals and treatment control are weighted by seizure and treatment factors to determine a quality value for the fixed time period. A quality of life index is determined as a weighted average of current and previous quality values for a plurality of fixed time periods. | 1. A method for assessing a quality of life index in an individual subject to seizures in order to adjust an implanted device to optimize patient-specific feature signals and treatment therapies, comprising the acts of: calculating an accumulated energy of intracranial electroencephalogram (IEEG) signals for the individual over multiple data channels during seizures over a fixed time period;calculating an accumulated energy of a treatment control over the multiple data channels over all times of activation of the implanted device over the fixed time period;weighting the accumulated energy of the IEEG signals and the accumulated energy of the treatment control by seizure and treatment factors to determine a quality value for the fixed time period; anddetermining the quality of life index as a weighted average of a current and previous quality values for a plurality of fixed time periods, wherein each of the above steps is executed on a programmed processor. 2. The method for assessing the quality of life index of claim 1 wherein the quality of life index is an exponentially-weighted moving average of a plurality of daily quality values which is based on a forgetting schedule to reduce the effect of older quality value data. 3. The method for assessing the quality of life index of claim 1 wherein the quality of life index is determined recursively using weights that are made to decay within four time constants of a natural exponential function. 4. A system for assessing a quality of life index in an individual subject to seizures in order to adjust an implanted device in order to optimize patient-specific feature signals and treatment therapies comprising: a signal acquisition component to condition and digitize a plurality of raw signals received on multiple data channels from a transducer implanted in the individual;a storage medium for storing (1) a calculated accumulated energy of intracranial electroencephalograms (IEEG) signals from the plurality of raw signals received on multiple data channels during seizures over a fixed time period, and (2) a calculated accumulated energy of a treatment control on the multiple data channels over all times of activation of the implanted device over a fixed time period;a processor for executing a plurality of logic modules including: a logic module for weighting the accumulated energy of the IEEG signals stored in the storage medium and the accumulated energy of the treatment control stored in the storage medium by seizure and treatment factors to determine a quality value for the fixed time period; anda logic module for determining the quality of life index as a weighted average of a current and previous quality values for a plurality of fixed time periods. 5. The system for assessing the quality of life index of claim 4 wherein the logic module for determining the quality of life index uses an exponentially-weighted moving average of a plurality of daily quality values which is based on a forgetting s... | The Trustees of the University of Pennsylvania | A61B005/04 G01N033/48 G01N031/00
US07963950 | B2 | 2011-06-21 | Self flushing luer activated blood sampling devices | 2007-11-13 | A blood sampling device for allowing a fluid pressure measurement and a fluid sample to be taken from a patient, having an inlet port configured to receive blood from the patient, an outlet port configured to be coupled to a monitoring channel having an infusion fluid, a sampling port configured for extraction of blood from the patient, a sampling channel configured to self-flush, after extraction, the blood with the infusion fluid, and an auxiliary channel for self-flushing the sampling channel. | 1. A patient fluid sampling device connected to a flushing fluid supply and a patient fluid supply, said patient fluid sampling device comprising: a monitoring channel configured to contain the flushing fluid or the patient fluid;a sampling port for providing access to samples of the patient fluid;an auxiliary channel having a first end and a second end, at least the first end connected in fluid communication with the monitoring channel; anda passageway having a first end, a second end and a passage extending between the first and second ends,said passageway having a sampling position wherein the passage connects the sampling port to the monitoring channel in fluid communication, andsaid passageway having a flushing position wherein the first end of the passageway aligns with the second end of the auxiliary channel and the second end of the passageway connects in fluid communication with the auxiliary channel so that the passageway and the auxiliary channel form a loop to enable direct flow of the flushing fluid through the entire passage simultaneously and in parallel with a flow of fluid through the monitoring channel. 2. A patient fluid sampling device of claim 1, wherein the passage is non-divergent for continuous, direct flow during flushing. 3. A patient fluid sampling device of claim 2, wherein the passage has no side-branches. 4. A patient fluid sampling device of claim 3, wherein the passage has no sharp bends. 5. A patient fluid sampling device of claim 4, wherein the passage is straight. 6. A patient fluid sampling device of claim 1, wherein the passageway is defined within a body and the first end and second end of the passageway define openings in an outer surface of the body. 7. A patient fluid sampling device of claim 6, wherein the body has no other openings connected in fluid communication with the passage of the passageway. 8. A patient fluid sampling device of claim 7, wherein the body is a paddle configured to switch the passageway between the sampling position and the flushing position. 9. A patient fluid sampling device of claim 7, wherein the body is a ball valve configured to switch the passageway between the sampling position and the flushing position. 10. A patient fluid sampling device of claim 1, wherein the sampling point is a diaphragm. 11. A patient fluid sampling device of claim 1, wherein the monitoring channel has a diameter approximately four times a diameter of the auxiliary channel. 12. A patient fluid sampling device of claim 10, wherein the diameter of the monitoring channel is approximately 0.2 inches and the diameter of the auxiliary channel is approximately 0.05 inches. 13. A patient fluid sampling device of claim 1, wherein the loop is continuous and non-divergent. 14. A patient fluid sampling device of claim 13, wherein the loop has a U-shape. 15. A patient fluid sampling device of claim 1, wherein the auxiliary channel and the passage have a same diameter. 16. A method of flushing a flui... | Edwards Lifesciences Corporation | A61M005/00 A61B005/00 B65D081/00 F15B013/00 F16K011/085 F16K025/00 F16K005/00
US08295901 | B2 | 2012-10-23 | Spectral analysis for a more reliable determination of physiological parameters | 2007-02-16 | An apparatus for determining a spectral ratio between a first signal having a first spectrum which depends on a biological quantity, and a second signal having a second spectrum which depends on a biological quantity, the first signal and the second signal having a plurality of harmonics of a periodic signal, the apparatus including a computer for computing a first wave ratio between a spectral value of the first spectrum which has a frequency of a harmonic of the plurality of harmonics, and a spectral value of the second spectrum which has the frequency of the harmonic; and for computing a second wave ratio between a spectral value of the first spectrum which has a frequency of another harmonic of the plurality of harmonics, and a spectral value of the second spectrum which has the frequency of the other harmonic. In addition, the apparatus includes an optimizer. | 1. An apparatus for determining a spectral ratio between a first signal comprising a first spectrum which depends on a biological quantity, and a second signal comprising a second spectrum which depends on a biological quantity, the first signal and the second signal comprising a plurality of harmonics of a periodic signal, the apparatus comprising: a computer for computing a first wave ratio between a spectral value of the first spectrum at a first frequency which comprises a harmonic of the plurality of harmonics, and a spectral value of the second spectrum at the first frequency;and for computing a second wave ratio between a spectral value of the first spectrum at a second frequency which comprises another harmonic of the plurality of harmonics, and a spectral value of the second spectrum at the second frequency;an optimizer for determining the spectral ratio while using the first and second wave ratios, the optimizer being adapted to determine the spectral ratio such that it differs from the first wave ratio and the second wave ratio, and meets an optimization criterion,wherein the computer is adapted to pass on a plurality of the spectral values of the two spectra to the optimizer as tuples of a frequency,wherein the spectral values are complex spectral values,wherein the optimizer is adapted to determine a regression line from the plurality of tuples of the complex spectral values, the actual or perpendicular square distance from the tuples to the regression line being minimized as the optimization criterion, andwherein the optimizer is adapted to determine the regression line by applying the total least squares fit method, and the spectral ratio depends on the regression line. 2. The apparatus as claimed in claim 1, wherein the period of the periodic signal is independent of the biological quantity. 3. The apparatus as claimed in claim 1, wherein the first signal and the second signal depend on the biological quantity in different ways. 4. The apparatus as claimed in claim 1, wherein the first and second signals exhibit dependencies on the biological quantity in the plurality of harmonics. 5. The apparatus as claimed in claim 1, wherein the biological quantity is a blood oxygen saturation or a heart frequency. 6. The apparatus as claimed in claim 1, wherein the computer is adapted to compute the first wave ratio at a fundamental wave frequency of the periodic signal, and the second wave ratio at a harmonic frequency of the periodic signal. 7. The apparatus as claimed in claim 1, wherein the computer is adapted to form wave ratios between a plurality of spectral values of the first and second signals, and wherein, in addition, the optimizer is adapted to form the spectral ratio from the plurality of wave ratios. 8. The apparatus as claimed in claim 1, wherein the signals originate from a transillumination of a tissue of a test person. 9. The apparatus as claimed in claim 1, wherein one signal is based on an infrared light receive s... | Fraunhofer-Gesellschaft zur Foerderung der angewandten Forschung E.V. | A61B005/1455 A61B005/02
US08016848 | B2 | 2011-09-13 | Lancets and methods of use | 2007-05-30 | Lancets and methods of use are provided. Embodiments include lancets including a sleeve mounted to an elongated body having a needle terminating in a sharp tip. | 1. A lancet for insertion into and ejection from a lancing device, comprising: a unitary elongated body having a needle terminating in a sharp tip extending directly from a lancing end of the elongated body;a sleeve having a front end and a rear end, the sleeve being fixedly disposed about at least a portion of the elongated body and movable relative to the elongated body when the elongated body is held stationary between a forward position in which the sharp tip is protectively surrounded by the sleeve and a rearward position in which the sharp tip projects from the front end of the sleeve; anda first locking member extending directly from the elongated body at a location intermediate the forward and rearward positions, the first locking member having an extended configuration in which the first locking member extends from the elongated body and contacts a most rearward surface of the rear end of the sleeve to prevent the sleeve from moving to the rearward position, and a retracted configuration in which the first locking member is retracted toward the elongated body and does not engage the sleeve to prevent the sleeve from moving to the rearward position;wherein at least a portion of an interior of the sleeve is configured to contain the first locking member in the retracted configuration when the sleeve moves over the first locking member, and wherein the first locking member is in the extended configuration engaging the most rearward surface prior to and during both insertion of the lancet into the lancing device and ejection of the lancet from the lancing device; further comprising a second locking member axially spaced from the first locking member between the first locking member and the sharp tip, wherein the second locking member is of a geometry that is less flexible than a geometry of the first locking member. 2. The lancet of claim I wherein the first locking member extends from the elongated body in a generally forward direction forming an angle with a major axis of the elongated body when the first locking member is in the extended configuration. 3. The lancet of claim 2 wherein the first locking member is substantially parallel to the major axis of the elongated body when the locking member is in the retracted configuration. 4. The lancet of claim 3 wherein the elongated body comprises a well positioned to receive the first locking member in the retracted configuration. 5. The lancet of claim 1 wherein the interior of the sleeve comprises an elongated guide surface arranged to contain the first locking member in the retracted configuration when the sleeve moves over the first locking member. 6. The lancet of claim 1 wherein the rear end of the sleeve defines a rear aperture configured to permit entry of the first locking member into the interior of the sleeve when the first locking member is in the retracted configuration and to prevent entry of the first locking member into the interior of the sleeve when the first locking me... | Abbott Diabetes Care Inc. Facet Technologies, LLC | A61B017/14
US07945307 | B2 | 2011-05-17 | Marker delivery system with obturator | 2006-08-04 | A marker delivery device is described which has an obturator with an elongated shaft, an inner lumen, a proximal end, and a substantially sealed distal end. One or more tissue markers are deployed within the inner lumen of the elongated shaft of the obturator. Preferably, the tissue marker(s) is disposed within an inner lumen of a marker delivery tube which is disposed within the inner lumen of the elongated shaft of the obturator. The marker delivery tube has an opening for discharging the tissue markers into a body (e.g. biopsy) cavity. The distal tip of the marker delivery tube is configured to penetrate the substantially sealed distal end of the obturator so that tissue markers can be delivered while the obturator is in place within the body. Preferably, the obturator includes a detectable element capable of producing a relatively significant image signature during MRI. | 1. An obturator, comprising: a. an elongated shaft comprising a cylindrical wall having a proximal end, a distal end and defining an internal lumen extending to the distal end and an obturator tip secured to the distal end; andb. a detectable element which is in contact with the mating surfaces of the terminal distal end of the cylindrical wall and the obturator tip, said detectable element comprising a material selected from the group consisting of metal, ceramic, metal-filled plastic, a radiopaque material, or a mineral-filled plastic and being configured to produce a significant magnetic resonance image signature. 2. The obturator of claim 1 wherein the distal end of the cylindrical wall has at least one aperture and the obturator tip has at least one raised tab configured to fit within said at least one aperture. 3. The obturator of claim 1 wherein the detectable element is a ring which is disposed at the junction between the obturator tip and the distal end of the cylindrical wall of the elongated shaft of the obturator. | Senorx, Inc. | A61B005/05
US20080037851 | A1 | 2008-02-14 | MEDICAL IMAGE SYNTHESIS METHOD AND APPARATUS | 2007-08-08 | There is disclosed a medical image synthesis method which comprises acquiring a plurality of different functional images in which functions of a test subject are imaged, taking a logical product of these functional images to generate new information, and superimposing and displaying the new information on a corresponding position of the functional image of the test subject. | 1. A medical image synthesis method comprising: acquiring a plurality of different functional images in which functions of a test subject are imaged;taking a logical product of the plurality of different functional images to generate new information; andsuperimposing and displaying the new information on a corresponding position of the functional image of the test subject. 2. A medical image synthesis method comprising: acquiring a plurality of different functional images in which functions of a test subject are imaged; andtaking a logical product of the plurality of different functional images to generate a new functional image. 3. The medical image synthesis method according to claim 2, wherein: spatial resolutions of the plurality of different functional images are matched with one another, andthe logical product of the plurality of functional images having the spatial resolutions matched with one another is taken to generate the new functional image. 4. The medical image synthesis method according to claim 2, wherein the spatial resolutions of the functional images other than the functional image having the lowest spatial resolution among the plurality of functional images are matched with the lowest spatial resolution. 5. The medical image synthesis method according to claim 1 or 2, wherein the plurality of different functional images are acquired by any one of medical image devices of a magnetic resonance imaging device, a positron emission computed tomography imaging device, a single photon emission computed tomography imaging device and an ultrasonic diagnosis device. 6. The medical image synthesis method according to claim 1 or 2, wherein the plurality of different functional images include an image acquired by a nuclear medicine device and an image acquired by magnetic resonance imaging. 7. The medical image synthesis method according to claim 6, wherein the image acquired by the magnetic resonance imaging includes a diffusion image. 8. The medical image synthesis method according to claim 1 or 2, wherein the plurality of different functional images include an image acquired by positron emission computed tomography imaging and an image acquired by single photon emission computed tomography imaging. 9. The medical image synthesis method according to claim 1 or 2, wherein the plurality of different functional images are acquired by a nuclear medicine device, respectively, and radioactive markers to be administered to the test subject are different. 10. The medical image synthesis method according to claim 1 or 2, wherein the plurality of different functional images are acquired by the same medical image device, respectively, and times when the images have been acquired are different. 11. The medical image synthesis method according to claim 2, further comprising: synthesizing the new functional image with a morphological image in which at least a shape of the test subject is imaged. 12. A medical image synthesis method comprisi... | - | A61B005/00
US20080050316 | A1 | 2008-02-28 | MOLECULAR IMAGING OF EPITHELIAL CELLS IN LYMPH | 2007-08-23 | Methods and imaging agents for imaging epithelial cancer cells in the lymphatic system are disclosed herein. In an embodiment, an imaging agent for imaging cancer cells in a lymphatic system comprises a fluorescent dye conjugated to one or more antibodies. The antibodies are capable of specific binding to an epithelial cell adhesion molecule (Ep-CAM). In addition, embodiments of the imaging agent may be administered to the lymphatic system where the disclosed imaging agents may bind to an epithelial cell adhesion molecule. The bound imaging agents may be excited with excitation light to image cancer cells in the lymphatic system. | 1. A method for imaging epithelial carcinoma cells in a lymphatic system under a tissue surface comprising: a) delivering an imaging agent to the lymphatic system, wherein the imaging agent comprises one or more antibodies which specifically bind to an epithelial cell adhesion molecule; b) illuminating the tissue surface with an excitation light to excite the imaging agent; c) detecting emissions from the imaging agent to image epithelial carcinoma cells within the lymphatic system. 2. The method of claim 1 wherein (a) comprises intradermally injecting the imaging agent. 3. The method of claim 1 wherein the imaging agent comprises a fluorescent dye selected from the group consisting of an acridine, an anthraquinone, an azamethine, a benzimidazol, a cyanine, an indolenine, a napthalimide, an oxazine, an oxonol, a polyene, a polymethin, a porphin, a squaraine, a styryl a thiazol, a xanthin, and combinations thereof. 4. The method of claim 1 wherein the fluorescent dye is heptamethine carbocyanine. 5. The method of claim 3 wherein the fluorescent dye has an excitation wavelength ranging from about 765 nm and about 800 nm. 6. The method of claim 1 wherein the one or more antibodies are coupled to a radiotracer. 7. The method of claim 6 further comprising detecting radiation from the radiotracer to locate epithelial carcinoma cells in the lymphatic system. 8. The method of claim 1 wherein (d) comprises using an intensified charge-coupled camera. 9. The method of claim 1 wherein the one or more lymphatic structures is at least about 1 cm beneath the tissue surface. 10. The method of claim 1 wherein (b) comprises illuminating the tissue surface with an excitation light source selected from group consisting of laser diodes, semiconductor laser diodes, gas lasers, light emitting diodes, and combinations thereof. 11. The method of claim 1 wherein the one or more antibodies are monoclonal antibodies. 12. The method of claim 1 wherein the epithelial cell adhesion molecule (Ep-CAM) comprises human Ep-CAM, mouse Ep-CAM, rat Ep-CAM, sheep Ep-CAM, or rabbit Ep-CAM. 13. The method of claim 1 further comprising using tomographic imaging techniques to provide three-dimensional images of epithelial carcinoma cells in the lymphatic system. 14. An imaging agent for detecting cancer in a lymphatic system comprising: a fluorescent dye conjugated to one or more antibodies, wherein said antibodies are capable of specific binding to an epithelial cell adhesion molecule (Ep-CAM). 15. The imaging agent of claim 1 further comprising a radiotracer. 16. The imaging agent of claim 14 wherein said radiotracer comprises indium, iodine, cobalt, cesium, cadmium, gallium, germanium, bismuth, manganese, palladium, radium, rubidium, scandium, selenium, tentalium, technetium, thulium, yttrium, ytterbium, or combinations thereof. 17. The imaging agent of claim 1 wherein said one or more antibodies are monoclonal antibodies. 18. The imaging agent of cla... | BAYLOR COLLEGE OF MEDICINE | A61B005/00
US20080021347 | A1 | 2008-01-24 | MEDICAL DEVICE FOR NAVIGATION THROUGH ANATOMY AND METHOD OF MAKING SAME | 2007-07-31 | Medical devices for navigation through anatomy, including guidewires, which may have a core wire, a slotted tubular member, or both. Embodiments may have coils, including non-circular cross-section edge-wound marker coils, extended coil tips, and soldered or glued mesial joint coils. Core wires may have a step, ridge, or taper at the joints to the tubular member, and may be flattened at the distal tip. Radiopaque material may be located inside the tubular member, and the distal tip may be heat treated to make it shapeable. Additional tubular members or coils may be used concentrically or in line and may enhance flexibility, provide radiopacity, reduce friction, or reduce material or manufacturing cost. Tubular members may be chamfered or tapered continuously or incrementally. Slots may be arranged in groups, such as groups of three, and may be equal in depth or unequal in depth to provide a steerable or compressible tip. | 1. A medical device, comprising: a core member; and a tubular member coupled to the core member, the tubular member having a plurality of slots formed therein, a proximal end, a distal end, and a proximal chamfer disposed adjacent to the proximal end. 2. The medical device of claim 1, further comprising an edge wound coil disposed adjacent to the core member. 3. The medical device of claim 1, wherein the tubular member includes a nickel-titanium alloy. 4. The medical device of claim 1, wherein the proximal chamfer is flat. 5. The medical device of claim 1, wherein the proximal chamfer is curved. 6. The medical device of claim 1, wherein at least a portion of the core member has a first stiffness, wherein at least a portion of the tubular member has a second stiffness different from the first stiffness, and wherein the proximal chamfer blends the first stiffness with the second stiffness. 7. The medical device of claim 6, wherein the first stiffness is more stiff than the second stiffness. 8. The medical device of claim 7, wherein core member has the first stiffness adjacent a distal end region thereof. 9. The medical device of claim 7, wherein the tubular member has the second stiffness adjacent the proximal end thereof. 10. The medical device of claim 1, wherein at least a portion of the core member has a first outer diameter, wherein at least a portion of the tubular member has a second outer diameter different from the first outer diameter, and wherein the proximal chamfer creates a smooth transition between the first outer diameter and the second outer diameter. 11. The medical device of claim 10, wherein the first outer diameter is smaller than the second outer diameter. 12. The medical device of claim 11, wherein core member has the first outer diameter adjacent a distal end region thereof. 13. The medical device of claim 11, wherein the tubular member has the second outer diameter adjacent the proximal end thereof. 14. A medical device, comprising: a core member having a proximal end region and a distal end region; and a tubular member disposed over the distal end region core member, the tubular member having a plurality of slots formed therein, a proximal end, a distal end, and a proximal chamfer disposed adjacent to the proximal end. 15. The medical device of claim 14, wherein the tubular member includes a nickel-titanium alloy. 16. The medical device of claim 14, wherein the proximal chamfer is flat. 17. The medical device of claim 14, wherein the proximal chamfer is curved. 18. The medical device of claim 14, wherein at least a portion of the core member has a first stiffness, wherein at least a portion of the tubular member has a second stiffness different from the first stiffness, and wherein the proximal chamfer blends the first stiffness with the second stiffness. 19. The medical device of claim 18, wherein the first stiffness is more stiff than the second stiffness. 20. The medical device of... | PRECISION VASCULAR SYSTEMS, INC. | A61B005/00
US20080027306 | A1 | 2008-01-31 | SYSTEM AND METHOD FOR INITIATING A DIAGNOSTIC IMAGING SCAN | 2006-07-31 | A method for initiating a diagnostic imaging scan for a diagnostic imaging system includes detecting an event. The event may be an event that indicates that the operator of the diagnostic imaging system is at a predetermined location. In response to the event, the diagnostic imaging scan is automatically started. Alternatively, the event may initiate a predetermined time period. Then, upon expiration of the predetermined time period, the diagnostic imaging scan is automatically started. | 1. A method for initiating a diagnostic imaging scan for a diagnostic imaging system, the method comprising: detecting an event that indicates an operator of the diagnostic imaging system is at a predetermined location; andin response to the event, automatically starting the diagnostic imaging scan. 2. A method according to claim 1, wherein the diagnostic imaging scan is a magnetic resonance imaging scan and the diagnostic imaging systems is a magnetic resonance imaging system. 3. A method according to claim 1, wherein the diagnostic imaging system comprises an imaging assembly located in a scan room having a door. 4. A method according to claim 3, wherein the event is closure of the scan room door. 5. A method according to claim 4, wherein a sensor is used to detect closure of the scan room door. 6. A method according to claim 1, wherein a motion sensor is used to detect the event. 7. A method according to claim 3, wherein the event is determining when the operator crosses a threshold of the scan room door. 8. A method according to claim 1, wherein a camera is used to detect the event. 9. A method according to claim 1, wherein the event is receipt of a signal from a remote controller. 10. A method according to claim 2, wherein at least one setting related to the event is stored in a magnetic resonance imaging protocol. 11. A method according to claim 3, further comprising before detecting an event, enabling an automatic start mode via an input device in the scan room. 12. A method for initiating a diagnostic imaging scan for a diagnostic imaging system, the method comprising: detecting an event;in response to the event, initiating a predetermined time period; andupon expiration of the predetermined time period, automatically starting the diagnostic imaging scan. 13. A method according to claim 12, wherein the diagnostic imaging scan is a magnetic resonance imaging scan and the diagnostic imaging system is a magnetic resonance imaging system. 14. A method according to claim 12, wherein the predetermined time period is a length of time that allows an operator of the diagnostic imaging system to reach a predetermined location. 15. A method according to claim 12, wherein the diagnostic system comprises an imaging assembly located in a scan room having a door. 16. A method according to claim 15, wherein the event is actuation of a physical control device in the scan room. 17. A method according to claim 15, wherein the event is receipt of at least one voice command via a microphone located in the scan room. 18. A method according to claim 15, wherein the event is activation of a contrast agent power injector located in the scan room. 19. A diagnostic imaging system comprising: an imaging assembly; anda computer system coupled to the imaging assembly, the computer system configured to control the operation of the imaging assembly and to automatically initiate a diagnostic imaging scan in response to an event that indicates an operato... | GENERAL ELECTRIC COMPANY | A61B005/05
US20080077042 | A1 | 2008-03-27 | Breastfeeding Quantification | 2007-08-29 | Presented is a method for quantifying breastfeeding between a mother and a baby, the method including measuring a physiological volume indicative of stomach fullness volume for the baby; setting a signal threshold value of the physiological volume to correspond to a stomach level that is less than or equal to the stomach fullness volume; obtaining an objective measurement of the physiological volume indicative of a level of fullness of the baby's stomach; and providing an indication to the mother when the objective measurement equals or exceeds the signal threshold value. In one embodiment, for instance, a conductivity sensor may be used to determine the amount of breast milk available in a breast and/or the amount of breast milk that has left the breast during a breastfeeding event. | 1. A method for quantifying breastfeeding comprising: measuring a physiological trait indicative of breast fullness volume of a breast by sensing changes of impedance in a breast monitor; and correlating the measured changes in impedance to an amount of breast milk that has left the breast during a breastfeeding event. 2. A method as defined in claim 1, wherein the breast monitor comprises a conductivity sensor. 3. A method as defined in claim 1, wherein the breast monitor comprises an RF induction coil. 4. A method as defined in claim 3, wherein the changes in impedance occur in the RF induction coil. 5. A method as defined in claim 4, wherein the changes in impedance are sensed by a device comprising an oscillator. 6. A method as defined in claim 5, wherein the oscillator comprises a marginal oscillator. 7. A method as defined in claim 1, wherein the changes of impedance are sensed during the breastfeeding event. 8. A method as defined in claim 1, wherein the changes of impedance are sensed by taking measurements before and after the breastfeeding event. 9. A method as defined in claim 1, further comprising the step of calculating a volume of breast milk that has left the breast during the breastfeeding event based upon the measured changes in impedance. 10. A method as defined in claim 1, wherein the breast monitor comprises: an oscillator providing a reference signal having a phase; a tunable reactive circuit containing an induction coil driven by the reference signal of the oscillator, the induction coil adapted to be positioned adjacent to the breast and generating an oscillating signal corresponding to the trait of the breast, the oscillating signal having a frequency and having a phase, the tunable reactive circuit providing an output signal having a parameter indicative of the condition of the breast; and a resonant control circuit comparing the reference signal to the oscillating signal and providing to the tunable reactive circuit a resonance control signal representative of the comparison, the resonance control signal tuning the tunable reactive circuit while the frequency of the oscillating signal remains substantially constant. 11. A method for monitoring milk flow in association with breastfeeding comprising: measuring changes in conductivity in a breast due to a breastfeeding event; and correlating the measured changes in conductivity with an amount of breast milk that is available during the breastfeeding event or that has left the breast during the breastfeeding event. 12. A method as defined in claim 11, wherein the changes in conductivity are measured by a conductivity sensor comprising an RF induction coil. 13. A method as defined in claim 12, wherein the conductivity sensor further comprises an oscillator in communication with the RF induction coil. 14. A method as defined in claim 13, wherein the oscillator comprises a marginal oscillator. 15. A method as defined in claim 11, wherein the chang... | - | A61B005/053
US20080021294 | A1 | 2008-01-24 | Disposable blood glucose sensor with internal pump | 2007-07-13 | An apparatus and method are disclosed for automatically and periodically measuring the level of a patient's blood glucose when a patient has a catheter in a blood vessel. A wearable, disposable test unit is attached by air, fluid and electric lines to a bedside monitor. The test unit has a glucose oxidase electrode for measuring blood glucose. A pumping chamber in the unit contains a pneumatic pump which draws blood into the device and then expels all but a residual portion of blood back into the patient's blood vessel catheter. A testing area is formed in a passageway adjacent the pumping chamber. A test is done either when the pumping chamber is filled with blood, or on the blood filling the passageway when the pumping chamber is empty. The test cycle is repeated about every 60 seconds. Provision is made to automatically calibrate the device every few hours or whenever calibration is required. | 1. Apparatus for periodically and automatically testing a patient's blood glucose level, wherein said patient has in place a venous or arterial catheter, comprising: a disposable, wearable sensing unit having a body, said body having distal and proximal ends, a pumping chamber formed in said body of said sensing unit, pneumatic pumping means positioned within said pumping chamber, said pneumatic pumping means movable between first and second positions, a passageway formed in said body of said testing unit between said pumping chamber and said proximal end of said body, said passageway providing fluid communication between said pumping chamber and said venous or arterial catheter worn by said patient, working electrode means using glucose oxidase on one wall of said passageway and forming a testing area within said passageway, counter electrode means, actuation means for causing said pneumatic pump means to move between said first position in which said pumping chamber and said testing area are filled with blood drawn from said patient through said catheter, and a second position in which said pumping chamber is emptied as blood is pumped from said pumping chamber through said passageway back into said patient, but wherein blood remains in said passageway and fills said testing area, and means for testing said blood glucose level of said blood in said testing area when said pneumatic pumping means is either in said first or said second position. 2. The apparatus of claim 1 wherein infusion fluids are introduced either through, a separate catheter or through the proximal lumen of a multi-lumen catheter, preventing the unwanted mixing of blood and infusion fluid during test cycles. 3. The apparatus of claim 1 wherein said pneumatic pumping means comprises a balloon pump. 4. The apparatus of claim 1 wherein said pneumatic pumping means comprises an elastic membrane. 5. The apparatus of claim 4 further comprising a domed surface cooperating with said elastic membrane to provide the required pumping. 6. The apparatus of claim 1 wherein about two ML of blood is withdrawn from said patient for each test cycle. 7. The apparatus of claim 1 further comprising calibration means. 8. The apparatus of claim 7 further comprising a movable piston valve. 9. The apparatus of claim 8 wherein said piston valve is actuated by fluid pressure in a calibration fluid line. 10. A method of periodically and automatically testing a patient's blood glucose level, wherein said patient is wearing a venous or arterial catheter, wherein said catheter is connected to and in fluid communication with a disposable sensing unit, and wherein said sensing unit has a pumping chamber, pneumatic pumping means positioned in said pumping chamber, a passageway formed between said pumping chamber and the proximal end of said sensing unit, and wherein a testing area utilizing glucose oxidase is formed as one wall of said passageway, comprising the steps: pumping blood with s... | - | A61B005/05
US20080009706 | A1 | 2008-01-10 | System for and method of diagnostic review of medical images | 2007-06-14 | In accordance with at least one embodiment, a method is provided to perform a diagnostic review of a plurality of subject MRI images. In one embodiment, a subject image selected from the plurality of subject MRI images is compared with a plurality of reference images where each of the plurality of reference MRI images are representative of one or more pathological conditions. A closest match between the subject image and at least one of the plurality of reference images is determined along with a strength of the closest match. The preceding acts are repeated for each of the plurality of subject images. At least one of the plurality of subject images is removed from diagnostic review when the strength of the closest match for the image is below a predetermined threshold. | 1. A method of performing a diagnostic review of a plurality of subject MRI images, the method comprising acts of: (a) comparing a subject image selected from the plurality of subject MRI images with a plurality of reference MRI images, wherein each of reference MRI images are representative of one or more pathological conditions, respectively;(b) determining a closest match between the subject image and at least one of the plurality of reference MRI images;(c) determining a strength of the closest match;(d) repeating acts (a)-(c) for the plurality of subject MRI images;(e) identifying at least one of the plurality of subject MRI images for which the strength of the closest match is below a predetermined threshold; and(f) removing from the diagnostic review each of the at least one of the plurality of subject MRI images identified as a result of the act of identifying. 2. The method of claim 1, further comprising acts of screening the plurality of subject MRI images for a suspect pathological condition and establishing the pre-determined threshold based on the suspect pathological condition. 3. The method of claim 1, further comprising an act of establishing the pre-determined threshold based on clinical data concerning a pathological condition associated with the at least one of the plurality of reference MRI images. 4. The method of claim 1, further comprising an act of evaluating images of others of the plurality of subject MRI images that remain following the act of removing. 5. The method of claim 1, wherein the act of determining the strength of the closest match includes an act of comparing a boundary of an object appearing in the subject image with a boundary of an object appearing in the at least one of the plurality of reference MRI images. 6. The method of claim 5, further comprising an act of comparing an area of the object appearing in the subject image with an area of the object appearing in the at least one of the plurality of reference MRI images. 7. The method of claim 6, further comprising an act of generating each of the plurality of subject MRI images by auto-segmentation of a color MRI image. 8. The method of claim 1, further comprising an act of determining a confidence factor that a pathological condition is not represented in each of the at least one of the plurality of subject MRI images identified as a result of the act of identifying. 9. The method of claim 1, wherein each of the plurality of subject MRI images is a color image. 10. The method of claim 9, further comprising an act of generating each of the plurality of subject MRI images as a composite color image. 11. A system configured to process a plurality of subject MRI images, the system comprising: a colorization module configured to generate each of the plurality of subject MRI images in color by generating a composite color image from a plurality of gray-scale images;a reference image storage module configured to store a plurality of color reference ... | - | A61B005/05 G06K009/00
US20080033286 | A1 | 2008-02-07 | FIDUCIAL MARKER FOR IMAGING LOCALIZATION AND METHOD OF USING THE SAME | 2006-08-02 | A fiducial implant for use in the body of a living being to enable the localization, e.g., radiographic, of targeted internal tissue. The implant is in the form of an elongated, e.g., rod-like, central section and a pair of end sections, each of said end sections is arranged so that it can be readily imaged by a first type of imaging, e.g, X-ray imaging, ultrasonic imaging and magnetic resonance imaging. The implant can be inserted via a needle or cannula into targeted tissue so that when exposed to the first type of imaging the bulbous ends of the implant can be readily discerned. Once the bulbous ends are localized a therapy beam of radiation can be precisely directed to the targeted tissue | 1. A fiducial implant for use in the body of a living being comprising an elongated central section and a pair of end sections, each of said end sections being of a bulbous shape that can be readily imaged by a first type of imaging, said fiducial implant being arranged to be inserted via a needle or cannula into targeted tissue in the body of the living being, whereupon when implanted in the targeted tissue and exposed to the first type of imaging the bulbous ends of the implant can be readily discerned in the targeted tissue. 2. The fiducial implant of claim 1 wherein said elongated central section is not readily imaged by said first type of imaging, whereupon when said implant is implanted in the targeted tissue and exposed to said first type of imaging said bulbous ends of the implant can be readily discerned in the targeted tissue, with the central section being less discernable in the targeted tissue. 3. The fiducial implant of claim 1 wherein said first type of imaging is X-ray imaging and wherein the atomic weight/density/volume each of said bulbous end sections renders them visible under X-ray imaging, whereupon said each of said bulbous end sections can be readily discerned by X-ray imaging. 4. The fiducial implant of claim 2 wherein said first type of imaging is X-ray imaging and wherein the atomic weight/density/volume of each of said bulbous end sections renders them visible under X-ray imaging, whereupon said each of said bulbous end sections can be readily discerned by X-ray imaging. 5. The fiducial implant of claim 1 wherein said first type of imaging is ultrasonic imaging and wherein each of said bulbous end sections has a surface which renders it visible under ultrasonic imaging, whereupon each of said bulbous end sections can be readily discerned by ultrasonic imaging. 6. The fiducial implant of claim 2 wherein said first type of imaging is ultrasonic imaging and wherein each of said bulbous end sections has a surface which renders it visible under ultrasonic imaging, whereupon each of said bulbous end sections can be readily discerned by ultrasonic imaging. 7. The fiducial implant of claim 1 wherein said first type of imaging is magnetic resonance imaging and wherein the electrical polarity/conductivity and volume of each of said bulbous end sections renders it visible under magnetic resonance imaging, whereupon said each of said bulbous end sections can be readily discerned by magnetic resonance imaging. 8. The fiducial implant of claim 2 wherein said first type of imaging is magnetic resonance imaging and wherein the electrical polarity/conductivity and volume of each of said bulbous end sections renders it visible under magnetic resonance imaging, whereupon said each of said bulbous end sections can be readily discerned by magnetic resonance imaging. 9. The fiducial implant of claim 3 wherein each of said bulbous end sections comprises gold. 10. The fiducial implant of claim 9 wherein said elongated central section... | CIVCO MEDICAL INSTRUMENTS CO., INC. | A61B005/05
US20080045814 | A1 | 2008-02-21 | Method and system for the treatment of lesions | 2006-09-18 | A system and method are provided for determining a medical condition of a patient. The system and method comprise providing hemodynamic monitoring, providing stenosis monitoring, retrieving hemodynamic parameters and stenosis parameters, analyzing the hemodynamic parameters and stenosis parameters, and providing a report indicative of an integrated analysis of the hemodynamic parameters and the stenosis parameters. | 1. A method for determining a medical condition of a patient, the method comprising: providing hemodynamic monitoring;providing stenosis monitoring;retrieving hemodynamic parameters and stenosis parameters;analyzing the hemodynamic parameters and stenosis parameters; andproviding a report indicative of an integrated analysis of the hemodynamic parameters and the stenosis parameters. 2. The method of claim 1, wherein said step of providing a report further comprises: providing a characteristic of blood flow. 3. The method of claim 1, wherein said step of providing a report further comprises: indicating if the medical condition of the patient falls within one of at least two regions. 4. The method of claim 3, wherein the regions comprises: at least one of a normal indication, a critical indication and an acute danger indication. 5. The method of claim 4, wherein the report comprises a graph. 6. The method of claim 5, wherein the graph is color coded. 7. The method of claim 3, wherein each one of the at least two regions comprises a different color. 8. The method of claim 7, wherein each one of the at least two regions is separated by a transition area having a different color from adjacent regions. 9. The method of claim 1, wherein the report provides a text output of the hemodynamic parameters and the stenosis parameters. 10. The method of claim 1, wherein the report provides a text output of the hemodynamic parameters and a graphical output of the stenosis parameters. 11. The method of claim 1, further comprising: taking an x-ray of the patient based on a result of the report. 12. A system for determining a medical condition of a patient, comprising: a first apparatus for providing hemodynamic monitoring;a second apparatus for providing stenosis monitoring;a third apparatus for retrieving hemodynamic parameters and stenosis parameters from the first apparatus and the second apparatus, analyzing the hemodynamic parameters and stenosis parameters, andproviding an output indicative of an integrated analysis of the hemodynamic parameters and the stenosis parameters. 13. The system of claim 12, wherein results of said output indicates heart disease. 14. The system of claim 12, wherein said third apparatus provides a characteristic of blood flow. 15. The system of claim 12, wherein said output comprises a graph. 16. The system of claim 15, wherein said graph comprises at least two regions providing at least one of a normal indication, a critical indication and an acute danger indication. 17. The system of claim 15, wherein the graph further comprises transitionary regions between each of the at least two regions. 18. The system of claim 15, wherein the graph is color coded. 19. The system of claim 16, wherein each one of the at least two regions comprises a different color. 20. The system of claim 12, wherein the output provides at least one of a textual output of the hemodynamic parameters and the stenosis parameters and a graphical... | - | A61B005/00
US20080077432 | A1 | 2008-03-27 | Comprehensive tissue management system | 2006-09-29 | The present invention provides a comprehensive tissue management method and system for transplantable materials like tissues and organs. The tracking portion of the system verifies that staff members of a medical establishment like a hospital have handled, stored, transported, reconstituted, and used the tissue or organ materials in a safe and regulatory-compliant manner from the point of receipt to the point of issuance or surgical use throughout the hospital's organization. The tracing portion of the system creates an integral record that documents which hospital staff members have provided which processing steps to the tissue or organ, any associated materials used in conjunction with such tissue or organ, and an identification of the tissue or organ that was transplanted or implanted inside a patient. Such a system will enable adverse reaction investigations for transplant patients. | 1. A method for tracking the internal processing by a medical establishment of a piece of transplantable material provided by a supplier for subsequent transplantation or implantation into a patient, such method comprising: (a) assigning a unique identification code to the transplantable material upon its receipt by the medical establishment from the supplier;(b) inspecting the transplantable material upon its receipt from the supplier for an unsafe condition.(c) ensuring that each processing step comprising handling, storage, reconstitution or surgical use of the transplantable material by staff members of the medical establishment is conducted strictly in a manner compliant with prevailing regulations and industry standards;(d) assessing the patient after transplantation or implantation of the transplantable material for evidence of an adverse effect;(e) investigating any such adverse effect discovered in the patient to determine whether it constitutes an adverse reaction; and(f) reporting any such adverse reaction to the supplier that supplied the transplant material to the medical establishment. 2. The transplantable material tracking method of claim 1 further comprising designating one or more staff members of the medical establishment with specific responsibility for conducting each of the steps (a-f). 3. The transplantable material tracking method of claim 1 further comprising the step of certifying that the supplier currently possesses all required regulatory certifications and licenses to supply the transplantable material 4. The transplantable material tracking method of claim 1 further comprising evaluating the safety or health risks posed by transplantable materials supplied by the supplier against the benefits provided by such transplantable materials. 5. The transplantable material tracking method of claim 4, wherein input from a transplant surgeon is obtained when conducting the risk-benefit analysis. 6. The transplantable material tracking method of claim 1 further comprising ensuring that a staff member of the medical establishment who performs any of the steps (a-f) possesses a relevant educational background for performing such step. 7. The transplantable material tracking method of claim 1 further comprising providing relevant training to a staff member of the medical establishment who performs any of the steps (a-f). 8. The transplantable material tracking method of claim 1 further comprising providing relevant policies or procedures in support of the reliable conduct of any of the steps (a-f). 9. The transplantable material tracking method of claim 1 further comprising periodic auditing of the medical establishment to ensure that each step (a-f) is being conducted properly. 10. The method for tracing a piece of transplantable material received by a medical establishment from a supplier throughout the internal life of the transplantable material within the medical establishment until it is transplanted or implanted i... | - | G06Q010/00 A61B005/00
US20080004899 | A1 | 2008-01-03 | System and method for representing a patient data | 2006-06-29 | The present invention includes a system and method for representing patient data, preferably in a clinical context. The system of the present invention generally includes a central computer having a database, wherein the database includes clinical data for a number of patients. The computer further includes a representation unit that is configured to select actionable data for each patient from that patient's clinical data. The actionable data is then processed and formatted such that it can be represented and readily conveyed to a user, such as for example an attending health care professional. The method of the present invention generally includes the steps of inputting clinical data regarding a patient into a selection algorithm, selecting actionable data from the clinical data, and representing a status of the patient in response to the actionable data. The representation of the patient status may take the form of qualitative and quantitative presentations that are complimentary and non-exclusive in nature. | 1. A method for representing patient data comprising: (a) inputting clinical data regarding a patient into a selection algorithm;(b) selecting actionable data from the clinical data; and(c) representing a status of the patient in response to the actionable data. 2. The method of claim 1 further comprising the step of: (d) receiving the clinical data regarding the patient. 3. The method of claim 1 further comprising the step of: (e) defining a disease process for the patient. 4. The method of claim 3 further comprising the step of: (f) defining a normalized course of therapy for the disease process. 5. The method of claim 4 further comprising the step of: (g) comparing the actionable data and the normalized course for the patient and the disease process. 6. The method of claim 5 wherein step (c) includes visually presenting the patient status relative to the normalized course for the patient and the disease process. 7. The method of claim 6 wherein step (c) includes the step of defining a quantitative normalized course. 8. The method of claim 7 wherein step (c) further includes the step of presenting the patient status as a recovery score. 9. The method of claim 6 wherein step (c) includes the step of defining a qualitative normalized course. 10. The method of claim 9 wherein step (c) further includes the step of presenting the patient status as a milestone. 11. The method of claim 6 wherein step (c) further includes the step of providing access to the actionable clinical data. 12. The method of claim 8 further comprising the step of: (h) prompting a physician in response to an insufficient recovery score. 13. The method of claim 10 further comprising the step of: (i) prompting a physician in response to an insufficient milestone. 14. The method of claim 6 wherein step (c) further includes the step of providing access to non-actionable clinical data. 15. A system for representing patient data comprising: a central computer including a database of patient data and a representation unit coupled to the database of patient data, wherein the representation unit includes a selection algorithm adapted to select between actionable and non-actionable data and a presentation unit adapted to format the actionable data into a presentable format; anda mobile device communicable with the central computer, the mobile device including a display for displaying actionable data receivable in the presentable format from the central computer. 16. The system of claim 15 wherein the mobile device is communicable with the central computer through wireless means. 17. The system of claim 15 wherein the presentation unit is further adapted to format the non-actionable data in a presentable format. 18. The system of claim 15 wherein the database of patient data includes data regarding a diagnosis of a disease for each patient and further includes a disease process for each disease corresponding to each patient. 19. The system of claim 18 wherein the databas... | - | G06Q010/00 A61B005/00
US07341711 | B2 | 2008-03-11 | Porphyrin compounds and their use in high-field MRI | 2005-03-11 | A new use in magnetic resonance imaging employing a field greater than 1.5 Tesla, of a porphyrin compound of the following general formula I is provided:; in which R0 and R′0 are such that the compound is soluble in a biological medium, and M denotes a paramagnetic metal ion, advantageously Mn3+. The present invention also relates to novel porphyrin compounds. | 1. A magnetic resonance imaging method, said method comprising: administering diagnostically effective dose of a porphyrin compound of the following general formula (I) to a patient:wherein R′0 denotes H, a linear or branched C1-C4 alkyl group or is absent; andR0 denotes:wherein n is an integer between 0 and 8;each X is identical or different and denotes a hydrogen atom or a CORa, SO3Re, CO2Ra, CONRbRc or P(Rd)OOH group, wherein Ra, Rb, Rc and Re are identical or different and respectively denote a hydrogen atom or an optionally hydroxylated (C1-C8) alkyl group, wherein P denotes the phosphorus atom, and Rd denotes an OH group or a (C1-C8)alkyl or (C1-C8)alkoxy group;each R1 is identical or different and denotes a hydrogen atom or a hydrophilic group which comprises at least three oxygen atoms, whose molecular weight is greater than 200 g/mol, and is selected from the group consisting of:a polyoxy(C2-C3)alkylene group or its C1 to C3 monoethers or monoesters;a polyhydroxyalkyl,a polyol, anda group of the formula (R2G)e[(R2G)iR3]h, wherein: h=1 or 2;i=0, 1 or 2;e=1 to 5;each R2 is identical or different from each other, and each R2 is absent or denotes a C1 to C14 alkylene group, C1 to C14 alkoxyalkylene, C1 to C14 polyalkoxyalkylene, a phenylene or a saturated or unsaturated heterocyclic group which are optionally substituted by OH, Cl, Br, I or a (C1-C8)alkyl, (C1-C8)alkoxy, NO2, NRXRY, NRXCORY, CONRXRY or COORX group wherein RX and RY denote, independently of each other, H or a (C1-C8)alkyl group, with the alkyl, alkylene and alkoxy groups being linear, branched or cyclic and being able to be hydroxylated;each G is identical or different from each other, and each G is absent or denotes an oxygen atom or a CO, OCO, COO, SO3, OSO2, CONR′, NR′CO, NR′COO, OCONR′, NR′, NR′CS, CSNR′, SO2NR′, NR′SO2, NR′CSO, OCSNR′, NR′CSNR′, P(O)(OH)NR′ or NR′P(O)—(OH) group wherein R′ denotes H, a (C1-C8)alkyl aroup or R3; andR3 denotes a C1-C14 alkyl group; a phenyl group; a C1-C14 alkyl group which is substituted, or interrupted by (a) phenyl group(s); a C1-C14 alkyleneoxy group; an amino or amido group unsubstituted or substituted by a C1-C14 alkyl group which is optionally substituted, or interrupted, by one of the preceding groups; optionally the phenyl, phenylene and heterocyclic groups are substituted by OH, Cl, Br, I or a (C1-C8)alkyl, (C1-C8)alkoxy, NO2, NRXRY, NRXCORY, CONRXRY or COORX group wherein RX and RY denote, independently of each other, H or a (C1-C8)alkyl group, with the alkyl, alkylene and alkoxy groups being linear, branched or cyclic and being able to be hydroxylated;on the condition that X and R1 do not simultaneously denote a hydrogen atom;or R0 denotes phenyl-R; wherein R denotes R8 or R9, wherein R8 denotes a group of the general formula —(O)s—(CH2)k—X—CH2—Y—C═O)-Z, whereins is 0 or 1;k is 0, 1, 2 or 3;X is O, a bond or NR10; R10 is C1-C4 acyl, C1-C10 alkylsulfonyl, benzenesulfonyl, C1-C4 alkylphenylenesulfonyl, carboxy-C1-C6 alkyl or carb... | Guerbet | A61B005/055
US07771367 | B2 | 2010-08-10 | Lancet wheel | 2007-07-17 | A system for analyzing a bodily fluid is described, which contains at least one lancing element, such as a lancet, stored in a first magazine, and at least one test element with a detection area, stored in a second magazine, the detection area containing reagents if necessary for use in detecting the analyte. The system also includes a housing, which encloses at least part of the first magazine and the second magazine and includes an opening for placement of a body part. At least one of the lancing elements and at least one of the test elements are located below the opening, and one of the magazines is located at least partly between the opening and the other magazine. The two magazines may at least partially overlap. The lancing element and the test element may be moved toward the opening so the body part resting on the opening can be lanced with the lancing element and the emerging bodily fluid can be collected using the test element at the same opening. | 1. A system for analyzing a bodily fluid collected from a body part including: a housing having an opening;a first magazine located at least partially within the housing and including at least two lancing elements and a first recess disposed between the at least two lancing elements, the first magazine being moveable to align one of the at least two lancing elements with the opening to lance the body part; anda second magazine located at least partially within the housing and at least partially overlapping the first magazine, the second magazine including at least two test elements and a second recess disposed between the at least two test elements, the second magazine being moveable to align one of the at least two test elements with the opening to receive body fluid from the lanced body part;wherein the second recess exposes one of the at least two lancing elements to the opening when one of the at least two lancing elements is moved to align with the opening and the first recess exposes one of the at least two test elements to the opening when one of the at least two test elements is moved to align with the opening. 2. The system as recited in claim 1 wherein the one of the at least two lancing elements and the one of the at least two test elements are moved in succession toward the opening. 3. The system as recited in claim 1 further including a drive configured to incrementally move the first magazine. 4. The system as recited in claim 3 wherein the drive is configured to incrementally move the second magazine. 5. The system as recited in claim 1 further including a drive configured to move the one of the at least two lancing elements and the one of the at least two test elements toward the opening. 6. The system as recited in claim 5 wherein the drive is configured to move the other of the one of the at least two lancing elements and the one of the at least two test elements toward the opening. 7. The system as recited in claim 1 wherein at least one of the first magazine and the second magazine has a substantially circular profile. 8. The system as recited in claim 1 further including a resilient carrier wherein one of the lancing element and the test element is mounted on the resilient carrier in a manner allowing the one element to be deflected toward the opening. 9. The system as recited in claim 8 wherein the one element is mounted on the resilient carrier in a manner allowing the one element to be deflected away from the opening. 10. The system as recited in claim 1 wherein the lancing element is designed to draw fluid. 11. The system as recited in claim 10 wherein the one of the at least two lancing elements and the one of the at least two test elements are brought into contact with each other. 12. The system as recited in claim 1 further including a detection device. 13. The system as recited in claim 1 further including an evaluation device. 14. The system as recited in claim 1 further including a display. 15. The sys... | Roche Diagnostics Operations, Inc. | A61B005/157
US07540613 | B2 | 2009-06-02 | Device to monitor retinal ischemia | 2006-08-19 | A battery powered, hand held device to determine of there is significant retinal ischemia in the eye of a patient. The device detects the consequences of impaired blood flow in the eye of the patient and has a light source for emitting a light and a diffuser or diffuse spheroidal reflector that redirects the light from the light source toward the patient's eye. A set of electrodes contact the patients skin proximate to the eye and receives an electrical signal representing the eye's electrical response to the light stimulus. A microcontroller interprets the electrical signal sensed by the electrodes by using an algorithm to determine the degree of retinal ischemia of the patient. In one embodiment, there is a control that establishes the intensity of the light stimulus by measuring and using the area of the pupil. | 1. A hand held device to detect the effects of impaired blood flow in the eye of a subject, the device comprising: a light source for emitting a light,a light diffusing means adapted to receive the light from the light source and to redirect the light toward the eye of a subject, wherein the light diffusing means redirects the light to provide a substantially even illumination to the retina of the eye;means to provide the retina with substantially constant illumination from the light, regardless of the size of the pupil of the eye;at least one electrode adapted to contact the subject at a location proximate to the eye, the at least one electrode receiving an electrical signal from the eye of the subject responding to the stimulation by the light directed toward the eye, andan electronic circuit to control the light directed toward the eye of the subject and to measure the electrical signal received by the at least one electrode to determine whether blood flow is impaired within the eye of a subject. 2. The hand-held device of claim 1 wherein the light diffusing means is a diffuse spheroidal reflector. 3. The hand-held device of claim 1 wherein the light source is a light emitting diode. 4. The hand-held device of claim 1 wherein the electronic circuit measures the elapsed time between the time the light is directed toward the eye and the time the peak electrical signal is detected by the at least one electrode. 5. The hand-held device of claim 1 wherein the device includes batteries to power the light source and the electronic circuit. 6. The hand-held device of claim 1 wherein the means to provide the retina with substantially constant illumination includes a detector to determine the diameter or area of the pupil of an eye. 7. The hand-held device of claim 6 wherein the detector is a video camera. 8. The hand held device of claim 7 wherein the video camera includes an illumination device to illuminate the pupil for viewing by the video camera. 9. The hand held device of claim 8 wherein the illumination device is a source of infrared radiation. 10. The hand-held device of claim 6 wherein the means to provide the retina with substantially constant illumination further includes an electronic circuitry to establish the intensity of the light in accordance with the diameter or area of the pupil determined by the detector. 11. The hand-held device of claim 1 wherein at least one electrode comprises three electrodes. 12. The hand-held device of claim 11 wherein the device comprises a hand held portion and an electrode holder that is rotatably mounted to the hand held portion. 13. The hand-held device of claim 12 further including an electronic circuit to interrogate the electrodes or to sense their position relative to the hand held portion to determine whether the device is being positioned proximate to the right eye or the left eye of a subject. 14. The hand-held device of claim 11 wherein the electrical signal is received by one elect... | - | A61B003/10 A61B003/00
US07328052 | B2 | 2008-02-05 | Near infrared risk assessment of diseases | 2004-09-17 | The present invention provides an apparatus and a method for identifying the risk of a clinical condition in a human or animal by correlating Near Infrared (NIR) absorbance spectral data with one or several parameters including a concentration of one or more substances in the skin, a concentration of one or more substances in skin plus subdermal tissue, a score derived from one or more clinical tests like a stress test on a treadmill, coronary angiography, or intravascular coronary ultrasound. The method determines the concentration of a compound in the skin of a human or animal and comprises the steps of placing a part of the skin against a receptor, directing electromagnetic radiation (EMR) from the near-infrared spectrum onto the skin, measuring a quantity of EMR reflected by, or transmitted through, the skin with a detector; and performing a quantitative mathematical analysis of the quantity of EMR to determine the concentration of the compound, for example free and esterfied cholesterol. An example of a clinical condition is cardiovascular disease. | 1. A method of identifying a clinical condition in need of treatment in a human or animal, the method comprising the steps of: (i) determining the concentration of an analyte selected from the group consisting of a fat, a lipoprotein, and a steroid in the skin of the human or animal by a method comprising: (a) placing a part of the skin against a receptor in a manner that removes a portion of the blood within the skin;(b) directing electromagnetic radiation (EMR) from the near-infrared spectrum onto the skin;(c) measuring a quantity of EMR reflected by, or transmitted through, the skin with a detector; and(d) performing a quantitative mathematical analysis of the quantity of EMR to determine the concentration of the analyte; and(ii) correlating the concentration of the analyte to the clinical condition in need of treatment, using a correlation algorithm. 2. The method of claim 1, wherein the analyte is free cholesterol. 3. The method of claim 1, wherein the analyte is esterfied cholesterol. 4. The method of claim 1, wherein the analyte is total cholesterol. 5. The method of claim 1, wherein in the step of placing (step (a)), the receptor presses against the skin thereby removing a portion of the blood within the skin. 6. The method of claim 1, wherein in the step of placing (step (a)), the receptor is clamped against the skin thereby removing a portion of the blood within the skin. 7. A method for assessing the risk of a clinical condition in a human or animal, the method comprising the steps of: (i) determining the concentration of an analyte selected from the group consisting of a fat, a lipoprotein, and a steroid in the skin of the human or animal by a method comprising: (a) placing a part of the skin against a receptor in a manner that removes a portion of the blood within the skin;(b) directing electromagnetic radiation (EMR) from the near-infrared spectrum onto the skin;(c) measuring a quantity of EMR reflected by, or transmitted through, the skin with a detector; and(d) performing a quantitative mathematical analysis of the quantity of EMR to determine the concentration of the analyte; and(ii) correlating the concentration of the analyte to the risk of a clinical condition in need of treatment by using a correlation algorithm. 8. The method of claim 7, wherein the analyte is free cholesterol. 9. The method of claim 7, wherein the analyte is esterfied cholesterol. 10. The method of claim 7, wherein the analyte is total cholesterol. 11. The method of claim 7, wherein in the step of placing (step (a)), the receptor presses against the skin thereby removing a portion of the blood within the skin. 12. The method of claim 7, wherein in the step of placing (step (a)), the receptor is clamped against the skin thereby removing a portion of the blood within the skin. 13. An apparatus comprising: a clamp having a first and a second end, the first end comprising one or more than one lever, and the second end comprising two receptor members... | NIR Diagnostics Inc. | A61B005/00
US07479116 | B2 | 2009-01-20 | Temperature measurement device | 2005-05-18 | A device for non-invasive measurement of the internal temperature of a physical body or thermal resistivity, the body comprising a thermally conductive medium between an internal region with a substantially constant internal temperature and an external surface with a surface temperature. The device comprises: a patch comprising one or more contact components for attachment to the external surface and an insulating cover for substantially thermally insulating the contact component from ambient thermal conditions; a reader for acquiring one or more thermal magnitudes on the patch; a processing unit for processing the thermal magnitudes to derive the internal temperature of the internal region or the thermal resistivity of the conductive medium. | 1. A temperature measurement device, comprising: a patch for attacbment to an external surface of a body having an internal temperature and comprising a thermally-conductive medium having a thermal resistivity, the patch comprising: at least three contact components, which have different thermal boundary conditions and are configured to contact the external surface of the body at different, respective measurement locations; andan insulating cover for thermally insulating the contact components from ambient thermal conditions;a reader for acquiring at least three respective thermal magnitudes from the contact components; anda processing unit for processing the at least three respective thermal magnitudes in order to derive the internal temperature of the body or the thermal resistivity of the medium. 2. The device of claim 1, wherein gas is provided between the insulating cover and the contact components. 3. The device of claim 2, wherein the gas is transparent to infra-red radiation. 4. The device of claim 3, wherein the gas is air. 5. The device of claim 1, wherein a vacuum is provided between the insulating cover and the contact components. 6. The device of claim 1, wherein the measurement locations are characterized as having distinct properties selected from the group of properties comprising: different thermal conductivity, different thickness, and different emissivity. 7. The device of claim 1, wherein the measurement locations are separated by thermal insulation. 8. The device of claim 1, wherein the patch is provided with at least one pair of thermally separated heat or temperature transducers for each measurement location, each transducer provided with leads to terminals external to the patch, which the reader can contact for reading. 9. The device of claim 8, wherein the reader further comprises a reading end that comes into contact with the patch during reading, the reading end provided with a disposable cover, wherein the disposable probe cover is provided with electrically conductive coating enabling electrical contact to the terminals external to the patch. 10. The device of claim 1, wherein at least one of the contact components and the insulating cover are configured so that at a thermal steady state the temperature of at least one of the contact components is substantially equal to the internal temperature. 11. The device of claim 1, further comprising a user interface for enabling a user to calibrate and operate the reader and to be informed of the calculated internal temperature. 12. The device of claim 1, wherein the patch further comprises identification information about the body, and the reader further comprises means for reading the identification information. 13. The device of claim 12, wherein the means for reading the identification information is a bar code reader. 14. The device of claim 12, wherein the identification information includes patient identification information. 15. The device of claim 1, whe... | Medism Ltd. | A61B005/01
US07686772 | B2 | 2010-03-30 | Apparatus for measuring calories consumed during sleep | 2007-08-15 | An apparatus for measuring calories consumed during sleep comprises determination means for determining a breathing/heartbeat oscillation, a body motion and an the intensity of the body motion, coefficient calculation means for calculating a coefficient which is a reference value for calculating calories consumed during sleep, based on the signals in a given period of breathing/heartbeat oscillation and a sleep metabolic rate, consumed calorie calculation means for calculating calories consumed during sleep, based on consumed calories according to the magnitude of each signal and the coefficient, and storage means for storing various arithmetic expressions in advance. Accordingly, the present apparatus makes it possible to acquire calories consumed by the motions of the body of an individual subject in more detail and to measure calories consumed during sleep more accurately. | 1. An apparatus for measuring calories consumed during sleep, comprising: an input section,a detection section,a calculation section,a determination section,a coefficient calculation section,a consumed calorie calculation section, anda storage section,whereinthe input section inputs the body information of a subject,the detection section detects body oscillations during sleep and generates body oscillation signals responsive to the body oscillations, and comprises a mat to detect body oscillations including breathing and heartbeat oscillations and body motions of a human body lying on bedding disposed between the human body and the mat,the calculation section calculates consumed calories based on the body oscillations,the determination section determines whether each signal of body oscillation during sleep is a signal of breathing/heartbeat oscillation or a signal of body motion and determines the intensity of the body motion based on the magnitude of the signal of body motion,the coefficient calculation section calculates a coefficient which is a reference value for calculating calories consumed during sleep, based on the signals in a given period of breathing/heartbeat oscillation and a sleep metabolic rate which is obtained based on the input body information,the consumed calorie calculation section calculates calories consumed during sleep, based on consumed calories according to the magnitude of the signal of breathing/heartbeat oscillation, consumed calories according to the magnitude of the signal of body motion, and the coefficient,the storage section stores at least thresholds for making determinations in the determination section, an arithmetic expression for calculating the coefficient, and an arithmetic expression for calculating the calories consumed during sleep in advance,the consumed calorie calculation section calculates an area formed between the waveform of each signal and a baseline which is a basis for waveform formation as the magnitude of each signal, andthe consumed calorie calculation section calculates consumed calories according to the magnitude of the signal of body motion, based on the total of sampling zones for each body motion intensity and the total of the areas. 2. The apparatus of claim 1, wherein the determination section is adapted to determine whether each signal of body oscillation during sleep is a signal of breathing or heartbeat oscillation or a signal of body motion by determining signals which satisfy at least one of two conditions as the signal of body motion, one of the conditions being that the amplitude of the waveform of exactly one period of the signal of body oscillation is equal to or larger than a predetermined threshold, and the other condition being that the variance of the amplitude of the waveform of exactly one period of the signal of body oscillation and amplitudes of waveforms before and after the waveform is equal to or larger than another predetermined threshold. | Tanita Corporation | A61B005/103
US07827042 | B2 | 2010-11-02 | Methods and systems related to transmission of nutraceutical associated information | 2007-07-31 | The present disclosure relates to methods and systems related to transmission of nutraceutical associated information. | 1. A method comprising: accepting input associated with nutraceutical usage by one or more individuals;assaying one or more samples associated with the one or more individuals for one or more indicators; andprocessing, using one or more processors, the input associated with nutraceutical usage by one or more individuals and one or more results of the assaying one or more samples associated with the one or more individuals for one or more indicators by at least comparing from two or more different times one or more values associated with the one or more indicators to one or more values associated with the nutraceutical usage by the one or more individuals; determining at least one correlation of the nutraceutical usage with the one or more indicators; and determining based at least in part upon the at least one determined correlation one or more nutraceutical dosages or modification of one or more nutraceutical dosages. 2. The method of claim 1, wherein operations of the method are implemented using a portable device. 3. The method of claim 1, wherein the accepting input associated with nutraceutical usage by one or more individuals comprises: accepting input associated with one or more pharmaceuticals used in conjunction with one or more nutraceuticals used by one or more individuals. 4. The method of claim 1, wherein the assaying one or more samples associated with the one or more individuals for one or more indicators comprises: assaying one or more samples that include at least one of sweat, tears, urine, breath, skin, hair, saliva, excrement, or mucus. 5. The method of claim 1, wherein the assaying one or more samples associated with the one or more individuals for one or more indicators comprises: assaying one or more samples that include blood. 6. The method of claim 1, wherein the assaying one or more samples associated with the one or more individuals for one or more indicators comprises: detecting one or more indicators that include one or more nutraceutical associated indicators. 7. The method of claim 1, further comprising: comparing the input associated with nutraceutical usage by one or more individuals and/or one or more results of the assaying one or more samples associated with the one or more individuals for one or more indicators with data associated with one or more other individuals. 8. The method of claim 1, further comprising: accepting input associated with one or more parameters related to the one or more individuals. 9. The method of claim 8, wherein the accepting input associated with one or more parameters related to the one or more individuals comprises: accepting input related to one or more physical, mental, sleep, substance usage, and/or mood parameters related to the one or more individuals. 10. The method of claim 1, wherein the accepting input associated with nutraceutical usage by one or more individuals comprises: accepting input associated with nutraceutical usage by one or more individuals, the input... | The Invention Science Fund I, Inc | G06Q040/00
US07318809 | B2 | 2008-01-15 | Method for monitoring a childbirth process | 2004-08-18 | The method is for monitoring a childbirth process of a pregnant woman. In a measuring step, a lactate concentration of vaginal fluids is measured. In a comparison step, it is determined if the measured lactate concentration is greater than a predetermined lactate concentration that indicates that amniotic fluid has passed from an amnion of the pregnant woman. In a measuring step, the lactate concentration is measured. In a comparison step, it is determined if the measured lactate concentration is greater than a lactate threshold interval. When the lactate concentration is less than the lactate threshold interval the pregnant woman is stimulated in a stimulating step to give birth. | 1. A method of monitoring a childbirth process of a pregnant woman, comprising: measuring a lactate concentration;determining whether the measured lactate concentration is greater than a lactate threshold interval; andsubjecting the pregnant woman to alternative child birth options when the lactate concentration is greater than the lactate threshold interval. 2. The method according to claim 1 wherein the method further comprises determining whether labor is progressing normally. 3. The method according to claim 2 wherein the method further comprises measuring the lactate concentration when labor, has not started or is not progressing normally. 4. The method according to claim 3 wherein the method further comprises stimulating the pregnant woman to give birth when the lactate concentration is less than the lactate threshold interval. 5. The method according to claim 4 wherein the method further comprises determining whether labor is progressing normally. 6. The method according to claim 5 wherein the method further comprises measuring the lactate concentration when the labor is not progressing normally. 7. The method according to claim 1 wherein the method further comprises determining whether labor is progressing normally when the lactate concentration is within the lactate threshold interval and providing stimulation to the pregnant woman when that the labor is not normal. 8. The method according to claim 1 wherein the method further comprises measuring a lactate concentration in vaginal fluids; determining whether the measured lactate concentration is greater than a predetermined lactate concentration that indicates that the membrane has ruptured and amniotic fluid has passed from an amnion of the pregnant woman. 9. The method according to claim 8 wherein the method further comprises waiting when the lactate concentration is less than the predetermined lactate concentration and again measuring the lactate concentration. 10. The method according to claim 9 wherein the method further comprises waiting when the lactate concentration is greater than the lactate concentration. | - | A61B005/117 A61B005/103
US07326404 | B2 | 2008-02-05 | Konjac-mannan and ginseng compositions and methods and uses thereof | 2001-05-31 | The present invention relates to a number of compositions namely a konjac-mannan mixture, a ginseng composition and a composition comprising konjac-mannan and American ginseng. Methods of use are described including their use for reducing blood glucose in non-diabetic and diabetic individuals, as well as reducing postprandial blood glucose in such individuals. Applications in the treatment of hyperlipidemia, high blood pressure, an increase in nitric oxide, syndrome X and cardiovascular disease are also described. Various other applications of the composition and methods are also described. | 1. A method for the treatment of a disorder which benefits from reducing blood glucose in an animal in need thereof comprising administering to the animal a sufficient amount of konjac-mannan mixture wherein the konjac-mannan mixture is consisting essentially 69-77% konjac-mannan and 23-31% of a substance capable of increasing the viscosity of konjac-mannan to from about 50% to about 250% of konjac-mannan alone, wherein the substance is one or more polysaccharides selected from the group consisting of xanthan, carragenan, acetan, and xyloglucana. 2. A method according to claim 1 wherein the mixture comprises a particle size are larger than about 1000 angstroms. 3. A method according to claim 1 wherein the mixture is administered orally in an amount of about 1 to about 4 grams per day. 4. A method according to claim 3 wherein the mixture is administered either prior to a meal or during the meal. 5. A method according to claim 1 wherein the administration is by a liquid, a powder, or as a part of a food product. 6. The method according to claim 1, wherein the disorder which benefits from reducing blood glucose is diabetes, heart disease, or syndrome X. 7. The method of claim 1, wherein the method increases insulin sensitivity in an animal sensitivity. 8. The method of claim 1 wherein the disorder comprises type 2 diabetes. 9. The method according to claim 1, wherein the method reduces systolic blood pressure or blood cholesterol and lipids, comprising. 10. A method according to claim 1 wherein the konjac-mannan mixture comprises konjac-mannan, xanthan, and carragenan. 11. A method according to claim 1 wherein the konjac-mannan mixture consisting essentially of konjac-mannan and xanthan. 12. The method according to claim 1, wherein the animal comprises a human. 13. A method according to claim 1 wherein the konjac-mannan mixture consisting essentially of 73-77% konjac-mannan and 23-27% xanthan. | Vuksan Holdings Inc. | A61B005/055 A61K047/00 A61K009/14
US07321790 | B2 | 2008-01-22 | Shunt barrier in pulse oximeter sensor | 2006-09-29 | A pulse oximeter sensor comprising an emitter and a detector disposed on a substrate layer with a thinned portion between the emitter and the detector. A partially transparent covering layer covers the substrate layer and comprises a corresponding thinned portion. The thinned portions attenuate light shunted via the substrate layer and the partially transparent covering layer from the emitter to the detector, and may be configured such that less than 10% of the light detectable by the detector is shunted light. | 1. A sensor comprising: a light emitter;a light detector;a layer coupled to the light emitter and the light detector; anda crimping member coupled to the layer between the light emitter and the light detector, the crimping member forming a crimped portion in the layer, wherein the crimping member is configured to attenuate light shunted from the light emitter to the light detector such that less than 10% of light detectable by the light detector is shunted light. 2. The sensor of claim 1, comprising a substrate layer coupled to the layer, wherein the light emitter and the light detector are mounted on the substrate layer. 3. The sensor of claim 2, comprising a second crimping member coupled to the substrate layer between the light emitter and the light detector, the second crimping member forming a crimped portion in the substrate layer. 4. The sensor of claim 2, wherein the layer is coupled to the substrate layer over the light emitter and the light detector. 5. The sensor of claim 4, wherein the layer comprises a first window for the light emitter and a second window for the light detector. 6. The sensor of claim 1, wherein the crimping member is substantially opaque to selected wavelengths of light from the light emitter. 7. The sensor of claim 1, wherein the crimping member is substantially opaque to red light and to infrared light. 8. The sensor of claim 1, wherein the crimping member is configured to attenuate light shunted from the light emitter to the light detector such that less than 1% of light detectable by the light detector is shunted light. 9. The sensor of claim 1, wherein the crimping member comprises a metal. 10. The sensor of claim 1, wherein at least a portion of the layer is transparent to light emitted from the light emitter. 11. The sensor of claim 1, wherein one side of the layer comprises an adhesive for adhering the sensor to a tissue location on a patient. 12. A sensor substrate comprising: a base layer, wherein one end of the base layer comprises a location for a light emitter, and another end of the base layer comprises a location for a light detector;a second layer coupled to the base layer over the location for the light emitter and the location for the light detector; anda crimping member coupled to the second layer between the location for the light emitter and the light detector, the crimping member forming a crimped portion in the second layer, wherein the crimping member is substantially opaque to red light and to infrared light. 13. The sensor substrate of claim 12, comprising a second crimping member coupled to the base layer between the location for the light emitter and the light detector, the second crimping member forming a crimped portion in the base layer. 14. The sensor substrate of claim 12, wherein one side of the second layer comprises an adhesive for adhering the substrate to a tissue location on a patient. 15. A method of manufacturing a sensor comprising: coupling a light detector a... | Nellcor Puritan Bennett Incorporated | A61B005/00
US08243269 | B2 | 2012-08-14 | Raman spectral analysis of sub-surface tissues and fluids | 2005-11-25 | Apparatus and methods for determining, in-vivo, characteristics of sub-surface tissues or fluids in the human or animal body are disclosed. Incident radiation is supplied at one or more entry regions on a surface, and light is collected from one or more collection regions spaced from the entry regions. Raman features are detected in the collected light and depth related information derived therefrom. | 1. A method of determining, in vivo, one or more characteristics of a sub-surface tissue or fluid, through a diffusely scattering overlying tissue, comprising steps of: (a) supplying incident light as a continuous wave laser beam at one or more entry regions on a surface of the overlying tissue;(b) collecting, from one or more collection regions on the surface of the overlying tissue, light produced by scattering of said incident light within the overlying tissue, wherein the one or more collection regions on the surface are located at a plurality of spacings from the one or more entry regions on the surface;(c) detecting using a detector, in the collected light, a plurality of Raman features for said plurality of spacings, wherein one or more of the Raman features corresponds to each different spacing, said Raman features being spectrally related to the incident light and originating from the sub-surface tissue; and(d) determining said characteristics of the sub-surface tissue or fluid from said Raman features. 2. The method of claim 1, wherein the sub-surface tissue or fluid comprises one of bone, cartilage, breast tissue and blood. 3. The method of claim 1, wherein the overlying tissue comprises one of skin and nail. 4. The method of claim 1, wherein the step of detecting comprises spectrally dispersing the collected light to form a Raman spectrum. 5. The method of claim 1, wherein the step of detecting comprises filtering the collected light to isolate one or more of said Raman spectral features. 6. The method of claim 1, wherein determining said characteristic comprises associating the Raman features from different spacings with different depths or distributions of depth within the overlying tissue and sub-surface tissue or fluid. 7. The method of claim 1, wherein determining said characteristic comprises combining the Raman features from different spacings to select for a depth or distribution of depth. 8. The method of claim 1 wherein the step of collecting comprises collecting light from a plurality of collection regions spaced by different distances from a common entry region. 9. The method of claim 1 wherein one or more collection regions surround an entry region. 10. The method of claim 9, wherein each collection region is an annulus, and the scattered light is collected by a plurality of collection optical fibres distributed around one or more illumination optical fibres used to supply the incident radiation to the entry region. 11. The method of claim 1, wherein one or more entry regions surround a common collection region. 12. The method of claim 1 further comprising adjusting collection optics disposed in the path of the collected light to adjust the distance between a collection region and an entry region. 13. The method of claim 1 further comprising disposing one or more mirror elements adjacent to the surface of the overlying tissue, outside the collection region, to reflect light back into the tissue. 14. A method ... | The Science and Technology Facilities Council | G01J003/44 A61B006/00
US07885701 | B2 | 2011-02-08 | Registration pointer and method for registering a bone of a patient to a computer assisted orthopaedic surgery system | 2006-06-30 | A registration pointer includes a camera located in an elongated shaft having a distal end configured to be contacted to a bone of a patient to register the bone to a computer assisted orthopaedic surgery system. The camera may be a hemispherical camera and may include a panoramic camera and a wide-angle camera equipped with a fish-eye lens. The registration pointer is configured to transmit images received by the cameras to the computer assisted orthopaedic surgery system for display thereon. The computer assisted orthopaedic surgery system may be configured to generate an image, such as a hemispherical image, based on the images received from the registration pointer. | 1. A computer assisted orthopaedic surgery system comprising: a registration pointer including (i) a handle, (ii) an elongated shaft extending from handle, the elongated shaft having a distal end configured to be placed in contact with a bone of a patient, (iii) a panoramic camera positioned at the distal end, (iv) a wide-angle camera having a fish-eye lens positioned at the distal end, and (v) a sensor array to provide an indication of a location of the registration pointer;a display device;a processor communicatively coupled to the registration pointer and the display device; anda memory device electrically coupled to the processor, the memory device having stored therein a plurality of instructions, which when executed by the processor, cause the processor to: receive a first image from the panoramic camera and a second image from the wide-angle camera;generate a third image based on the first image and the second image; and display the third image on the display device. 2. The computer assisted orthopaedic surgery system of claim 1, wherein the third image is a hemispherical image. 3. The computer assisted orthopaedic surgery system of claim 1, wherein the panoramic camera and the wide-angle camera form a hemispherical camera. 4. The computer assisted orthopaedic surgery system of claim 1, wherein to receive the first image from the panoramic camera and the second image from the wide-angle camera comprises to wirelessly receive the first image from the panoramic camera and the second image from the wide-angle camera. 5. The computer assisted orthopaedic surgery system of claim 1, wherein the display device is a heads-up display device. 6. The computer assisted orthopaedic surgery system of claim 1, wherein to display the third image comprises to display the third image superimposed on a rendered image of a bone. 7. The computer assisted orthopaedic surgery system of claim 1, wherein the plurality of instructions further cause the processor to: receive a signal from the registration pointer; andstore the third image based on the signal. 8. The computer assisted orthopaedic surgery system of claim 1, wherein: the plurality of instructions further cause the processor to:determine a location of the registration pointer based on a location of the sensor array; and display indicia of the location of the registration pointer on the display device. 9. The computer assisted orthopaedic surgery system of claim 1, wherein the panoramic camera has a horizontal field of view of 360 degrees and a vertical field of view of 120 degrees. 10. The computer assisted orthopaedic surgery system of claim 1, wherein the wide-angle camera has a field of view of 60 degrees. 11. A method for displaying an image of a patient during the performance of an orthopaedic surgical procedure, the method comprising: receiving a first image from a panoramic camera positioned at a distal end of an elongated shaft of a registration pointer, the distal end being configured... | DePuy Products, Inc. | A61B005/05
US08679407 | B2 | 2014-03-25 | Systems and methods for improving medical treatments | 2006-03-24 | This invention is in the field of medical devices. Specifically, the present invention provides portable medical devices that allow real-time detection of analytes from a biological fluid. The methods and devices are particularly useful for providing point-of-care testing for a variety of medical applications. | 1. A method of automatically monitoring patient compliance or non-compliance with a medical treatment involving a therapeutic agent, comprising: a) providing a sample of bodily fluid retrieved from said patient to a cartridge;b) providing via an external device a plurality of analyte protocols for processing the sample, wherein each of the protocols measures a different analyte;c) selecting automatically, with aid of a processor in said external device, at least one analyte protocol from said plurality of analyte protocols, wherein the selecting is determined by information associated with the cartridge;d) allowing the sample of bodily fluid to react with one or more assay reagents from the cartridge in accordance with the at least one analyte protocol;e) detecting, from the sample of bodily fluid, wherein at least one detectable signal indicative of the concentrations of said analyte;f) comparing information regarding said signal with a known profile for said analyte to establish said compliance or non-compliance;g) notifying said patient or a medical practitioner of the result of said comparison, thereby monitoring said patient compliance or non-compliance with the medical treatment involving the therapeutic agent. 2. The method of claim 1, wherein the cartridge is inserted into a reader assembly comprising a communication assembly, and wherein the comparing step of (f) is effected by transmitting via the communication assembly information regarding said signal to said external device, where comparison of said signal with a known profile associated with said analytes is performed. 3. The method of claim 2 wherein the plurality of protocols is stored on said external device. 4. The method of claim 2, wherein the detectable signal is a luminescent signal. 5. The method of claim 2, wherein the detectable signal is a chemiluminescent signal. 6. The method of claim 1, wherein said notification is transmitted electronically. 7. The method of claim 1, wherein said notification is transmitted wirelessly. 8. The method of claim 1, wherein said notification is transmitted via a handheld device. 9. The method of claim 1, the sample of bodily fluid is less than about 500 ul . 10. The method of claim 1, wherein the reactant comprises an immunoassay reagent. 11. The method of claim 1, wherein said notification indicates compliance of said patient with said medical treatment. 12. The method of claim 1, wherein said notification indicates lack of compliance of said patient with said medical treatment. 13. The method of claim 1, wherein said monitoring takes place throughout the medical treatment. 14. The method of claim 1, wherein the analyte is a biomarker. 15. The method of claim 1, wherein the analyte is a drug. 16. The method of claim 1, wherein the profile is based on the patient's own previous pharmacodynamic, pharmacokinetic, or pharmacogenetic profiles. 17. The method of claim 1, wherein the analyte is a prodrug. 18. The method of clai... | Theranos, Inc. | G01N015/06
US08260393 | B2 | 2012-09-04 | Systems and methods for replacing signal data artifacts in a glucose sensor data stream | 2007-06-13 | Systems and methods for detecting noise episodes and processing analyte sensor data responsive thereto. In some embodiments, processing analyte sensor data includes filtering the sensor data to reduce or eliminate the effects of the noise episode on the signal. | 1. A system configured to continuously measure an analyte in a host, the system comprising: an analyte sensor configured to provide sensor data indicative of an analyte concentration in a host;electronics operably connected to the sensor, the electronics configured to detect an amplitude and a duration of the sensor data, and further configured to detect a signal artifact event based at least in part on a condition exceeding a threshold, said condition being determined by the amplitude and the duration associated with the sensor data, and configured to output analyte data based on the sensor data, wherein the outputted analyte data is based at least in part upon the signal artifact event detection. 2. The system of claim 1, wherein detecting a signal artifact event comprises determining an amplitude of the sensor data and determining an amplitude of a signal artifact. 3. The system of claim 1, wherein detecting a signal artifact event comprises detecting a start and an end of the signal artifact event. 4. The system of claim 1, wherein the electronics are configured to output the analyte data to an insulin pump via wireless or wired transmission. 5. The system of claim 1, further comprising an insulin pump device, wherein the electronics are configured to output the analyte data to the insulin pump device, and wherein the insulin pump device is configured to determine an amount of insulin to administer based on the outputted analyte data. 6. The system of claim 5, wherein the insulin pump device is further configured to determine a time to administer insulin based on the analyte data. 7. A system configured to continuously measure an analyte in a host, the system comprising: an analyte sensor configured to provide sensor data indicative of an analyte concentration in a host;electronics operably connected to the sensor and comprising programming configured to detect an amplitude and a duration of the sensor data, and further configured to detect a signal artifact event based at least in part on a condition exceeding a threshold, said condition being determined by the amplitude and the duration of a signal artifact, and programming configured to display on an electronic display a graphical representation of filtered data responsive to a determination of a start of the signal artifact event. 8. The system of claim 7, wherein the sensor data comprises unfiltered data, and wherein the electronics further comprises programming configured to display a graphical representation of the unfiltered data responsive to a determination of an end of the signal artifact event. 9. The system of claim 7, wherein the sensor data comprises unfiltered data, and wherein the electronics further comprises programming configured to display a graphical representation of the unfiltered data except when a signal artifact event has been detected. 10. The system of claim 7, wherein the electronics further comprises programming to output data to an insulin pump device ... | DexCom, Inc. | A61B005/05 A61B005/00
US08308661 | B2 | 2012-11-13 | Collecting activity and sleep quality information via a medical device | 2007-03-26 | A device, such as an implantable medical device (IMD), programming device, or other computing device determines when a patient is attempting to sleep. When the device determines that the patient is attempting to sleep, the device determines values for one or more metrics that indicate the quality of a patient's sleep based on at least one physiological parameter of the patient. When the device determines that the patient is not attempting to sleep, the device periodically determines activity levels of the patient. Activity metric values may be determined based on the determined activity levels. A clinician may use sleep quality information and patient activity information presented by a programming device to, for example, evaluate the effectiveness of therapy delivered to the patient by a medical device. | 1. A medical system comprising: a medical device configured to: deliver at least one of a movement disorder therapy, psychological disorder therapy, or deep brain stimulation to a patient, and monitor a plurality of physiological parameters of the patient, wherein the plurality of physiological parameters includes at least one physiological parameter indicative of patient physical activity; anda processor configured to: determine when the patient is attempting to sleep, determine values of at least one metric that is indicative of sleep quality based on at least one of the physiological parameters and a determination that the patient is attempting to sleep, periodically determine a value of an activity metric based on at least one of the physiological parameters and a determination that the patient is not attempting to sleep, associate each of the sleep quality and activity metric values with a therapy parameter set that was used by the medical device to deliver the therapy when the metric value was determined, and provide the sleep quality and activity metric values with an indication of the association between the therapy parameter sets and the sleep quality and activity metric values for evaluation of the therapy. 2. The medical system of claim 1, wherein the processor is further configured to: receive sensor measurements from at least one sensor that measures at least one of the plurality of physiological parameters, and determine the value of at least one activity metric based upon the received sensor measurements. 3. The medical system of claim 1, wherein the processor is further configured to: periodically determine an activity level of the patient based on at least one of the physiological parameters, associate each of the activity levels determined when the patient is not attempting to sleep with a therapy parameter set currently used by a medical device when the metric value was determined, and determine an activity metric value for each of a plurality of parameter sets based on activity levels associated with the parameter set. 4. The medical system of claim 1, further comprising at least one sensor configured to generate a cerebral spinal fluid (CSF) pressure signal, wherein the processor is further configured to: receive the CSF pressure signal and identify at least one of a heart rate and a breathing rate from the CSF pressure signal. 5. A medical system comprising: a medical device configured to: deliver at least one of a movement disorder therapy, psychological disorder therapy, or deep brain stimulation to a patient, and monitor a plurality of physiological parameters of the patient, wherein the plurality of physiological parameters includes at least one physiological parameter indicative of patient physical activity;a processor configured to: determine when the patient is attempting to sleep, determine values of at least one metric that is indicative of sleep quality based on at least one of the physiological parameters and ... | Medtronic, Inc. | A61B005/103 A61B005/117 A61B005/04
US08073101 | B2 | 2011-12-06 | Digital modality modeling for medical and dental applications | 2007-10-31 | A digital modality modeling system includes a computer with a digital memory adapted for storing patient densitometry information, an input and an output. An input subsystem includes a pair of source/receptor units mounted on a signal positioning subsystem, which is adapted for moving the source/receptor units through predetermined paths of movement, which can be circular or linear. The resulting tomographic data is synthesized to form any 3-D model or image, which is output for further analysis. A digital tomosynthesis method includes the steps of moving a pair of sensor/receptor units relative to a patient. The resulting signals output by the receptor are digitized and synthesized to form a 3-D image or model. Multiple depths of penetration and multiple widths can be captured from single acquisitions using digital tomosynthesis signal processing techniques. | 1. A 3-D digital medical and dental modeling system, which comprises: a computer including a digital memory adapted for storing patient densitometry information, at least one input, and at least one output;an input subsystem including a signal source and a signal receptor;a signal source positioning subsystem including a positioning motor and adapted for mounting said signal source and said signal receptor, said positioning subsystem connected to said computer and adapted for moving said source and/or said receptor through a predetermined path of movement relative to a patient;said receptor being connected to the computer input;said receptor producing signals to said computer input representing a condition of the patient's dental and/or orthopedic structure;said computer being adapted for creating, storing and comparing 3-D digital models of a patient's dental and/or orthopedic structure;an output device connected to said computer output and adapted for communicating condition information for said patient consisting of said 3-D digital model or relevant information for said patient derived from said model;said computer being adapted to access a general population baseline database of patient dental or orthopedic densitometry data including variables for age and gender, said computer also being adapted to create a plurality of baseline 3-D digital patient models created using said general population baseline database and said computer being further adapted for building a predictive, 3-D, digital general population, densitometry model for said patient based on information from said general population baseline database and from identified dental or orthopedic densitometry changes for said patient; andsaid computer being further adapted for performing automated digital comparisons of said identified dental or orthopedic densitometry changes for said patient with said predictive, 3-D, digital, general population, densitometry model for said patient. 2. The system according to claim 1 wherein said input subsystem includes: a pair of source/receptor units each including a signal source and a receptor;said signal positioning subsystem including a rotating mechanism mounting said source/receptor units in generally opposite relation with a patient region of interest (ROI) located therebetween; andsaid signal positioning subsystem being adapted for rotating said source/receptor units in both directions through coplanar, circular paths of movement around a first rotational axis. 3. The system according to claim 2, which includes: said signal source positioning subsystem including a second rotational axis defining a second set of coplanar, circular paths of movement of said source/receptor units; andsaid first rotational axis corresponding to an X axis extending top-to-bottom relative to the patient;said second rotational axis corresponding to a Z axis extending front-to-back relative to the patient; andsaid circular paths of movement having ranges of appro... | - | G01B015/00
US07914547 | B2 | 2011-03-29 | Adjustable lancing devices and methods | 2007-05-30 | Lancing devices and methods of use are provided. Also provided are lancets for use with lancing devices. Certain embodiments of the lancing devices include a front end cap with an annular skin-engaging surface surrounding a piercing aperture. | 1. A lancing device, comprising: a housing having a user-engaging end that defines a piercing aperture therethrough;a lancet having a needle terminating in a sharp tip, a body from which the needle extends and a sleeve directly coupled to the body and moveable relative to the needle when the lancet is in the housing, wherein the sleeve is in a locked position encasing the sharp tip of the needle when the lancet is external to the housing; anda user-controlled actuator operative to hold the sleeve stationary, independently of the needle, when the lancet is disposed within the housing, in at least a forward position in which the sleeve obstructs a portion of the piercing aperture before, during and after the sharp tip projects from within the housing to external the housing and a rearward position in which the sleeve is a spaced distance from the piercing aperture before, during and after the sharp tip projects from within the housing to external the housing. 2. The lancing device of claim 1, wherein the user-controlled actuator is configured to move the sleeve to the forward and rearward positions independently of the body. 3. The lancing device of claim 1, further comprising an ejector adapted to remove the lancet from the housing, wherein the sleeve is moved to the locked position when the lancet is so removed. 4. The lancing device of claim 1, further comprising at least one indicia corresponding to an alternate site incision mode, wherein the user-controlled actuator is operative to hold the sleeve in the rearward position when a portion of the user-controlled actuator is positioned in visual association with the indicia. 5. The lancing device of claim 1, wherein the sleeve in the rearward position is sufficiently spaced apart from the piercing aperture so that the sleeve does not flatten the user's skin. 6. The lancing device of claim 1, wherein the sleeve defines a secondary aperture through which the sharp tip projects. 7. The lancing device of claim 1, further comprising a drive mechanism configured to project and retract the sharp tip through the piercing aperture to incise a user's skin, and wherein the user-controlled actuator is configured so that the sleeve remains stationery relative to a skin-engaging surface before, during and after the sharp tip is retracted. 8. The lancing device of claim 1, wherein the needle is fixed in relation to the housing when the user-controlled actuator moves the sleeve. 9. The lancing device of claim 1, further comprising a drive mechanism configured to project and retract the sharp tip through the piercing aperture, wherein the user-controlled actuator is configured to engage the sleeve with the user's skin when the sharp tip projects from within the housing to external the housing when the sleeve is in the forward position, and the sleeve remains engaged with the user's skin and stationery relative to the piercing aperture when the sharp tip is retracted within the housing. 10. The lancing de... | Abbott Diabetes Care Inc. Facet Technologies, LLC | A61B017/14
US08208985 | B2 | 2012-06-26 | Method and sensor measuring skin impedance | 2007-06-04 | A sensor measuring skin impedance includes a reference electrode, a current carrying electrode, and a measuring electrode for measuring impedance for current flowing between the reference electrode and the current carrying electrode. The measuring electrode is recessed with respect to the reference electrode and the current carrying electrode, allowing the measuring electrode to make contact with a user's skin after the reference electrode and current carrying electrode make contact, resulting in greater measurement accuracy. | 1. A sensor measuring skin impedance, the sensor comprising: a reference (R) electrode and a current carrying (C) electrode; anda measuring (M) electrode, recessed with respect to the R electrode and the C electrode, to measure impedance for a current flowing between the R electrode and the C electrode, across a skin surface contacted by the M electrode after the R electrode and the C electrode, wherein the M electrode is connected to an inverting input of a transresistance amplifier whose output is connected to an input of a synchronous rectifier. 2. The sensor of claim 1, wherein the M electrode is positioned between the R electrode and the C electrode, and the recess enables the M electrode to make contact with the skin surface after the R electrode and the C electrode. 3. The sensor of claim 1, wherein the R electrode, the C electrode and the M electrode are bar shaped. 4. A sensor measuring skin impedance, the sensor comprising: an R electrode connected to an inverting input of an operational amplifier;a C electrode to make contact with skin and connected to an output of the operational amplifier;an elastic element connected to the R electrode and the C electrode, the elastic element to compress according to a pressure exerted upon the R electrode and the C electrode; andan M electrode, recessed with respect to the R electrode and the C electrode, to measure impedance for a current flowing between the R electrode and the C electrode, across the skin, wherein the M electrode is connected to an inverting input of a transresistance amplifier whose output is connected to an input of a synchronous rectifier. 5. The sensor of claim 4, wherein the M electrode is located between the R electrode and the C electrode. 6. The sensor of claim 4, wherein the recess of the M electrode with respect to the R electrode and the C electrode falls within a range of 1 mm to 2 mm. 7. The sensor of claim 4, wherein the R electrode, the C electrode and the M electrode are bar shaped. 8. A sensor measuring skin impedance, the sensor comprising: an R electrode and a C electrode to make contact with a skin;an M electrode, recessed with respect to the R electrode and the C electrode; anda seesaw arm member to connect to the R electrode, the C electrode, and the M electrode,wherein the seesaw arm member includes a first elastic element connected to the R electrode and the C electrode to perform an elastic movement according to displacement of the R electrode and the C electrode and a second elastic element, connected to the M electrode, to perform an elastic movement according to displacement of the first elastic element, to enable the R electrode and the C electrode to make contact with the skin before the M electrode makes contact with the skin. 9. The sensor of claim 8, wherein the M electrode is located between the R electrode and the C electrode. 10. The sensor of claim 9, wherein the seesaw arm member to cause the M electrode to make contact with the user'... | Samsung Electronics Co., Ltd. | A61B005/04 A61B005/05
US08152726 | B2 | 2012-04-10 | Non-invasive tracking of bones for surgery | 2007-07-20 | There is described a device for use with a position sensing system to register position and orientation in a reference-coordinate system, the device comprising a set of at least three base units removably and non-invasively attachable to a skin surface covering a bone, each of the base units having a reference marker attached thereto, the reference markers being one of passive and active devices recognized by the position sensing system and positioned and oriented in the reference coordinate system with respect to a fixed reference, the base units adapted to measure a distance between the skin surface and the bone in conjunction with an ultrasound component. | 1. A method for determining a position and orientation of a bone in space, the method comprising: removably attaching in a non-invasive manner at least three base units to a skin surface covering said bone by providing the base units on an undergarment worn around said bone and securing the undergarment to said skin surface, each of said base units having a reference marker attached thereto;measuring a distance between each of said base units and said bone;registering at least orientation readings of said reference markers with respect to a fixed reference in a reference coordinate system;determining without imagery a position and orientation of said bone using said at least orientation readings of said reference markers and said distance between said base units and said bone; andrepeating said registering and said determining to update said at least orientation readings while tracking said bone. 2. A method as claimed in claim 1, wherein said measuring a distance is repeated in order to update said position and orientation of said bone. 3. A method as claimed in claim 1, wherein said undergarment comprises an adhesive for removably attaching the undergarment to the skin, the step of securing the undergarment including adhering the adhesive to the skin surface. 4. A method as claimed in claim 1, wherein said undergarment is worn around the pelvis bone. 5. A method as claimed in claim 1, wherein said undergarment comprises a portion wrapped around a limb. 6. A method as claimed in claim 1, wherein said removably attaching said at least three base units comprises having an ultrasound device integrated into each of said at least three base units. 7. A method as claimed in claim 6, wherein said measuring a distance is automatically repeated at a predetermined frequency in order to update said position and orientation of said bone. 8. A method as claimed in claim 1, wherein said measuring a distance comprises applying a handheld ultrasound probe to each one of said base units. 9. The method as defined in claim 1, wherein the undergarment comprises at least one of a piece of fabric, an adhesive tape and a belt, on which the base units are disposed. 10. A system for determining a position and orientation of a bone in space, the system comprising: a set of at least three base units removably and non-invasively attachable to a skin surface covering a bone, the base units being provided on an undergarment secured to the skin surface around said bone, each of said base units having a reference marker attached thereto;at least one ultrasound device adapted to emit an ultrasound wave, receive an echo of said ultrasound wave off of a surface, and record a time measurement for said echo;a fixed reference positioned in a reference coordinate system and used to identify at least an orientation of said reference markers in said reference coordinate system;a sensing device adapted to register at least orientation readings of said reference markers in the r... | Orthosoft Inc. | A61B008/00
US09805164 | B2 | 2017-10-31 | Method and apparatus for providing contraction information during labour | 2007-03-09 | A system and apparatus for implementing a user interface for displaying uterine contraction information is provided. The graphical user interface displays first information conveying a rate of uterine contractions, the first information being derived at least in part on the basis of at least a portion of a contraction signal. The graphical user interface also displays, concurrently with the first information, second information conveying a threshold rate of uterine contractions. In specific examples of implementation, the graphical user interface is adapted for selectively causing an alarm event based at least in part on a rate of uterine contractions conveyed by the first information and the threshold rate of uterine contractions. | 1. A non-transitory computer readable storage medium storing a program element suitable for execution by a processor, said program element implementing a process for monitoring an obstetrics patient during labour, said processor when executing said program element being configured for: (a) receiving a contraction signal associated with the obstetrics patient, the contraction signal conveying information related to uterine contractions over time;(b) processing the contraction signal to derive first information conveying rates of uterine contractions over time;(c) causing said first information to be displayed in a viewing window on a display device;(d) deriving information conveying if an anomalous contraction rate has persisted for a prolonged period of time, said information being derived at least in part by determining if the rates of uterine contractions conveyed by said first information have fallen outside a limit set by a threshold rate of uterine contractions for a time duration exceeding a predetermined time duration;(e) receiving contraction medication information conveying whether contraction inducing medication was administered to the obstetrics patient;(f) selectively causing an alarm event at least in part based on: (i) the information conveying if the anomalous contraction rate has persisted for the prolonged period of time; and(ii) said contraction medication information. 2. A non-transitory computer readable storage medium as defined in claim 1, said processor when executing said program element being configured for: (a) receiving fetal heart rate information;(b) selectively causing the alarm event based at least in part: (i) on the information conveying if the anomalous contraction rate has persisted for the prolonged period of time;(ii) on said contraction medication information; and(iii) on said fetal heart rate information. 3. A non-transitory computer readable storage medium as defined in claim 1, wherein said first information includes a first tracing conveying the rates of uterine contractions over time; and wherein said processor when executing said program element is operative for causing said first tracing to be displayed in the viewing window concurrently with a second tracing, said second tracing conveying the threshold rate of uterine contractions. 4. A non-transitory computer readable storage medium as described in claim 1, wherein said alarm event includes displaying a visual indicator. 5. A non-transitory computer readable storage medium as described in claim 1, wherein said alarm event includes causing an audio signal to be issued. 6. A non-transitory computer readable storage medium as described in claim 1, wherein said alarm event includes causing a message signal to be transmitted to a remote device. 7. A non-transitory computer readable storage medium as described in claim 6, wherein the remote device is a device selected from the set consisting of a PDA, telephone, pager and computing terminal. 8. A no... | PERIGEN, INC. | G06F019/00 A61B005/00 A61B005/024 A61B005/0444 A61B008/02 A61B008/08
US20080076989 | A1 | 2008-03-27 | Tail Mounting Clip for Securely Mounting Sensor to Tail and a Tail Mounted Pulse Oximetry Sensor System Using Same | 2007-09-20 | A tail mounted clip adapted to receive one or more sensors thereon that incorporate at least one circular groove on a tail engaging face thereof for locating the clip on the tail of a subject and retaining clip and associated sensor(s) properly in place. This configuration allows the clip to be securely located in any circumferential orientation around the tail of the subject. The present invention will have the sensors properly positioned adjacent the tail and will prevent relative movement between the sensors and the tail. The tail mounting clip is used to hold an LED sensor and photodiode for making pulse-oximetry measurements, also called a photoplethysmographs. | 1. A tail restraining device for supporting one or more sensors on an animal tail comprising: a tail mounting clip having at least one tail engaging face; at least one groove provided on said tail engaging face configured to partially receive at least a portion of said animal tail in said groove and for locating and retaining said device and one or more sensors in said operative orientation on said animal's tail. 2. The tail restraining device of claim 1 wherein the device includes a pair of opposed tail engaging faces on opposed body portions of the clip and further including retaining arms which are adapted to couple said one or more sensors to the body portion in a position aligned with the groove. 3. The tail restraining device of claim 2 wherein a first body portion is formed of a translucent material whereby the first body portion is designed to diffuse a light signal. 4. The tail restraining device of claim 3 wherein the second body portion is formed of an opaque material that prevents light transmission therethrough, and wherein the second body portion includes an aperture aligned with the groove and with the sensor that is attached thereto. 5. The tail restraining device of claim 4 wherein said one or more sensors further comprise pulse oximetry sensors. 6. A pulse oximetry sensor system comprising: a mounting device including a plurality of body portions, whereby at least two of said body portions define a subject engaging face having at least one groove thereon extending transversely across at least a portion of said subject engaging face; a pulse oximetry transmitter sensor coupled to one body portion of said device aligned with said groove; and a pulse oximetry receiver sensor coupled to another body portion of said device aligned with said transmitter to receive a signal therefrom. 7. The system of claim 6 wherein the groove in the first body portion extends to about ⅔ of the depth of the body portion at the location of the groove. 8. The system of claim 7 wherein the clip includes a transverse circular groove on the engaging face of a second body portion. 9. A pulse oximetry sensor system comprising: a mounting device including a plurality of body portions, whereby at least two of said body portions define a subject engaging face; a pulse oximetry transmitter sensor coupled to a translucent body portion of said device wherein said translucent body portion diffuses a light signal from said transmitter; and a pulse oximetry receiver sensor coupled to an opaque body portion of said device to receive a signal therefrom through an aperture provided in said opaque body portion. 10. The pulse oximetry sensor system according to claim 9 wherein the clip is a spring-loaded, pivoted body-type clamp. 11. The pulse oximetry sensor system according to claim 9 wherein the clip includes a groove on at least one subject engaging face, wherein the groove is configured to partially receive at least a portion of the subject's t... | STARR Life Sciences Corp. | A61B005/1455 A44B021/00
US07807140 | B2 | 2010-10-05 | Magnetic resonance imaging contrast agents synthesized using ring-opening metathesis polymerization | 2007-05-03 | Polymeric chelating agents and metal chelates, particularly those of lanthanide metals and more specifically those of Gd(III), useful as contrast agents in magnetic resonance imaging (MRI) for therapeutic and diagnostic applications as well as clinical and biomedical research applications. The polymeric chelates are generated using ring-opening metathesis polymerization (ROMP). Polymers can have multiple sites for functionalization allowing for the synthesis of multimodal and targeted contrast agents. Hydroxypyridonate (HOPO)-based chelating moieties are integrated into a ROMP-derived polymer. More specifically, the HOPO-based chelating moiety is integrated into a benzonorbornadiene unit that constitutes the backbone of the polymer. The ROMP-derived polymer chelators can comprise multiple metal ions, particularly Gd(III) ions, in polymers of varying lengths to provide a series of agents with controlled relaxivites. Polymer chelates include those that are water-soluble. | 1. A metal chelating polymer having formula:and salts thereof,where:n indicates the average number of repeating units in the polymer and where the degree of polymerization (DP) ranges from 8-100;D is selected from C(Ra)2, O, S, NRN, or NCORN;each Z1-Z4, independently, is hydrogen or a hydroxyl group;R1 and R2 are independently selected from hydrogen, aryl, ketone, aldehyde, or a -L4-R10 group, where R10 is selected from a reactive functional group, a targeting group, a labeling group, a particle, or a solid and L4 is a linker;R3 is a metal chelating group with or without a metal ion chelated in the chelating group, wherein R3 has the formula:where the A ring is selected from:p and s are independently 0, 1, 2, or 3;q and r are independently 1, 2, or 3;R, R′, R″, R′″ are independently selected from the group consisting of hydrogen, halide, alkyl, alkenyl, alkynyl, aryl, alkoxy, aryloxy, thioalkoxy, ether, thioether, heterocyclic, hydroxyl, carboxyl, ester, amino, and amide groups, each of which is optionally substituted with one or more substituents selected from halide, amine, hydroxyl, alkyl, alkenyl, alkynyl, aryl, alkoxy, or aryloxy groups;RN is selected from the group consisting of hydrogen, alkyl, alkenyl, alkynyl, ether, amine, amide, ester, and aryl groups, wherein one or more carbons of these groups is optionally substituted with one or more substituents selected from halide, hydroxyl, alkyl, alkoxy, aryl, or aryloxy groups; andR4 is a group other than a chelating group selected from a spacer group, a reactive functional group, a targeting group, a solubilizing group, a labeling group, an RM group, where RM is a group which carries a cyclic olefin group which reacts by ROMP, or a ROMP polymer side branch formed by ROMP polymerization from the RM group; wherein the metal chelating polymer contains at least one R3 group and optionally contains multiple different R4 groups. 2. The metal chelating polymer of claim 1 wherein Z1 and Z2 are hydrogens. 3. The metal chelating polymer of claim 2 wherein Z3 and Z4 are hydrogens. 4. The metal chelating polymer of claim 1 wherein Z1 and Z2 are hydroxyl groups. 5. The metal chelating polymer of claim 4 wherein Z3 and Z4 are hydroxyl groups. 6. The metal chelating polymer of claim 1 wherein D is —CH2— or —O—. 7. The metal chelating polymer of claim 1 wherein the R4 groups are spacer groups having the formula:where:Rz is independently selected from a hydrogen, a protecting group that can be removed or an alkyl group having 1 to 6 carbon atoms;Rs is independently selected from:alkyl, alkenyl, alkynyl, aryl, alkoxy, aryloxy, thioalkoxy, ether, thioether, or heterocyclic groups, in which one or more non-neighboring carbons are optionally replaced with —O—, —S—, —NRN—, —CO—, —COO—, or —CONRN— and which are optionally substituted with one or more substituents selected from halide, amine, hydroxyl, alkyl, alkenyl, alkynyl, aryl, alkoxy, aryloxy, —N+(RN)3, —NH—C(═NH2)+—NH2, —COO−, or a -L3-R5 group, where ... | Wisconsin Alumni Research Foundation | A61B005/055
US07344704 | B2 | 2008-03-18 | Use of perfluoroalkyl-containing metal complexes as contrast media in MR-imaging for visualization of intravascular thrombi | 2003-07-10 | The invention relates to the use of perfluoroalkyl-containing metal complexes that have a critical micelle formation concentration −3 mol/l, a hydrodynamic micelle diameter (2 Rh)>1 nm and a proton relaxivity in plasma (R1)>10 l/mmol·s as contrast media in MR imaging for visualization of intravascular thrombi. | 1. A method of MR imaging for visualization of intravascular thrombi comprising administering to a subject who is to undergo MR imaging for determination of the presence of intravascular thrombi, as contrast media for visualization, perfluoroalkyl-containing metal complexes that have a critical micelle formation concentration &lt;10−3 mol/l, a hydrodynamic micelle diameter (2 Rh)>1 nm and a proton relaxivity in plasma (R1)>10 l/mmol·s, and visualizing intravascular thrombi in said subject with an MR imaging apparatus. 2. A method according to claim 1, wherein venous thrombi is visualized. 3. A method according to claim 1, wherein arterial thrombi is visualized. 4. A method according to claim 1, wherein early determination of a thrombotic occlusive vascular disease is achieved by said visualization. 5. A method according to claim 1, wherein the metal complexes have a micelle formation concentration of &lt;10−4 mol/l. 6. A method according to claim 1, wherein the metal complexes have a hydrodynamic micelle diameter is ≧3 nm. 7. A method according to claim 1, wherein the metal complexes have a proton relaxivity in plasma of >13 l/mmol·s. 8. A method according to claim 1, wherein the pertluoroalkyl-containing metal complexes are of formula I RF-L-K Iin which RF is a perfluorinated, straight-chain or branched carbon chain with formula —CnF2nE, in whichE represents a terminal fluorine, chlorine, bromine, iodine or hydrogen atom and n stands for numbers 4-30,L means a direct bond, a methylene group, an —NHCO group, a groupwherein p means the numbers 0 to 10, and q and u, independently of one another, mean numbers 0 or 1, andRa is a hydrogen atom, a methyl group, a benzyl group, a phenyl group, a —CH2OH group, a CH2OCH3 group, a —CH2—CO2H group or a C2-C15 chain, which optionally is interrupted by 1 to 3 oxygen atoms, 1 to 2 >CO groups or an optionally substituted aryl group and/or is substituted with 1 to 4 hydroxyl groups, 1 to 2 C1-C4 alkoxy groups, 1 to 2 carboxy groups, a group —SO3H—,or is a straight-chain, branched, saturated or unsaturated C2-C30 carbon chain, which optionally contains 1 to 10 oxygen atoms, 1 to 3 —NRa groups, 1 to 2 sulfur atoms, a piperazine, a —CONRa group, one to six —NRaCO groups, an —SO2 group, an —NRa—CO2 group, 1 to 2 CO groups, a groupor 1 to 2 optionally substituted aryls and/or is interrupted by these groups and/or is optionally substituted with 1 to 3 —ORa groups, 1 to 2 oxo groups, 1 to 2 —NH—CORa groups, 1 to 2 —CONHRa groups, 1 to 2 —(CH2)p—CO2H groups, 1 to 2 groups —(CH2)p—(O)qCH2CH2—RF, wherein Ra, RF and p and q have the above-indicated meanings, andT means a C2-C10 chain, which optionally is interrupted by 1 to 2 oxygen atoms or 1 to 2 —NHCO groups,K stands for a complexing agent or metal complex or a salt thereof with an organic and/or inorganic base or amino acid or amino acid amide, specifically for a complexing agent or complex of general formula IIin which Rc, R1 and B are independent of one anoth... | Schering AG | A61B005/055
US20080008666 | A1 | 2008-01-10 | Breath Test for Oral Malodor | 2005-03-14 | Measured of airway in samples a mammal, such as a human being, having oral malodor are analyzed for the presence of markers for the oral malodor. The mammal may subsequently be treated for this condition, and measured samples of airway breath again taken to determine the effectiveness of the treatment. | 1. A method for monitoring the effectiveness of a treatment for oral malodor in a mammal, including a human, said method comprising the steps of: collecting a first measured volume of airway breath from the mammal;analyzing said first measured volume of airway breath for the presence of a marker for oral malodor;subsequent to said treatment, collecting a second measured volume of airway breath from the mammal;analyzing said second measured volume of airway breath for the presence of said marker for oral malodor; andcomparing the concentration of said marker in said second measured volume to the concentration in said first measured volume to determine the effectiveness of said treatment. 2. A method as claimed in claim 1 wherein said marker is selected from the group consisting of methylbenzene; 2,2-dimethyldecane; 2,2,3,3-tetramethylbutane; 2-propanone; 3-methyl-5-propylnonane; methylcyclohexane; 3-methylhexane; 2-methyl-1-propene; ethanol; and methylcyclopentane. 3. A method as claimed in claim 1 wherein said marker is selected from the group consisting of methylbenzene; 2,2-dimethyldecane; 2,2,3,3-tetramethylbutane; 2-propanone; 3-methyl-5-propylnonane; methylcyclohexane; 3-methylhexane; 2-methyl-1-propene; ethanol; and methylcyclopentane. 4. A method as claimed in claim 1 wherein said marker is selected from the group consisting of methylbenzene; 2,2,3,3-tetramethylbutane; ethanol; 2,2,5-trimethylhexane; 2-methyl-1-propene; 2-methyl-1,3-butadiene; 3-methyl-5-propylnonane; 2,2-dimethyldecane; 3-methylhexane; methylcyclopentane; hexane; methylcyclohexane; 2-methylhexane; cyclohexane; 2,3-dimethylpentane; 3-methylundecane; 2-methylbutane; 2-butanone; 3-methylpentane; heptane; 3-ethyl-2,2-dimethylpentane; 2,2,8-trimethyldecane; 2,3,3-trimethylpentane; 2-methylpentane; 2,3,3-trimethylpentane; 2,3,4-trimethylpentane; 2,2,4-trimethylhexane; pentane; acetaldehyde; ethylcyclopentane; and 2,2,3-trimethylhexane. 5. A method for treating oral malodor in a mammal, including a human, said method comprising the steps of: collecting a measured volume of airway breath from the mammal;analyzing said measured volume of airway breath for the presence of a marker for oral malodor; andtreating the oral cavity of said mammal with an antioxidant to reduce the presence of said marker. 6. A method as claimed in claim 5 wherein said antioxidant is selected from the group consisting of vitamin C and vitamin E. 7. A method as claimed in claim 5 wherein said antioxidant is included in a toothpaste. 8. A method as claimed in claim 5 wherein said antioxidant is included in a mouthwash. 9. A method as claimed in claim 5 wherein said antioxidant is included in an oral gel. 10. A method as claimed in claim 5 wherein said marker is selected from the group consisting of methylbenzene; 2,2-dimethyldecane; 2,2,3,3-tetramethylbutane; 2-propanone; 3-methyl-5-propylnonane; methylcyclohexane; 3-methylhexane; 2-methyl-1-propene; ethanol; and methylcyclopentane. 11. A method as... | - | A61K008/00 A61B005/08 A61K031/34 A61K031/355
US20080051677 | A1 | 2008-02-28 | Method and apparatus for osteochondral autograft transplantation | 2006-08-23 | An osteochondral transplantation procedure according to which a harvested graft is implanted in an area of a patient's body and is tracked relative to the area during the implantation. Images are displayed that correspond to the tracking. | 1. An osteochondral transplantation procedure comprising: harvesting a graft;implanting the graft in an area of the patient's body;tracking the position of the graft relative to the area during the step of implanting;responding to the step of tracking and providing corresponding images of the graft and the area in three dimensions; anddisplaying the images. 2. The procedure of claim 1 wherein the step of harvesting comprises cutting the graft from another area of the patient's body or from a donor patient's body. 3. The procedure of claim 2 wherein the step of harvesting is done with a tool, and further comprising the step of retaining the graft in the tool after the step of harvesting, and releasing the graft from the tool during the step of implanting. 4. The procedure of claim 2 wherein the graft is harvested from a first area of the femur of the patient's body and wherein the graft is implanted in a second area of the femur of the patient's body. 5. The procedure of claim 2 wherein the graft is harvested from a donor patient's body. 6. The procedure of claim 1 further comprising forming a socket in the patient's body for receiving the graft. 7. The procedure of claim 6 wherein the socket is formed in the femur of the patient's body. 8. The procedure of claim 1 further comprising storing an image data set that includes reference points that have a fixed spatial relation to the femur, emitting a first set of signals representing the position of the various reference points, and emitting a second set of signals representing the position of the tool. 9. The procedure of claim 8 further comprising sensing the first and second set of signals, processing the signals, and generating an image data set representing the relative position of the femur and the tool. 10. An osteochondral transplantation procedure comprising: cutting a graft from an area of the patient's body;tracking the position of the tool relative to the area during the step of cutting;responding to the step of tracking and providing corresponding images of the graft and the area in three dimensions; anddisplaying the images. 11. The procedure of claim 10 wherein the area is in the femur of the patient's body. 12. The procedure of claim 10 wherein the step of cutting is done with a tool, and further comprising the steps of retaining the graft in the tool after the step of cutting, and then implanting the graft in a socket in the patient's body. 13. The procedure of claim 10 further comprising storing an image data set that includes reference points that have a fixed spatial relation to the femur, emitting a first set of signals representing the position of the various reference points, and emitting a second set of signals representing the position of the tool. 14. The procedure of claim 13 further comprising sensing the first and second set of signals, processing the signals, and generating an image data set representing the relative position of the femur and the tool. 15.... | Warsaw Orthopedic, Inc. | A61B005/107 A61F002/28
US20080039887 | A1 | 2008-02-14 | LANCING DEVICE AND MULTI-LANCET CARTRIDGE | 2007-10-23 | A lancing device and a removable and replaceable multi-lancet cartridge for use in connection therewith are disclosed. The multi-lancet cartridge is advanced through sequential lancets, and anti-reverse features prevent reverse advancement of the cartridge. Interlocks are provided to prevent double-cocking the device, to reduce the likelihood of jamming of the mechanism. Improved trigger mechanisms and depth control mechanisms are provided. | 1-25. (canceled) 26. A lancing device for use with at least one lancet, comprising: a housing having an internal portion and an external portion; a drive member slidably disposed within the housing and adapted to engage the lancet, the drive member having a rearwardly extending arm with a barb projecting therefrom; a elongated flexing arm coupled to the internal portion of the housing and having a release member configured to engage the barb when the drive member moves to a cocked position; and an actuator button mounted to the flexing arm and configured to move the release member out of engagement with the barb when the actuator button is depressed by a user, wherein the drive member is thereby released from the cocked position. 27. The lancing device of claim 26, wherein the release member defines a channel having at least one sear surface, wherein the drive member extends through the channel to permit the barb to engage the sear surface when the drive member is in the cocked position. 28. The lancing device of claim 27, wherein the sear surface is moved out of engagement with the barb when the actuator button is depressed by the user. 29. The lancing device of claim 26, wherein the external portion of the housing includes a trigger aperture through which at least a portion of the actuator button projects for engagement by a user. 30. The lancing device of claim 26, wherein the flexing arm is in the form of a resilient cantilever extending from the internal portion of the housing, the flexing arm movable to position the release member into and out of a ready position in which the release member engages the barb. 31. The lancing device of claim 30 where the flexing arm resiliently urges the release member into the ready position when the actuator button is released by the user. 32. The lancing device of claim 26, wherein the release member comprises spaced apart sidewalls having planar surfaces that are parallel to a longitudinal axis of the housing and a cross member extending between the sidewalls and defining at least one surface that engages the barb. 33. A lancing device for use with at least one lancet, comprising: a housing; a movable cage disposed within the housing and including at least one sear surface; a drive member slidably disposed within the cage and having a barb that engages the sear surface when the drive member is in a cocked position; and a button mounted to the cage and configured to move the sear surface out of engagement with the barb when the button is depressed by the user, whereby the drive member is released to fire the lancing device. 34. The lancing device of claim 33, wherein the cage includes a body portion and a flexible member extending from the body portion, the flexible member forming a shutter that receives the drive member and defines the sear surface. 35. The lancing device of claim 34, wherein the flexible member resiliently urges the sear surface into engagement with the barb when th... | FACET TECHNOLOGIES, LLC | A61B005/151
US07349859 | B1 | 2008-03-25 | Data management system for patient data | 2000-04-05 | According to an exemplary embodiment, a data management system for patient data includes a first component, a second component, and a container application. The first component has a functionality code segment and a user interface code segment. The second component has a functionality code segment and a user interface code segment. The container application has a first user interface layer in communication with the first component and a second user interface layer in communication with the second component. The first and second user interface layers are configured to communicate patient data between the functionality code segments of the first and second components, respectively, and a user interface. | 1. A data management system for patient data, comprising: a picture archival and communication system (PACS) having a functionality code segment and a first user interface code segment;a radiology information system (RIS) having a functionality code segment and a second user interface code segment;a container application having a first user interface layer in communication with the PACS and a second user interface layer in communication with the RIS, wherein the first and second user interface layers are configured to convert the first user interface code segment of the PACS and the second user interface code segment of the RIS to a uniform user interface and communicate patient data between the functionality code segments of the PACS and the RIS, respectively, and the uniform user interface such that the patient data of the functionality code segments of the PACS and the RIS are formatted in a common protocol; andfurther wherein each of the PACS and the RIS include a workstation configured such that patient data can be communicated between the PACS and RIS workstations through the container application. 2. The data management system of claim 1, wherein the functionality code segment of the PACS is configured to store and retrieve patient image data. 3. The data management system of claim 2, wherein the functionality code segment of the RIS is configured to store and retrieve patient text data. 4. The data management system of claim 1, the container further comprising a first service layer in communication with the PACS and a second service layer in communication with the RIS, wherein the first and second service layers are configured to communicate data between the functionality code segments of the PACS and the RIS and a service. 5. The data management system of claim 4, wherein the service includes a telecommunication service. 6. The data management system of claim 4, wherein the service communicates with the first and second layers via a predetermined protocol. 7. The data management system of claim 6, wherein the predetermined protocol includes componentware. 8. The data management system of claim 1, further comprising a third component having a functionally code segment and a third user interface code segment, wherein the container application is configured to communicate patient data between the functionality code segments of the PACS, RIS and third components, respectively, and the uniform user interface. 9. The data management system of claim 8, wherein the functionality code segment of the third component is configured to communicate with the Internet. 10. A data management system for patient data, comprising: a picture archival and communication system (PACS) for retrieving patient image data from a database and having a first user interface;a radiology information system (RIS) for processing patient text data and having a second user interface;a data manager in communication with the PACS and the RIS, wherein the data manager... | The General Electric Company | A61B005/00
US07326402 | B2 | 2008-02-05 | Method of diagnosing, monitoring, staging, imaging and treating cancer | 2005-02-28 | The present invention provides new methods for detecting, diagnosing, monitoring, staging, prognosticating, imaging and treating cancer. | 1. A method of identifying molecules for use in imaging cancer comprising screening molecules for an ability to bind to Lng108 wherein the ability of a molecule to bind to Lng108 is indicative of the molecule being useful in imaging cancer. 2. The method of claim 1 wherein the cancer is lung cancer. 3. The method of claim 1 wherein the molecule is an antibody. 4. The method of claim 3 wherein the antibody is a monoclonal antibody. 5. A method of imaging or treating cancer in a patient comprising administering to the patient an antibody which specifically binds to Lng108. 6. The method of claim 5 wherein said antibody is labeled with paramagnetic ions or a radioisotope. 7. The method of claim 5 wherein the antibody is conjugated to a cytotoxic agent. 8. The method of claim 5 wherein the cancer is lung cancer. 9. The method of claim 5 wherein the antibody is a monoclonal antibody. 10. A method of treating cancer in a patient comprising administering to the patient an antibody which downregulates expression or activity of Lng108. 11. The method of claim 10 wherein the cancer is lung cancer. 12. The method of claim 10 wherein the antibody is a monoclonal antibody. 13. A method of identifying molecules for use in treating cancer comprising screening molecules for an ability to bind to or decrease expression of Lng108 wherein the ability of a molecule to bind to or decrease expression of Lng108 is indicative of the molecule being useful in treating cancer. 14. The method of claim 13 wherein the cancer is lung cancer. 15. The method of claim 13 wherein the molecule is an antibody. 16. The method of claim 15 wherein the antibody is a monoclonal antibody. 17. The method of claim 15 wherein the antibody is conjugated to a cytotoxic agent. | diaDexus, Inc. | C12Q001/00 G01N033/53 A61K051/10 A61B005/055
US07740606 | B2 | 2010-06-22 | Method and apparatus for automated optimization of treatment plans | 2006-11-21 | A method of adjusting infusion parameters that provide coverage of a selected target volume for direct infusions of a fluid includes using an algorithm for calculation of optimal packing of spheres or cylinders in a selected volume to determine the coverage of the selected target volume. | 1. A method of adjusting infusion parameters that provide coverage of a selected target volume for direct infusions of a fluid, comprising: obtaining image data corresponding to a patient's anatomical structure;selecting, based on the image data, a target volume that is to receive the fluid;developing an infusion plan for infusing the fluid into the target volume; andbased on the plan, calculating, using a microprocessor, an optimal packing of spheres or cylinders in the selected target volume to determine the coverage of the fluid in the selected target volume. 2. The method of claim 1, wherein the fluid is at least one of a drug, diluted cells, viral vectors, molecules, diluted microspheres, or diluted micelles. 3. The method of claim 1, wherein spheres or cylinders refer to a geometrical shape of the fluid distribution. 4. The method of claim 3, further comprising calculating the geometrical shape of the fluid distribution based on convection related parameters. 5. The method of claim 4, wherein calculating the geometrical shape includes using at least one of flow rate, pressure head, infusion time, catheter radius, catheter type, tissue properties as the convention related parameters. 6. The method of claim 3, further comprising calculating the geometrical shape of the fluid distribution based on diffusion related parameters. 7. The method of claim 6, wherein calculating the geometrical shape includes using at least one of time, diffusivity, infusion time, concentration gradients, catheter radius, infusate properties, catheter type, catheter number, tissue properties as the diffusion related properties. 8. The method of claim 1, wherein the infusion parameters include at least one of a flow rate, pressure, infusion time, catheter types and/or catheter diameters, a number of catheters used to perform the infusion, a position of a catheter trajectory and/or a position of a catheter tip, or include or take into consideration catheter placement guidelines for at least one catheter. 9. The method of claim 1, further comprising manually adjusting at least one of the parameters for at least one catheter. 10. The method of claim 1, further comprising automatically calculating at least one of the parameters for at least one catheters. 11. The method of claim 1, further comprising acquiring from external sources at least one of the parameters for at least one catheter. 12. The method of claim 11, wherein acquiring includes using software, literature or a user as an external source. 13. The method of claim 1, further comprising interactively removing at least one catheter and automatically updating the coverage of the selected target volume to reflect the removal. 14. The method of claim 1, further comprising interactively removing and/or changing at least one parameter and automatically updating the selected target volume to reflect the removal or change. 15. The method of claim 1, further comprising manually or automatically outlining th... | BrainLAB AG | A61M031/00
US20080071158 | A1 | 2008-03-20 | ANALYTE MONITORING SYSTEM AND METHOD | 2007-06-07 | Devices and methods for monitoring an analyte are provided. Embodiments include continuous analyte sensors having a high degree of accuracy. | 1. A method of monitoring glucose levels using a single glucose sensor, comprising: transcutaneously positioning a glucose sensor in a patient for a period of time; determining glucose concentration of the patient using the transcutaneously positioned glucose sensor; and using one or more additional devices during the period of time only to calibrate the glucose sensor but not to confirm the accuracy of the transcutaneously positioned glucose sensor. 2. The method of claim 1, wherein the glucose sensor has at least about 85% of its paired data points within zone A and at least about 95% of its paired data points within zone A and zone B of the Clarke Error Grid. 3. The method of claim 1, wherein the glucose concentration is determined over a period of time ranging from about 1 day to about 7 days. 4. The method of claim 1, wherein the glucose sensor has at least about 85% of its paired data points within zone A of the Clarke Error Grid. 5. The method of claim 1, wherein the glucose sensor has at least about 90% of its paired data points within zone A of the Clarke Error Grid. 6. The method of claim 1, wherein the glucose sensor has more than approximately 90% of its paired data points within zone A of the Clarke Error Grid. 7. The method of claim 1, comprising determining a health related information based on the determined glucose concentration. 8. The method of claim 7 wherein the health related information includes one or more of a food intake, medication dosage level, or activity level. 9. The method of claim 8, wherein the medication dosage level includes insulin dosage level. 10. The method of claim 1, comprising transmitting data associated with the determined glucose concentration. 11. The method of claim 10 wherein transmitting includes one or more of a wired transmission or a wireless transmission. 12. The method of claim 1 wherein calibration of the glucose sensor includes performing single point calibration. 13. An analyte monitoring system, comprising: an analyte sensor configured to detect one or more analyte levels of a patient; a transmitter unit operatively coupled to the analyte sensor, the transmitter unit configured to transmit one or more signals associated with the detected one or more analyte levels; and a receiver unit configured to receive the transmitted one or more signals associated with the detected one or more analyte levels; wherein the accuracy of the detected one or more analyte levels relied upon to make a clinically relevant decision is established without using a blood glucose measurement. 14. The system of claim 13 where clinically relevant decision includes healthcare decision. 15. The system of claim 13 wherein the clinically relevant decision includes a bolus amount determination. 16. The system of claim 13 wherein the blood glucose measurement includes a confirmatory blood glucose measurement. 17. The system of claim 13 wherein the detected one or more analyte level is ca... | Abbott Diabetes Care, Inc. | A61B005/145
US20080058656 | A1 | 2008-03-06 | ELECTRIC TOMOGRAPHY | 2007-03-30 | Methods for evaluating motion of a tissue, such as of a cardiac location, e.g., heart wall, via electrical field tomography are provided. In the subject methods, an sensing element is stably associated with a tissue location of interest. Signals obtained from the sensing element are obtained to evaluate movement of the tissue location. Also provided are systems and devices for practicing the subject methods. In addition, innovative data displays and systems for producing the same are provided. The subject methods and devices find use in a variety of different applications, including cardiac resynchronization therapy. | 1. A method for obtaining a parameter in a subject, said method comprising: (a) generating an electric field so that a tissue site is present in said electric field; and (b) employing a signal from a first sense electrode stably associated with said tissue site to obtain said parameter. 2. The method according to claim 1, wherein said method comprises generating a single electric field. 3. The method according to claim 2, wherein said single electric field is oriented in a direction of motion of interest. 4. The method according to claim 3, wherein said single electric field is reoriented at least once over a given period of time. 5. The method according to claim 1, wherein said method comprises generating two or more electric fields. 6. The method according to claim 5, wherein said method comprises generating three electric fields. 7. The method according to claim 6, wherein said method comprises generating three substantially orthogonal electric fields. 8. The method according to claim 1, wherein said method comprises generating more than three electric fields. 9. The method according to claim 8, wherein said method comprises generating six electric fields. 10. The method according to claim 1, wherein said signal is a voltage. 11. The method according to claim 1, wherein said method further comprises employing a signal from a second sense electrode stably associated with a second tissue site. 12. The method according to claim 1, wherein said parameter is a cardiac parameter. 13. The method according to claim 1, wherein said parameter is selected from the group consisting of: ejection fraction, cardiac output, stroke volume, LV volume, LV diameter, LV end diastolic volume, LV end diastolic diameter, LV end systolic volume, LV end systolic diameter, contractility, dP/dt, dP/dtmax, LV twist index, mitral regurgitation, myocardial strain, myocardial strain rate, myocardial strain ratemax, myocardial position, cardiac wall motion, interventricular synchrony, intraventricular synchrony, septal lateral wall motion delay, septal posterior wall motion delay (SPWMD), interventricular mechanical delay (IVMD), mitral annular position, inter-electrode distances, isovolumetric relaxation time (IVRT), deceleration time (DT), atrial filling period (Adur, at annulus), time from mitral valve opening to E velocity, beat-to-beat variability, valve timing, QRS duration, myocardial velocity, myocardial acceleration, systolic velocity, time to onset of systolic velocity, time to peak systolic velocity, time to peak post-systolic velocity, ET systolic measurements, Sm-ET (maximal velocity of a segment of myocardium), time to maximal systolic displacement (Td), e-wave velocity, a-wave velocity, mitral annular velocity, peak systolic mitral annular velocity, mitral annular acceleration, ET diastolic measurements, Ea-ET (maximal velocity of the mitral valve annulus during early diastolic filling), peak acceleration, time to peak acceleration, ea... | - | A61B005/02
US20080050709 | A1 | 2008-02-28 | INTEGRATED BLOOD SUGAR CONTROL, BLOOD PRESSURE CONTROL AND HEART FAILURE SELF-CARE SYSTEM AND METHOD | 2007-06-29 | Methods and apparatus for blood sugar control, blood pressure control and heart failure care are disclosed. The methods and apparatus enable a user to provide blood sugar control, blood pressure control, and heart failure care to himself/herself. For example, after being treated by a doctor for a heart problem, a person may use the disclosed system to prevent additional heart related problems. | 1. An integrated blood sugar control, blood pressure control and heart failure self-care system, the system comprising: a magnet board, the magnet board including a portion to write a telephone number and a label indicating the telephone number is a doctor's telephone number; a blood pressure monitor; a pill organizer; a stress management guide; a primary step-by-step guide, the primary step-by-step guide including a plurality of primary steps associated with heart, blood pressure and blood sugar including at least three of: (1) a dietary program; (2) a medicine compliance program; (3) a tobacco addiction program; (4) a stress management program; (5) an exercise program; (6) a skin and foot care program; and (6) a medical record keeping program; and at least one secondary step-by-step guide, the secondary step-by-step guide including a plurality of secondary steps associated with at least one of the primary steps; and a container for storing the above components. 2. The system of claim 1, wherein the blood pressure monitor includes a digital blood pressure monitor. 3. The system of claim 1, including a set of blood pressure monitor instructions, the blood pressure monitor instructions including at least three of: (a) at least one instruction for getting the blood pressure monitor ready for use; (b) at least one instruction for getting a user prepared; (c) at least one instruction for attaching a cuff of the blood pressure monitor to the user; and (d) at least one instruction for operating the blood pressure monitor. 4. The system of claim 1, wherein the pill organizer includes a twenty-eight dose pill organizer. 5. The system of claim 1, wherein the twenty-eight dose pill organizer includes: four compartments for each of seven days of a week, and labels indicative of each of the seven days and four time periods during each of the seven days. 6. The system of claim 1, wherein the stress management guide includes a pocket-sized stress management guide. 7. The system of claim 1, wherein the primary steps of the primary step-by-step guide includes steps associated with: (1) the dietary program; (2) the medicine compliance program; (3) the tobacco addiction program; (4) the stress management program; (5) the exercise program; and (6) the medical record keeping program. 8. The system of claim 1, wherein the plurality of secondary steps includes dietary program steps, the dietary program steps including at least three of: (a) instructions on how to eat less salt; (b) instructions on how to eat less cholesterol; (c) instructions on how to eat carbohydrates; (d) a food poster; (e) a loose food guide; (f) a fast food guide; (g) a portion plate; (h) a food selection game; (i) a meal planner; and (e) a shopping list. 9. The system of claim 1, wherein the plurality of secondary steps includes medicine compliance program steps, the medicine compliance program steps including at least two of: (a) instructions on how to organize pills; (b) ... | CAREGUIDE SYSTEMS, INC. | G09B023/28 A47B081/00 A61B005/00
US20080003184 | A1 | 2008-01-03 | Superparamagnetic Gadolinium Oxide Nanoscale Particles and Compositions Comprising Such Particles | 2005-09-14 | Superparamagnetic nanoscale particles are disclosed which are useful for providing a contrast agent with high signal intensity, high relaxivity and high intrinsic magnetism. The disclosed contrast agents will have utility and magnetic resonance imaging (MRI) and associated techniques. | 1. Superparamagnetic nanoscale particles, comprising gadolinium oxide having average sizes between about 0.5 to 50 nm. 2. Particles according to claim 1, having a biocompatible and/or biospecific coating. 3. Particles according to claim 2, having a coating comprising diethylene glycol (DEG) and/or citric acid. 4. Particles according to claim 2, having a coating comprising folic acid. 5. Particles according to claim 4, wherein the coating comprises polyethylene glycol linked to folic acid. 6. Particles according to claim 1 with an average size of about 5 nm having a coating comprising diethylene glycol (DEG). 7. A composition comprising the particles according to claim 1. 8. A composition according to claim 7, having a gadolinium concentration of 0.01 to 500 mM. 9. A composition according to claim 7 adapted for administration to a body site. 10. A composition according to claim 9 comprising a parenterally administerable vehicle. 11. A composition according to claim 7, wherein the composition has a capacity to reduce relaxation times T1 and/or T2 of neighbouring hydrogen nuclei in a proton rich environment below values of T1 and/or T2 obtained by a composition of an ionic complex of gadolinium. 12. A composition according to claim 7 having a higher signal intensity than obtained by nanoscale iron oxide particles in the concentration range of 0.1 mM to 1.5 mM. 13. A contrast agent comprising the composition of claim 7. 14. A contrast agent according to claim 13, having at least 500% better signal intensity than water. 15. A method of performing MRI (magnetic resonance imaging) comprising administering a contrast agent according to claim 13 for studying molecular interactions or cellular processes. 16. (canceled) 17. A composition according to claim 7, having a gadolinium concentration of 0.01 to 2.5 mM. 18. A composition according to claim 8, adapted for administration to a body site. 19. A contrast agent according to claim 13, having at least 700% better signal intensity than water. 20. A method of performing MRI (magnetic resonance imaging) comprising administering a contrast agent according to claim 14 for studying molecular interactions or cellular processes. 21. A method of performing MRI (magnetic resonance imaging) comprising administering a contrast agent according to claim 19 for studying molecular interactions or cellular processes. | - | A61K049/18 A61B005/055
US20080058629 | A1 | 2008-03-06 | OPTICAL FIBER SCOPE WITH BOTH NON-RESONANT ILLUMINATION AND RESONANT COLLECTION/IMAGING FOR MULTIPLE MODES OF OPERATION | 2006-08-21 | A scanning fiber endoscope (SFE) system selectively operable in a plurality of different modes. One or more illumination optical fibers convey different types of light to an internal site. A scanner that is resonantly driven in a desired pattern collects light from the internal site. The scanner can be a cantilevered distal end of a scanning optical fiber or a scanning mirror. The illumination optical fiber(s) can be moved in a non-resonant manner to alter the direction at which the light is emitted. In a therapy mode, a relatively high-power light can be applied to the site, while in a monitoring mode, the scanner can be used to image the tissue at the internal site after or during therapy. Exemplary SFE probes are disclosed for measuring scattering angle (which can detect larger cancer cell nuclear-to-cytoplasmic ratio), absorption depth, axial distance to tissue, and other conditions at the internal site. | 1. An optical fiber system that is selectively operable in a plurality of different modes, for illuminating an internal site within a body of a patient with different types of light for each of at least two different modes, and responsive to light received from the internal site in at least one mode of the plurality of different modes, comprising: (a) a plurality of light sources that produce the different types of light, from which at least one light source can be selectively energized during operation of the optical fiber system in a current mode;(b) an illumination optical fiber having a distal end, the illumination optical fiber being selectively coupled to different ones of the plurality of light sources to convey the type of light emitted thereby to the distal end of the illumination optical fiber during operation in the current mode, to illuminate the internal site with one of the plurality of different types of light;(c) a scanning driver that is adapted to be energized by a drive signal;(d) a scanner optical fiber having a proximal end, and a distal end that is connected to the scanning driver, the scanning driver being configured to scan at least a portion of the internal site in a desired pattern, to receive light from the at least the portion of the internal site that has been illuminated by light from the illumination optical fiber in the current mode, the light that is received by the scanner optical fiber entering the distal end of the scanner optical fiber and being conveyed by the scanner optical fiber toward its proximal end; and(e) a light sensor coupled to the scanner optical fiber to receive the light being conveyed by the scanner optical fiber, to produce an output signal indicative of at least one parameter of the light received from the at least the portion of the internal site when the optical fiber scanning system is operating in the current mode. 2. The optical fiber scanning system of claim 1, wherein the at least two different modes are selected from the group consisting of: (a) a diagnostic mode in which a diagnostic light is conveyed through the illumination optical fiber;(b) an imaging mode in which an imaging light is conveyed through the illumination optical fiber; and(c) a therapy mode in which a relatively high-power therapy light is conveyed through the illumination optical fiber. 3. The optical fiber scanning system of claim 1, further comprising a display coupled to the light sensor to receive the output signal from the light sensor, for producing an image of the at least the portion of the internal site, in response to the output signal. 4. The optical fiber scanning system of claim 1, wherein the light received from the at least the portion of the internal site entering the distal end of the scanner optical fiber is at a substantially different wavelength than the light produced by one of the plurality of light sources that is conveyed through the illumination optical fiber to illuminate the internal si... | University of washington | A61B005/00
US07330745 | B2 | 2008-02-12 | Living body photometric device | 2003-09-05 | By making use of a set of loading of stimulation and no loading, variation signals in time of hemoglobin density at a plurality of measurement points of a subject attached of an optical measurement probe and corresponding to a plurality of channels are detected, and for the respective detected hemoglobin variation signals principal component analysis is performed as well as a representative signal having a higher contribution rate is extracted and the extracted representative signal is displayed on a monitor. A correlation between the representative signal and a task reference and response waveform representing a response pattern of a living body in response to a stimulation task is calculated, and a representative signal having the highest correlation value as calculated is displayed in a discriminable manner from the other signals as a task related signal which responds most to the stimulation given to the subject. From weights of the respective channels for the representative signal displayed as the task related signal, an optical measurement point or region, which responds most to the task is identified and displayed in discriminable manner. | 1. A living body photometric apparatus comprising: a light source portion for irradiating light beams having predetermined frequencies to a plurality of positions in a measurement region of a subject during an interval including a period when giving a predetermined stimulation task to the subject and a period not giving the same;an optical measurement portion for measuring light beams brought about by the irradiated light beams at a position near the light beam irradiation position and for determining measurement data at a plurality of measurement points from the measured light beams;a signal processing portion for performing an imaging processing of the measurement data from the optical measurement portion and for calculating from the plurality of measured data at least one stimulation task signal of which a principal component is a signal brought about by the stimulation task given to the subject;means for calculating an occupying ratio of the plurality of respective measured data in the stimulation task signal; anda displaying means for displaying the stimulation task signal calculated and the calculated occupying ratio of the plurality of respective measured data in the stimulation task signal. 2. A living body photometric apparatus according to claim 1, wherein the light source portion includes a light source for emitting a plurality of light beams having wavelengths near the infrared region of which absorbances with respect to oxy hemoglobin and deoxy hemoglobin in blood of a living body are different, optical modules for modulating differently the wavelengths of the light beams emitted from the light source in the number corresponding to the irradiation positions and irradiation use optical fibers for transmitting the light beams output from the optical modules onto a plurality of different positions of the subject. 3. A living body photometric apparatus according to claim 2, wherein the optical measurement portion includes a plurality of detection use optical fibers which are respectively disposed near the plurality of respective irradiation use optical fibers and guide and transmit the light beams passed inside the subject, a plurality of photo electric converting devices for converting the light beams transmitted by the respective detection use optical fibers into electrical signals, and a signal separation and extraction circuit for determining measurement data of the respective measurement points by making use of output signals of the plurality of photo electric converting devices. 4. A living body photometric apparatus according to claim 1, wherein the stimulation task signal is displayed in a waveform defined by two coordinate axes of signal intensity and time. 5. A living body photometric apparatus according to claim 4, further comprising means for generating a stimulation response and reference pattern in response to the task stimulation of the living body and displaying the same on the displaying means while overlapping on th... | Hitachi Medical Corporation Hitachi, Ltd. | A61B005/00
US07826884 | B2 | 2010-11-02 | Live fluoroscopic roadmapping including targeted automatic pixel shift for misregistration correction | 2006-10-30 | An X-ray diagnostic imaging system for conducting live fluoroscopic subtraction imaging is described as including an X-ray source for directing X-ray radiation to a patient being examined, an x-ray imaging device positioned for receiving the X-ray radiation and acquiring images in response thereto and a processor arranged in communication with the x-ray source and x-ray imaging device to control acquisition of a contrast-enhanced mask image frame and a live image frame without contrast enhancement, to conduct a pixel shift calculation operation based on a small, user-defined region of interest (ROI), for example, 1/16 of a full frame, to realize a pixel shift vector to correct for motion between live image frames, to shift pixels comprising the mask image frame by pixel shift directions defined by the pixel shift vector, and to subtract the shifted mask image frame from the live image frame to realize a live roadmapping image frame. The system includes a display for displaying the live roadmapping image frame, and a user interface that allows a user to define and capture the small ROI in the displayed image frame for use by the processor conducting the pixel shift calculation. | 1. An X-ray diagnostic imaging system for conducting live fluoroscopic subtraction imaging, comprising: an X-ray source for directing X-ray radiation to a patient being examined;an X-ray imaging device positioned for receiving the X-ray radiation and acquiring images in response thereto;a processor configured to communicate with the X-ray source and X-ray imaging device to control acquisition of a contrast-enhanced mask image frame and a live image frame without contrast enhancement, to conduct a pixel shift vector calculation operation based on a small, user-defined region of interest (ROI) having a location selectable by a user within a displayed image frame during live X-ray imaging and comprising a plurality of adjacent pixels to realize a pixel shift vector derived from the plurality of pixels to correct for motion between an individual live image frame of successive live image frames and a mask image frame, to shift pixels comprising the mask image frame by pixel shift directions defined by the pixel shift vector, and to subtract the shifted mask image frame from the live image frame to realize a live roadmapping image frame;a display for displaying live roadmapping image frames; anda user interface that allows a user to define and capture the small ROI in the displayed image frame for use by the processor conducting the pixel shift calculation. 2. The X-ray diagnostic imaging system as set forth in claim 1, wherein the live roadmapping image is scored for registration quality and said processor calculates a plurality of pixel shift vectors for a corresponding respective plurality of successive live image frames and shifts a mask image frame by said plurality of pixel shift vectors to provide a plurality of different mask image frames corresponding to said plurality of successive live image frames and subtracts the plurality of different mask image frames from the corresponding plurality of successive live image frames. 3. The X-ray diagnostic imaging system as set forth in claim 2, wherein said processor, automatically generates a test pixel shift vector,dynamically modifies the test pixel shift vector in response to the user-defined small ROI, andperforms the subtraction operation over the entire frame using the updated pixel shift vector. 4. The X-ray diagnostic imaging system as set forth in claim 1, wherein the processor is configured to subtract and score all pixels in the user-defined small ROI for registration quality determination. 5. The X-ray diagnostic imaging system as set forth in claim 1, wherein the processor is configured to determine a shift for fractional pixels in the user-captured ROI input when the pixel shift vector is calculated. 6. The X-ray diagnostic imaging system as set forth in claim 1, wherein the size of the small ROI may be modified by user input, and wherein the processor is configured to calculate the pixel shift vector in a time that is proportional to the small ROI dimensions. 7. The X-ray diagnost... | Siemens Medical Solutions USA, Inc. | A61B005/05 A61B006/00 G06K009/00 G01N023/04
US07338444 | B2 | 2008-03-04 | Management of gastro-intestinal disorders | 2003-03-06 | The present invention relates to the field of methods and apparatus for the determination of various conditions of gastric and gastro-intestinal malfunction, especially those performed by means of breath tests. | 1. A method for the evaluation of the gastric accommodation in a subject, comprising the steps of: administering to said subject at least one meal comprising at least one constituent operative to cause retention of said at least one meal in the stomach of a subject, said at least one meal having a predetermined volume;performing at least two measurements of either one of the slope of the gastric emptying curve and a gastric emptying parameter of said at least one meal after different volumes of said meal have exited the stomach of the subject; andevaluating the gastric accommodation of the subject from said measurements of either one of the slope of the gastric emptying curve and a gastric emptying parameter as a function of the volume of said meal having exited the subject's stomach. 2. A method according to claim 1 wherein said at least one meal is one meal. 3. A method according to claim 1 wherein at least one of said at least two measurements is performed on a liquid emptying phase of one of said at least one meal from the stomach of the subject. 4. A method according to claim 1 wherein said at least one meal is at least two meals, and one of said at least two measurements is performed on a first one of said at least two meals, and a second one of said at least two measurements is performed on a second one of said at least two meals. 5. A method according to claim 4 wherein said first one of said at least two meals is larger than the second one of said at least two meals. 6. A method according to claim 4 wherein the volume of said second one of said at least two meals is larger than that of the first one of said at least two meals. 7. A method according to claim 6 wherein the volume of said second one of said at least two meals is at least twice that of said first one of said at least two meals. 8. A method according to claim 1 wherein one meal of said at least one meal comprises a marker which is detected after leaving the stomach of said subject. 9. A method according to claim 8 and wherein said marker is detected by its presence in the exhaled breath of said subject. 10. A method according to claim 8 and wherein said marker is detected by its presence within the body of said subject. 11. A method according to claim 10 and wherein said marker is detected by its presence in the gastrointestinal tract of said subject. 12. A method according to claim 1, wherein said at least one meal comprises at least one of: a caloric value of at least 150 kcalories,a lipid content of at least 5%;a carbohydrate content of at least 10%;a protein content of at least 5%; anda pH value of less than 3. 13. A method according to claim 12 wherein said carbohydrate is glucose. 14. A method for the evaluation of the gastric accommodation in a subject, comprising the steps of: administering to said subject a first liquid meal comprising a first predetermined volume;administering to said subject, after said first liquid meal has begun emptying from the sto... | Oridion Breathid Ltd | A61B005/00 A61B005/08 A61B005/103
US07553281 | B2 | 2009-06-30 | Insulin bolus recommendation system | 2007-10-05 | A system for recommending insulin bolus quantities to an insulin user includes a display unit and memory unit coupled to a control circuit with a user blood glucose target stored in the memory unit. The control circuit is programmed to receive the user's current blood glucose value, to determine and display via the display unit a recommended correction insulin bolus quantity if the current blood glucose value exceeds the blood glucose target, to compute a difference value as the current blood glucose value less the blood glucose target, and to produce a modified blood glucose target as a sum of the blood glucose target and the difference value for a lock-out time period if the difference value is positive. Additional correction insulin bolus quantities may be recommended during the lock-out time period if the user's current blood glucose value exceeds the modified blood glucose target. | 1. A system for recommending insulin bolus quantities to an insulin user, the system comprising: a data input device for providing information from the user,a display for displaying information to the user, anda control circuit including a memory having a blood glucose target for the user stored therein, the control circuit receiving a current blood glucose value of the user from information provided by the user via the data input device, the control circuit determining a recommended insulin bolus quantity if the current blood glucose value exceeds the blood glucose target, computing a difference value as the current blood glucose value less the blood glucose target, and increasing the blood glucose target by the difference value for a lock-out time period if the difference value is positive, the control circuit controlling the display to display the recommended insulin bolus quantity to the user. 2. The system of claim 1 wherein the control circuit is configured to repeatedly receive a current blood glucose value of the user from information provided by the user via the data input device, determine a recommended insulin bolus quantity if the current blood glucose value exceeds the blood glucose target, compute a difference value as the current blood glucose value less the blood glucose target, increase the blood glucose target by the difference value for a lock-out time period if the difference value is positive, and control the display to display the recommended insulin bolus quantity to the user. 3. The system of claim 1 wherein the control circuit is configured to control the display to display a high blood glucose warning if the current blood glucose value is greater than a high blood glucose warning value. 4. The system of claim 1 wherein the control circuit is configured to control the display to display a low blood glucose warning if the current blood glucose value is less than a low blood glucose warning value. 5. The system of claim 1 wherein the control circuit is configured to control the display to display a low blood glucose alert if the current blood glucose value is less than a low blood glucose alert value. 6. A system for recommending insulin bolus quantities to an insulin user, the system comprising: a data input device for providing information from the user,a display for displaying information to the user, anda control circuit including a memory having a blood glucose target for the user stored therein, the control circuit receiving a carbohydrate value from information provided by the user via the data input device, the carbohydrate value indicative of a quantity of carbohydrates that will be subsequently ingested by the user, the control circuit determining a recommended compensation insulin bolus quantity as a function of the carbohydrate value and increasing the blood glucose target by a post-prandial increase value to produce a first modified blood glucose target for a post-prandial lock-out time period if the carbo... | Roche Diagnostices Operations, Inc. Disetronic Licensing AG | A61B005/00 A61M031/00
US07909771 | B2 | 2011-03-22 | Diagnosis of sleep apnea | 2007-06-29 | Methods and apparatuses for detecting sleep apnea by analyzing characteristic physiological oscillations of the heart rate variability (HRV). Starting from recorded ECG data of the patient, for example, as a long-term sequence of the changing RR intervals, the heart rate variability is examined using autocorrelation calculations for the occurrence of rhythmic oscillations of various frequencies. If oscillations typical for apnea occur having very long period durations in the range of 20 to 80 seconds, these are detected as a maximum of the autocorrelation function. If a pathological sleep apnea accordingly exists, individual apnea events may be identified by prompt analysis of short recorded RR sequences, e.g., in the minute interval. | 1. A method for detecting sleep apnea from ECG data comprising: detecting heartbeats as a sequence of R waves using electrodes;using a data processing component or application-specific integrated circuit or microprocessor in recording variations of RR interval lengths occurring in said sequence of R waves as a heart rate variability in a heart rate variability log;analyzing said heart rate variability log for existing heart rate variability oscillations in a low-frequency range using an autocorrelation functionC⁡(τ)=∑i=0N-τ⁢RR⁡(i)⁢RR⁡(i+τ)wherein N is a number of measured points, RR(i) is a standardized RR interval measured at index i, and τ is a time shift to shift RR in relation to itself at index i+τ, wherein τ passes through a range of integers from τ=0 up to a predefined upper limit;evaluating said heart rate variability oscillations for existing sleep apnea in a time range between 20 and 120 beats corresponding to said index i by searching for a first minimum after τ=3 andsearching for a position of an absolute maximum above said first minimum. 2. The method according to claim 1, further comprising detecting frequency position and/or intensity of oscillations using said autocorrelation function to evaluate a severity of said sleep apnea. 3. The method according to claim 1, wherein said analyzing said heart rate variability log is restricted to analyzing data ranges of nocturnal and/or sleep phases. 4. The method according to claim 1, further comprising analyzing a quantity of scattering of a recorded heart rate variability to identify said sleep apnea and a severity of said sleep apnea. 5. The method according to claim 1, further comprising detecting individual apnea events by analyzing predefined time sections of said heart rate variability log for low frequency oscillations, using absolute value summation of interval differences S=Σi=2N¦RR(i)−RR(i−1)¦wherein N is a number of intervals and wherein a current apnea is determined if summation value S is above a predefined threshold. 6. A apparatus for detecting sleep apnea from ECG data comprising: electrodes configured to detect heartbeats as a sequence of R waves;a data processing component or application-specific integrated circuit or microprocessor configured to: record variations of RR interval lengths that occur in said sequence of R waves as a heart rate variability in a heart rate variability log;analyze said heart rate variability log for existing heart rate variability oscillations in a low-frequency range through use of an autocorrelation functionC⁡(τ)=∑i=0N-τ⁢RR⁡(i)⁢RR⁡(i+τ)wherein N is a number of measured points, RR(i) is a standardized RR interval measured at index i, and τ is a time shift to shift RR in relation to itself at index i+τ, wherein τ passes through a range of integers from τ=0 up to a predefined upper limit;evaluate said heart rate variability oscillations for existing sleep apnea in a time range between 20 and 120 beats that corresponds to said index i throug... | Biotronik CRM Patent AG | A61B005/0402
US08758372 | B2 | 2014-06-24 | Implantable devices for controlling the size and shape of an anatomical structure or lumen | 2007-05-21 | An implantable device system for controlling the dimensions of internal anatomic passages corrects physiologic dysfunctions resulting from a structural lumen which is either too large or too small. Implantable devices are disclosed which employ various mechanisms for adjusting and maintaining the size of an orifice to which they are attached. Systems permit the implants to be implanted using minimally invasive procedures and permit final adjustments to the dimensions of the implants after the resumption of normal flow of anatomic fluids in situ. | 1. An implantable device system for controlling at least one of the shape and size of an anatomical structure or lumen, comprising: an implantable device having dimensions and adapted for attachment to an anatomical structure or lumen, said implantable device comprising an adjustable member and a plurality of telescopically arranged hollow tubes, said adjustable member configured to receive an adjustment tool and configured to both increase and decrease the dimensions of the implantable device by expanding between a fully contracted configuration and a fully expanded configuration, wherein said implantable device comprises at least one of said hollow tubes having at least one protuberance and at least one threaded rod threadedly engaged with said at least one protuberance such that rotation of the threaded rod causes the threaded rod to move axially within the hollow tube; anda torqueable adjustment tool configured to provide adjustment of the dimensions of the implantable device, wherein adjustment of said adjustable member adjusts the size of the implantable device generally in a preferred dimension by varying the extent of the telescopic arrangement of the tubes between the fully expanded configuration and the fully contracted configuration, wherein said hollow tubes remain nested when expanding between the fully contracted and fully expanded configurations. 2. The system of claim 1, wherein the at least one protuberance comprises at least one thread. 3. The system of claim 2, wherein said implantable device comprises an inner cable to translate rotational motion to said threaded rod. 4. The system of claim 1, wherein said implantable device comprises a flexible tube covering an outer layer of said implant device. 5. The system of claim 1, wherein adjustment of said adjustable member adjusts the size of the implant device generally in an anterior-posterior dimension. 6. The system of claim 1, further comprising a sensor coupled to the implantable device. 7. The system of claim 6, wherein the sensor measures at least one of pressure, temperature, and flow across the implantable device. 8. The system of claim 1, wherein said adjustment tool comprises a handle, said handle including a member to quantify a size change of the implantable device. 9. The system of claim 1, wherein said adjustment tool is configured to impart reciprocating action to the adjustable member. 10. The system of claim 9, wherein said adjustable member comprises a clover gear to transmit radial torque. 11. The system of claim 10, wherein said adjustable member coverts axial force applied from said adjustment tool to a rotation force applied to the implantable device. 12. The system of claim 1, wherein said adjustment tool is configured to provide both course adjustment and fine adjustment of said implantable device. 13. An implantable device system for controlling at least one of the shape and size of an anatomical structure or lumen, comprising: an implantable d... | St. Jude Medical, Cardiology Division, Inc. | A61B017/08 A61F002/24 A61B017/00 A61B017/064 A61B005/00 A61B005/06 A61B017/068 A61B019/00 A61B006/12 A61F002/30 A61F002/00 A61B017/04
US08357107 | B2 | 2013-01-22 | Blood glucose meter having integral lancet device and test strip storage vial for single handed use and methods for using same | 2007-10-31 | A blood glucose meter having a test strip port and an adjustable lancet device disposed at the same end of the device body is disclosed. The device body further includes an enclosure at the proximal end of the device body which houses a test strip storage vial and which facilitates one-handed opening and closing of the vial to simplify access to test strips contained therein. The enclosure is further provided with a window which allows the reading of the lot numbers on the label of the test strip vial therein without necessitating removal of the vial. A data connector is also provided on the device body for communication access, such as to upload data from other devices or to download data to other devices. By combining these multiple components into a single device body, the blood glucose meter requires fewer steps for sampling and testing, and makes device use easier and more convenient. | 1. A blood glucose meter device for single handed use, comprising: a body having first and second ends and an upper surface extending between said first and second ends;a lancet device disposed at said first end of said body;a depth control mechanism configured for contacting the skin to be lanced and located at said first end of said body, wherein said depth control mechanism is rotatable for setting a lancet skin penetration depth;a test strip port, opening to said upper surface proximate to said first end of said body for positioning a test strip along an exterior surface of said body, adjacent to said lancet device; anda display disposed on said upper surface between said test strip port and said second end of said body, wherein said display and said test strip port are disposed at adjacent positions upon said upper surface for simultaneous viewing of said display and said test strip. 2. A blood glucose meter device as claimed in claim 1, wherein said body further comprises a test strip lead-in area extending between said test strip port and said lancet device. 3. A blood glucose meter device as claimed in claim 1, wherein said body further comprises: at least one operator control for data entry and review through said display. 4. A blood glucose meter device as claimed in claim 1, further comprising a data connector disposed on said body for communication access. 5. A blood glucose meter as claimed in claim 4, wherein said communication access comprises at least one of a data upload operation and a data download operation. 6. A blood glucose meter device as claimed in claim 1, wherein said lancet device comprises: a trigger button disposed on said body for activating said lancet device; andan arming slide disposed on said body for arming said lancet device. 7. A blood glucose meter device as claimed in claim 6, wherein said lancet device further comprises a surface for supporting said skin surface when rolled toward said adjacent test strip. 8. A blood glucose meter device as claimed in claim 1, wherein said body further comprises a detachable cover at said first end of said body for providing access to said lancet device for loading and unloading of lancets. | Becton, Dickinson and Company | A61B005/00 B65D081/00
US08417546 | B2 | 2013-04-09 | Verification technique for patient diagnosis and treatment | 2006-06-29 | Exemplary embodiments provide a verification technique that facilitates administration of a health-related procedure to an intended recipient patient or group of patients. An interface template may be configured to establish verifiable matching engagement between the patient and various types of objects used to administer the health-related procedure. | 1. A system comprising: circuitry configured for verifying engagement of at least one secondary interface template with at least one primary interface template associated with a patient, wherein at least one of the at least one secondary interface template and the at least one primary interface template include one or more identifying surface indicia;circuitry configured for signaling to enable at least one treatment device in response to verifying engagement of the at least one secondary interface template with the at least one primary interface template; andcircuitry configured for signaling to provide output of at least one patient data record associated with the patient to at least one display monitor in response to verifying engagement of the at least one secondary interface template with the at least one primary interface template. 2. The system of claim 1, wherein the circuitry configured for verifying engagement of at least one secondary interface template with at least one primary interface template associated with a patient, wherein at least one of the at least one secondary interface template and the at least one primary interface template include one or more identifying surface indicia comprises: circuitry configured for verifying engagement of at least one secondary interface template with at least one primary interface template associated with at least one patient support structure of a patient, wherein at least one of the at least one secondary interface template and the at least one primary interface template include one or more identifying surface indicia. 3. The system of claim 1, wherein the circuitry configured for verifying engagement of at least one secondary interface template with at least one primary interface template associated with a patient, wherein at least one of the at least one secondary interface template and the at least one primary interface template include one or more identifying surface indicia comprises: circuitry configured for verifying engagement of at least one secondary interface template with at least one primary interface template associated with at least one patient identity tag of a patient, wherein at least one of the at least one secondary interface template and the at least one primary interface template include one or more identifying surface indicia. 4. The system of claim 1, wherein the circuitry configured for verifying engagement of at least one secondary interface template with at least one primary interface template associated with a patient, wherein at least one of the at least one secondary interface template and the at least one primary interface template include one or more identifying surface indicia comprises: circuitry configured for verifying engagement of at least one secondary interface template with at least one primary interface template attached to at least one bodily location of a patient, wherein at least one of the at least one secondary interface template and the at le... | The Invention Science Fund I, LLC | G06F019/00 G06Q010/00
US08751251 | B2 | 2014-06-10 | Key notifications in a clinical computing environment | 2006-06-29 | Automatic triaging of patient information within a clinical computing environment is provided. Items of patient information are received, and each item is compared against predefined criteria to determine whether the item is time-sensitive. If an item satisfies a threshold of time-sensitivity, a key notification is provided for the item. A clinician may receive the key notification regardless of the view or application in which the clinician is working. The clinician may directly navigate from the key notification to the associated information, access additional information if necessary, and resolve the condition. Additionally, clinicians may control the triaging of information by specifying patient populations and thresholds required to trigger key notifications. | 1. One or more computer storage devices storing computer-usable instructions that, when used by one or more computing devices, cause the one or more computing devices to perform a method in a clinical computing environment for automatically triaging one or more items of patient information, the method comprising: identifying a plurality of patients associated with a clinician;receiving the one or more items of patient information, wherein the one or more items of patient information are associated with the plurality of patients associated with the clinician;filtering the one or more items of patient information based on a predetermined list of patients to provide a filtered set of patient information, wherein the predetermined list of patients comprises a subset of the plurality of patients for which the clinician has indicated a request to receive a key notification, and wherein the filtered set of patient information comprises one or more items of patient information for one or more patients included in the predetermined list of patients;identifying at least one of the one or more items of patient information in the filtered set of patient information as a time-sensitive item by identifying the at least one of the one or more items of patient information in the filtered set of patient information as requiring attention by a clinician by a particular time, wherein identifying the at least one of the one or more items of patient information in the filtered set of patient information as requiring attention by the clinician by the particular time comprises comparing the one or more items of patient information in the filtered set of patient information against one or more predetermined criteria for patients included in the predetermined list of patients, the one or more predetermined criteria having one or more predefined thresholds for time-sensitivity, wherein the one or more predetermined criteria are based at least in part on the predetermined list of patients, wherein the one or more predefined thresholds includes at least one of the following: (1) one or more system-defined thresholds for the clinical computing environment, wherein the one or more system-defined thresholds are based on standard practices within at least one of a healthcare industry, a particular clinical facility, and a particular healthcare system, and(2) one or more user-defined thresholds for the clinical computing environment, wherein each of the one or more user-defined thresholds includes a plurality of rules for determining whether the key notification should be presented for the at least one of the one or more items of patient information in the filtered set of patient information identified as the time-sensitive item; andautomatically presenting the key notification for the time-sensitive item, wherein the key notification provides notification of key information to the clinician, the key information including information regarding the identified at least one item of... | Cerner Innovation, Inc. | G06Q050/24
US08491618 | B2 | 2013-07-23 | Skin pricking apparatus | 2005-12-19 | A skin pricking apparatus including a casing 1, a lancet 15 located within the casing, a firing button 9 arranged to transfer a user applied force to the lancet 15 to drive the lancet through the casing 1, and lancet retaining element 12, 13, 23a,b arranged to substantially prevent movement of the lancet 15 through the casing 1 until the user applied force exceeds a predefined threshold force. | 1. A skin pricking apparatus comprising: a casing;a lancet located within the casing;a firing button arranged to accept a user applied force, said firing button being provided with an abutment surface arranged in use to contact a surface of the lancet upon movement of the button in order to transfer said applied force to the lancet, the user applied force being transferred via said abutment surface and said surface of the lancet so that the user applied force drives the lancet linearly through the casing, said abutment surface and said lancet surface being oriented obliquely with respect to the direction of travel of the lancet through the casing;lancet retaining components arranged to prevent said linear movement of the lancet through the casing until the user applied force exceeds a predefined threshold force,said lancet retaining components comprising cooperating structural features on an inside of the casing and on an outer surface of the lancet respectively, said features arranged to be in abutment prior to said user applied force exceeding said predefined threshold force; anda spring coupled between the lancet and the casing for biasing the lancet to a withdrawn position within the casing, the spring being extended by the application of the user applied force to the lancet. 2. The apparatus according to claim 1, said firing button being moveable upon the application of the user applied force in a direction substantially perpendicular to the direction of travel of the lancet through the casing. 3. The apparatus according to claim 1, said firing button being formed integrally with the casing. 4. The apparatus according to claim 1, said spring being molded integrally with the casing. 5. The apparatus according to claim 1, the lancet comprising a plastic body and a lancet needle embedded at one end within the body, the lancet body being molded integrally with the casing. 6. The apparatus according to claim 1, the lancet comprising a needle tip, the needle tip of the lancet being shielded by a protective cover which is an overmolded flexible plastic sheath. 7. The apparatus according to claim 1, the firing button comprising means for latching the button into a depressed position following depression and firing of the button, in order to prevent reuse of the apparatus. 8. The apparatus according to claim 7, the latching means comprising a latch arranged to engage a lip formed in an opening in the casing. 9. The apparatus according to claim 1, further comprising a pair of lancet guide rails formed on an inner surface of the casing, wherein the lancet is positioned between each rail of the pair of guide rails, and the guide rails guide the lancet linearly through the casing. 10. The apparatus according to claim 1, wherein the spring is extended by the application of the user applied force to the lancet while the lancet is driven linearly through the casing toward the user's skin. 11. The apparatus according to claim 1, wherein the spring ... | Owen Mumford Limited | A61B017/32
US08029442 | B2 | 2011-10-04 | Sensor inserter assembly | 2007-09-06 | An analyte monitor includes a sensor, a sensor control unit, and a display unit. The sensor control unit typically has a housing adapted for placement on skin and is adapted to receive a portion of an electrochemical sensor. The sensor control unit also includes two or more conductive contacts disposed on the housing and configured for coupling to two or more contact pads on the sensor. A transmitter is disposed in the housing and coupled to the plurality of conductive contacts for transmitting data obtained using the sensor. The display unit has a receiver for receiving data transmitted by the transmitter of the sensor control unit and a display coupled to the receiver for displaying an indication of a level of an analyte, such as blood glucose. An inserter having a retractable introducer is provided for subcutaneously implanting the sensor in a predictable and reliable fashion. | 1. A sensor inserter assembly comprising: a housing detachably coupled to a mount;an analyte sensor;an introducer sharp having a retention element disposed on a planar surface for releasably retaining the analyte sensor; andan actuator moving the introducer sharp and the analyte sensor in an insertion direction from within the housing to an extended position in which at least a portion of the introducer sharp and at least a portion of the analyte sensor protrude from the housing, the mount maintained in a fixed position relative to the housing while the introducer sharp moves in the insertion direction, the at least the portion of the analyte sensor adapted to be maintained in fluid contact with an analyte at the extended position, the actuator being automatically moved in a retraction direction when the at least the portion of the introducer sharp and the at least the portion of the analyte sensor protrude from the housing, wherein moving the actuator in the retraction direction causes the introducer sharp to move in the retraction direction from the extended position to a retracted position in which the introducer sharp is retracted entirely within the housing and separated from the analyte sensor, the analyte sensor detaching from the retention element of introducer sharp when the actuator moves the introducer sharp in the retraction direction, wherein the distance between the extended position and the retracted position is a fixed distance; wherein the actuator is axially aligned with the sensor and the introducer sharp along the insertion and retraction directions. 2. The assembly of claim 1 wherein the analyte sensor includes a glucose sensor. 3. The assembly of claim 1 wherein the actuator includes a manual actuator for applying a manual force to move the introducer sharp in the insertion direction. 4. The assembly of claim 1 wherein the actuator includes a manual actuator for applying a manual force to move the introducer sharp in the retraction direction. 5. The assembly of claim 1 wherein the actuator includes a spring for applying a spring biased force to automatically move the introducer sharp in the insertion direction or in the retraction direction. 6. The assembly of claim 1 wherein the insertion direction is at an angle of approximately 90 degrees or less relative to the skin layer. 7. The assembly of claim 1 wherein the mount is detached from the housing after the introducer sharp is retracted within the housing and separated from the sensor. 8. A method, comprising: detachably coupling a housing to a mount;providing an analyte sensor;providing an introducer having at least one cutting portion for releasably receiving the analyte sensor;disposing a retention element on a planar surface of at least one of the introducer or the analyte sensor to releasably retain at least a portion of the analyte sensor adjacent to the introducer;coupling an actuator to the introducer to displace the sensor and introducer in an insertion dir... | Abbott Diabetes Care Inc. | A61B005/00
US07972862 | B2 | 2011-07-05 | Noninvasive glucose monitor | 2007-08-22 | A method of sensing glucose in subjects includes the steps of providing a sensing solution including a plurality of metal ions, introducing a bodily fluid sample from a subject into the sensing solution. An optically-based measurable derived from directing incident light on the solution is generated. The concentration of glucose in the bodily fluid using the measurable is then determined which permits the blood glucose level to be derived. | 1. A method of determining glucose concentrations in bodily fluids, comprising: providing a sensing solution comprising a plurality of metal ions;introducing a bodily fluid sample from a subject into said sensing solution, wherein if glucose is present in said bodily fluid sample said glucose reduces said plurality of metal ions to form metal nanoparticles or increases a size of metal nanoparticle seeds if said metal nanoparticle seeds are also provided in said sensing solution;directing incident light at said sensing solution after said introducing;measuring at least one optically-based parameter responsive to said directing of said incident light, anddetermining a concentration of said glucose in said bodily fluid sample based on an amplitude of said optically-based parameter wherein a higher absorbance corresponds to a higher glucose concentration or a magnitude of a red wavelength shift of a peak absorption wavelength when said metal nanoparticle seeds are provided in said sensing solution and said optically-based parameter is wavelength, wherein a higher red wavelength shift corresponds to a higher glucose concentration. 2. The method of claim 1, wherein said optically-based parameter comprises absorbance, reflection, scattering or transmission of said incident light. 3. The method of claim 1, wherein said measuring comprises generating a spectrum. 4. The method of claim 1, wherein said bodily fluid sample comprises tear fluid. 5. The method of claim 1, further optionally comprising converting said concentration of glucose into a concentration of glucose in blood of said subject using a correlation relation between a glucose concentration in said bodily fluid sample and glucose concentration in said blood. 6. The method of claim 1, wherein said plurality of metal ions comprise gold ions. 7. The method of claim 1, wherein said sensing solution further comprises a promoter that promotes said glucose reducing said plurality of metal ions. 8. The method of claim 7, wherein said promoter comprises ammonium hydroxide. 9. The method of claim 1, wherein said sensing solution further comprises said metal nanoparticle seeds, said metal nanoparticle seeds comprising a plurality of anisotropic metal nanoparticles, and said optically-based parameter comprises said wavelength shift. 10. The method of claim 9, wherein said plurality of anisotropic metal nanoparticles have an aspect ratio of 1.2 to 1.8. 11. The method of claim 9, wherein said plurality of anisotropic metal nanoparticles comprise gold nanorods or nanoplates. 12. The method of claim 1, further comprising heating said sensing solution to a temperature of 50° C. to 100° C. 13. A glucose monitoring system, comprising: a sample cell;a sensing solution comprising a solution comprising a plurality of metal ions in said sample cell together with a bodily fluid sample from a subject, wherein if glucose is present in said bodily fluid sample said glucose reduces said plurality of metal ion... | The University of Central Florida Research Foundation, Inc. | G01N033/00
US20080077005 | A1 | 2008-03-27 | System and Method for Multimodality Breast Imaging | 2007-12-03 | An imaging acquisition assembly for acquiring images using electromagnetic radiation and an imaging station are provided for use in imaging a breast using both magnetic resonance imaging techniques and electromagnetic radiation techniques. The acquisition assembly includes an elevating platform to which an electromagnetic source and detector are mounted, rendering the source and detector selectively positionable around a breast for electromagnetic imaging such as XRM or PET. The source and detector can be mounted to a rotatable disk to allow for imaging the breast from various angles, and can also be offset from vertical to allow other imaging configurations. | 1. A method for acquiring breast images using magnetic resonance imaging and an ancillary imaging method based on detecting electromagnetic radiation, comprising the steps of: positioning a patient in a prone position on a patient support structure; immobilizing the patient's breast using an immobilization frame; moving the patient and the patient support structure into a magnetic resonance imaging system; acquiring a magnetic resonance image of the patient's breast; removing the patient and the patient support structure from the magnetic resonance imaging system; coupling a detector element for electromagnetic radiation to the patient support structure and adjacent the patient's breast; acquiring an electromagnetic radiation image of the breast; and co-registering the magnetic resonance image and the electromagnetic radiation image. 2. The method of claim 1, further comprising the step of rotating the immobilization frame and acquiring images of the breast from at least two angles. 3. An imaging station comprising: a patient bed including a patient support structure having an opening positioned to allow a breast of the patient to hang pendant through the opening; an immobilization frame coupled to the patient support for immobilizing and compressing the breast of the patient; a support component sized and dimensioned to receive the patient bed and including an upper surface for supporting the patient bed, and an opening provided in the support component defining an interventional volume for providing access to the breast of the patient in the immobilization frames from a plurality of angles; an elevatable platform provided in the interventional volume; and an imaging source and a detector component adapted to acquire electromagnetic images of the breast coupled to the elevatable platform, wherein when the patient bed is positioned on the upper surface of the support component with the patient support structure aligned over the interventional volume, the elevatable platform is selectively raised to position the imaging source and detector components on opposing sides of the breast in the immobilization frame, enabling acquisition of an electromagnetic image of the breast. 4. The imaging station of claim 3, further comprising a rotatable disk coupled to the elevatable platform. 5. The imaging station of claim 4, wherein the imaging source and the detector component are coupled to opposing sides of the rotatable disk, and the source and detector are rotatable to enable the acquisition of images from a plurality of angles. 6. The imaging station of claim 5, wherein the axis of rotation of the disk is selectively angled to provide at least one non-vertical angle of rotation. 7. The imaging station of claim 3, further comprising an RF coil element that is adapted to be selectively coupled to the immobilization frame for acquisition of MR images of the breast. 8. An image acquisition assembly for acquiring images using electromagnetic r... | - | A61B005/055
US07344541 | B2 | 2008-03-18 | Methods and apparatus for femoral and tibial resection | 2004-01-13 | Methods and apparatus for knee arthroplasty utilize components including an alignment device, a single medially or laterally located guidance device, and a cutting device for use in preparing the bones of a knee joint to receive knee arthroplasty implants. The alignment device is used to locate and orient the guidance device adjacent the medial or lateral side of a long bone of a knee joint. The cutting device is engaged with the guidance device and plunged across the end of the long bone to create a resected surface with respect to which a knee arthroplasty implant will be fixed. In one embodiment, the cutting tool guidance device extends less than about half way across the end of a long bone of a knee joint. | 1. A method for a knee arthroplasty procedure comprising: positioning at least one generally planar cutting guide surface that is adapted to interface with and guide a saw blade such that at least a portion of the at least one guide surface is positioned along one of a medial side or a lateral side and proximate an end of a long bone of a knee joint, the at least one guide surface also being positioned generally transverse to a long axis of the long bone with the portion of the at least one guide surface having a longer dimension generally along the at least one of the medial side or the lateral side and a shorter dimension generally transverse to the longer dimension;using a cutting tool having a saw blade with a cutting edge at a distal end of a long axis of the saw blade to create at least a portion of one resected surface on the end of the long bone by guiding the saw blade with at least the portion of the at least one guide surface and moving the saw blade in a direction along the long axis of the saw blade, the direction of the long axis of the saw blade being generally parallel to the shorter dimension; andimplanting a knee arthroplasty implant on the at least one resected surface. 2. The method of claim 1 wherein the long bone is the femur and the step of positioning the at least one planar guide surface is performed proximate a distal end of the femur. 3. The method of claim 2 wherein the step of using the cutting tool creates at least two resected surfaces, including a distal surface on the femur and an anterior surface on the femur. 4. The method of claim 1 wherein the long bone is a tibia and the step of positioning the at least one planar cutting guide surface is performed proximate a proximal end of the tibia. 5. A method for a knee implant procedure comprising: positioning at least one generally planar cutting guide surface that is adapted to interface with and guide a saw blade such that at least a portion of the at least one guide surface is positioned along one of a medial side or a lateral side and proximate an end of a long bone of a knee joint, the at least one guide surface also being positioned generally transverse to a long axis of the long bone with the portion of the at least one guide surface having a longer dimension generally along the at least one of the medial side or the lateral side and a shorter dimension generally transverse to the longer dimension;using a cutting tool having a saw blade with a cutting edge at a distal end of a long axis of the saw blade to create at least a portion of one resected surface proximate the end of the long bone by guiding the saw blade with at least the portion of the at least one guide surface and moving the saw blade in a direction along the long axis of the saw blade, the direction of the long axis of the saw blade being generally parallel to the shorter dimension; andimplanting a knee implant on the at least one resected surface,wherein the at least one guide surface include... | Hudson Surgical Design, Inc. | A61B017/58 A61B005/00
US07324842 | B2 | 2008-01-29 | Atlas and methods for segmentation and alignment of anatomical data | 2002-01-22 | The present invention provides an atlas comprising values representative of magnetic resonance properties of a magnetic resonance (MR) scan and optionally, prior probability data relating to tissue type. Further embodiments of the invention involve a system including an MR scanner and the atlas for use in alignment of an MR scan, such as a localizer scan, to obtain a specific geometry of the data acquired during a subsequent scan. Also, a system includes an MR scanner and the atlas for automatic segmentation of an MR scan. Methods of making and using the atlas and system are also provided. | 1. A method for obtaining information about a subject, comprising the steps of: providing a prior probability MRI based atlas having magnetic resonance data including tissue type prior probability derived from at least one other subject;processing with a processor information received from a magnetic resonance scanner pertaining to said subject, wherein said information includes data from a magnetic resonance scan;reading said atlas; anddetermining alignment of said magnetic resonance scan to obtain a specific geometry of a subsequent magnetic resonance scan. 2. The method of claim 1, further comprising the steps of: communicating alignment data from said processor to said scanner; andautomatically aligning said magnetic resonance scan to obtain said specific geometry of a subsequent magnetic resonance scan by the use of said alignment data. 3. The method of claim 1, wherein said step of providing a prior probability MRI based atlas having magnetic property values derived from at least one other subject involves data derived from a plurality of subjects. 4. A method of using a processor for obtaining information about a subject, comprising the steps of: providing magnetic property values from a magnetic resonance scannerpertaining to said subject;providing a prior probability MRI based atlas having at least two magnetic property values for at least one corresponding voxel derived from at least one other subject; andlabeling by said processor of tissue types of a tissue corresponding to said magnetic resonance property values pertaining to said subject by the use of said atlas having said magnetic resonance values derived from at least one other subject. 5. The method of claim 4, wherein said step of providing a prior probability MRI based atlas having magnetic property values derived from at least one other subject involves data derived from a plurality of other subjects. 6. A method for creating an a prior probability MRI based atlas, comprising the steps of: providing a first magnetic resonance modality volume pertaining to a subject and divided into voxels;correcting distortion of said first magnetic resonance modality volume;recording a magnetic property value in a node of said atlas corresponding to a voxel of said first magnetic modality volume;providing a second magnetic resonance modality volume pertaining to a second subject and divided into voxels;correcting distortion of said second magnetic resonance modality volume; andupdating said magnetic property data in said node of said atlas corresponding to a voxel of said second magnetic resonance modality volume. 7. The method of claim 6, wherein the step of correcting involves the correction of distortion caused by at least one of the group consisting of chemical shift, magnetic susceptibility, per-acquisition motion, gradients non-linearity, main magnetic field non-homogeneity, eddy currents, and Maxwell effects. 8. The method of claim 6, further comprising the steps of: providing ... | CorTechs Labs, Inc. | A61B005/00
US20080009718 | A1 | 2008-01-10 | Implements and methods for applying radiopaque markings | 2006-05-11 | A marking implement for making a radiopaque marking to facilitate a surgical procedure. A main body is formed of a composition adapted to be smeared onto a substrate when dragged along the substrate. The composition including a radiopaque component that is applied to the substrate in the smear. A method of facilitating a surgical procedure includes subjecting a target surgical site within a patient to x-ray exposure for visualization of the target surgical site, locating a position on the skin of the patient relative to the target surgical site; and marking the position on the skin using a marking implement having a main body formed of a composition adapted to be smeared onto the substrate when dragged along the substrate and which includes a radiopaque component. A method of facilitating a surgical procedure includes locating a position on the skin of a patient relative to a target surgical site within the patient, marking the position on the skin using a marking implement having a main body formed of a composition adapted to be smeared onto the substrate when dragged along the substrate and which includes a radiopaque component, and subjecting the target surgical site and the marked location to x-ray exposure to view the target surgical site and mark under x-ray. | 1. A marking implement for making a radiopaque marking to facilitate a surgical procedure, said implement comprising: a main body formed of a composition adapted to be smeared onto a substrate when dragged along the substrate, said composition including a radiopaque component. 2. The marking implement of claim 1, wherein said main body is self-contained so that said composition does not require a container or reservoir. 3. The marking implement of claim 1, wherein said main body is elongated. 4. The marking implement of claim 1, wherein said radiopaque element comprises metallic particles. 5. The marking implement of claim 4, wherein said metallic particles comprise steel or aluminum particles. 6. The marking implement of claim 1, further comprising a wrapping placed around said main body. 7. The marking implement of claim 1, wherein said composition further comprises a component that is visible to the human eye under visible light. 8. The marking implement of claim 1, wherein said composition, after being applied to a substrate, is erasable. 9. The marking implement of claim 1, wherein said composition is erasable with a dry surgical cloth. 10. The marking implement of claim 1, wherein said composition is a solid or highly viscous liquid that is shape retaining at room temperature under its own weight. 11. A method of facilitating a surgical procedure, said method comprising the steps of: subjecting a target surgical site within a patient to x-ray exposure for visualization of the target surgical site; locating a position on the skin of the patient relative to the target surgical site; and marking the position on the skin using the implement of claim 1. 12. The method of claim 11, wherein the location on the skin is aligned with the target surgical site. 13. The method of claim 11, wherein the mark on the position indicates a relative direction or angle along which to perform a surgical step. 14. The method of claim 11, further comprising visualizing the marked position under x-ray to make an incision in the skin. 15. The method of claim 11, further comprising visualizing the marked position under visible light to make an incision in the skin. 16. The method of claim 11, further comprising erasing the mark with a dry cloth to enable remarking without obfuscation by the mark made in claim 11. 17. A method of facilitating a surgical procedure, said method comprising the steps of: locating a position on the skin of a patient relative to a target surgical site within the patient; marking the position on the skin using the implement of claim 1; and subjecting the target surgical site and the marked location to x-ray exposure to view the target surgical site and mark under x-ray. 18. The method of claim 17, wherein the location on the skin is aligned with the target surgical site. 19. The method of claim 17, wherein the mark on the position indicates a relative direction or angle along which to perform a surgical... | - | A61B005/05
US20080027751 | A1 | 2008-01-31 | Medical product reservation, distribution and purchasing system and method | 2006-07-25 | A system and method for the reservation, distribution and purchasing of medical products is disclosed. More specifically, what is disclosed is a system and method of reserving and distributing pharmaceuticals, vaccines, medical devices and other medical supplies. The system and method disclosed herein is particularly applicable and useful in preparation for and during situations in which one or more medical products would be in short supply, such as during an epidemic, pandemic, or catastrophic events, such as natural disasters or man-made disasters. | 1. A method for providing a customer substantially guaranteed future access to a medical product upon demand, comprising: providing to a customer an array of possible medical products, wherein the customer is capable of selecting a medical product from the array;allowing the customer to place an order for the selected medical product, wherein the customer does not know at the time the order is placed when the customer will need the medical product;determining whether a prescription is required to dispense the medical product to the customer;verifying that the medical product will likely be available to the customer upon future request; andreserving the medical product for the customer upon receipt of the order and verification of the availability of the medical product. 2. The method of claim 1, further including notifying the customer if a prescription is required. 3. The method of claim 1, further including notifying the customer's physician if a prescription is required. 4. The method of claim 1, further including providing the customer with the option of requesting a physician. 5. The method of claim 4, further including assigning a physician to the customer upon request. 6. The method of claim 1, further including charging a fee when the customer places the order. 7. The method of claim 1, further including receiving a request from the customer to dispense the medical product to the customer. 8. The method of claim 7, further including determining at the time the request is received whether a prescription is required to dispense the medical product to the customer. 9. The method of claim 8, further including verifying that the customer has received a prescription for the medical product. 10. The method of claim 8, further including dispensing the medical product to the customer if no prescription is required. 11. The method of claim 9, further including dispensing the medical product to the customer upon verification that the customer has received a prescription. 12. The method of claim 7, further including charging a fee when the customer requests that the medical product be dispensed. 13. The method of claim 7, further including charging the customer a fee periodically between the time the customer places the order and the time the customer requests that the medical product be dispensed. 14. A method for providing a customer substantially guaranteed future access to a medical product upon demand, comprising: providing to a customer an array of possible medical products, wherein the customer is capable of selecting a medical product from the array;allowing the customer to place an order for the selected medical product, wherein the customer does not know at the time the order is placed if the customer will need the medical product;determining whether a prescription is required to dispense the medical product to the customer;verifying that the medical product will likely be available to the customer upon future request; andreser... | - | G06Q010/00 A61B005/00
US20080000801 | A1 | 2008-01-03 | Automated system, method, and kit for immediate treatment of acute medical condition | 2005-12-13 | A system, method, and kit for immediate and initial treatment of an acute medical condition. The system, method, and kit may be self-administered in the event of an acute medical condition. | 1. An emergency treatment kit for treating an acute medical condition comprising: at least one medication for treating an acute medical condition; a vital sign monitor that determines at least one of a blood pressure, a heart rate, and an oxygen saturation; an automated processing device coupled to the vital sign monitor wherein the automated processing device is capable of monitoring a patient's vital signs received from the vital sign monitor and giving at least one of an audio and a visual instruction for administering said at least one medication and recording administration of said at least one medication. 2. The emergency treatment kit of claim 1 wherein said automated processing device further comprises an automated communications system capable of placing an automatic call to at least one of “911” and a local emergency medical service. 3. The emergency treatment kit of claim 2 wherein said automated processing device further comprises a global positioning satellite system capable of automatically communicating a patient's location to an emergency response team. 4. The emergency treatment kit of claim 1 wherein said automated processing device further comprises an automatic timer capable of recording a date and time of the kit's use and wherein the automated processing device is capable of producing a treatment record timeline associated with the kit's use. 5. The emergency treatment kit of claim 1 wherein the treatment kit is used to treat acute myocardial infarction or its symptoms and said at least one medication in said kit includes at least one of an acetylsalicylic acid, a sublingual nitroglycerin, an anticoagulant, a beta-blocker, a calcium blocker, and an antiplatelet medication. 6. The emergency medical kit of claim 5 wherein said at least one medication includes an aspirin, a sublingual nitroglycerin, clopidrogel, and metoprolol. 7. A system for treating acute myocardial infarction or its symptoms comprising: a processor for receiving and processing inputted data; an automated blood pressure cuff and heart rate monitor coupled to the processor; at least one medication for administration to a patient experiencing acute myocardial infarction or its symptoms; input means for inputting administered medication data to the processor; a memory having an application program coupled to the processor for directing the storage and processing of inputted data; and a display device coupled to the processor and memory for displaying information and instructions derived from inputted data processed by the processor. 8. The system of claim 7 further comprising an automated communications device coupled to the processor for placing an automatic call to at least one of “911” and a local emergency medical service. 9. The system of claim 8 further comprising a global positioning satellite system coupled to the processor for automatically communicating a location of the patient to an emergency response team. 10. The system of clai... | - | A61F017/00 A61B005/04
US20080015451 | A1 | 2008-01-17 | Method and Apparatus for Continuous Assessment of a Cardiovascular Parameter Using the Arterial Pulse Pressure Propagation Time and Waveform | 2007-07-06 | A method and apparatus for determining a cardiovascular parameter including receiving an input signal corresponding to an arterial blood pressure measurement over an interval that covers at least one cardiac cycle, determining a propagation time of the input signal, determining at least one statistical moment of the input signal, and determining an estimate of the cardiovascular parameter using the propagation time and the at least one statistical moment. | 1. A method for determining a cardiovascular parameter comprising: receiving an input signal corresponding to an arterial blood pressure measurement over an interval that covers at least one cardiac cycle;determining a propagation time of the input signal; anddetermining an estimate of the cardiovascular parameter using the propagation time. 2. The method as defined in claim 1 further comprising determining at least one statistical moment of the input signal. 3. The method as defined in claim 2 wherein the step of determining an estimate of the cardiovascular parameter using the propagation time includes determining an estimate of the cardiovascular parameter using the at least one statistical moment. 4. The method as defined in claim 2 wherein the at least one statistical moment of the input signal is selected from a group consisting of a standard deviation of the input signal and a statistical moment having an order greater than two, the kurtosis of the input signal and the skeweness of the input signal. 5. The method as defined in claim 1 wherein the cardiovascular parameter is selected from a group consisting of arterial compliance, vascular resistance, cardiac output and stroke volume. 6. The method as defined in claim 1 wherein the step of determining a propagation time of the input signal includes determining a transit time between a reference signal detected near a heart of a subject and a peripheral arterial signal detected near an artery of the subject. 7. The method as defined in claim 6 wherein the reference signal is selected from a group consisting of an electrocardiogram measurement, a central aortic pressure measurement, a transthoracic bioimpedance measurement and a Doppler ultrasound blood velocity measurement. 8. The method as defined in claim 6 wherein the peripheral arterial signal is selected from a group consisting of an arterial blood pressure measurement, an optical oximetry measurement that measures the oxygen saturation of the blood of the subject, a peripheral bioimpedance measurement and a Doppler ultrasound blood velocity measurement. 9. The method as defined in claim 1 wherein determining an estimate of the cardiovascular parameter using the propagation time also includes using a standard deviation of the input signal to determine an estimate of the cardiovascular parameter. 10. The method as defined in claim 1 further comprising receiving all anthropometric parameter of the subject. 11. The method as defined in claim 10 wherein determining an estimate of the cardiovascular parameter using the propagation time also includes using the anthropometric parameter to determine an estimate of the cardiovascular parameter. 12. The method as defined in claim 10 further comprising estimating an arterial compliance value using the propagation time, and the anithropometric parameter. 13. The method as defined in claim 12 further comprising estimating a stroke volume using the arterial compliance value and a standard... | - | A61B005/02
US20080033257 | A1 | 2008-02-07 | COMMUNICATION SYSTEM FOR CAPSULE TYPE MEDICAL APPARATUS, CAPSULE TYPE MEDICAL APPARATUS, AND INFORMATION RECEIVER | 2007-10-09 | A capsule type medical apparatus communication system of the present invention includes a capsule type medical apparatus and an information receiver, and the capsule type medical apparatus transmits towards the information receiver a communication confirmation signal which confirms the state of communication with the information receiver, while the information receiver, when it has received the communication confirmation signal, transmits a communication authorization signal which authorizes the capsule type medical apparatus to perform communication; and the capsule type medical apparatus includes a communication control device which transmits the information when it has received the communication authorization signal. | 1. A capsule type medical apparatus, comprising, in a container which is introduced to within a living body: an acquisition means which acquires information about the interior of the living body; a signal transmission means which transmits the information which has been acquired by the acquisition means to outside the living body; a sensor which detects information which specifies the position and/or the attitude of the container within the living body; an inference means which infers the state of communication with outside the living body based upon the information which has been detected by the sensor; and a signal transmission control means which controls the signal transmission means, based upon the results of inference by this inference means. 2. The capsule type medical apparatus according to claim 1, wherein the sensor is a magnetic sensor which detects magnetic direction. 3. The capsule type medical apparatus according to claim 1, wherein the sensor is a gyro which detects the orientation of the container. 4. The capsule type medical apparatus according to claim 1, wherein the sensor is a gravity sensor which detects the direction of gravity. 5. The capsule type medical apparatus according to claim 1, wherein the sensor is a luminance sensor which detects the luminance within the living body. 6. The capsule type medical apparatus according to claim 1, wherein the sensor is a pH sensor which detects the pH value within the living body. 7. A capsule type medical apparatus communication system, comprising: the capsule type medical apparatus according to claim 1; and an antenna external to the living body, which is disposed outside the living body, and which, along with transmitting a radio wave towards within the living body, also receives the information which is transmitted from the signal transmission means, wherein the sensor is a signal reception antenna which receives the radio wave which is transmitted from the antenna external to the living body. 8. A capsule type medical apparatus communication system, comprising: the capsule type medical apparatus according to claim 1;an antenna external to the living body, which is disposed outside the living body, and which receives the information which is transmitted from the signal transmission means; and an energy wave transmission means which is disposes in the vicinity of the antenna external to the living body, and which transmits an energy wave towards within the living body, wherein: the sensor is an energy wave reception means which receives the energy wave which has been transmitted from the energy wave transmission means; and the signal transmission means performs signal transmission using electrical power which has been converted from the energy wave. 9. A capsule type medical apparatus communication system, comprising: the capsule type medical apparatus according to claim 2;an antenna external to the living body, which is disposed outside the living body, and whi... | OLYMPUS CORPORATION | A61B005/00
US07467002 | B2 | 2008-12-16 | Sine saturation transform | 2007-08-20 | A transform for determining a physiological measurement is disclosed. The transform determines a basis function index from a physiological signal obtained through a physiological sensor. A basis function waveform is generated based on basis function index. The basis function waveform is then used to determine an optimized basis function waveform. The optimized basis function waveform is used to calculate a physiological measurement. | 1. A method for filtering a physiological signal to improve a calculation of a pulse rate, the method comprising: obtaining within a patient monitor a signal indicative of pulse rate information of a patient being monitored;obtaining an initial frequency estimate of a pulse rate of the patient with a processor;combining at least one sinusoidal waveform with said signal to produce a predetermined response; andsignal component processing the combined signal with the processor to determine said pulse rate. 2. The method of claim 1, comprising generating one or more sinusoidal waves as the at least one sinusoidal waveform. 3. The method of claim 2, comprising individually canceling the generated sinusoidal waves from the signal. 4. The method of claim 1, wherein said signal component processing includes determining a frequency corresponding to the sinusoidal waveform which produces an extrema. 5. The method of claim 1, comprising segmenting the signal into at least one pulse rate cycle. 6. The method of claim 4, wherein the extrema comprises a minima. 7. The method of claim 1, wherein said signal component processing includes determining an oxygen saturation. 8. A signal component processor capable of determining a pulse rate of a patient being monitored, the processor comprising: at least one input capable of receiving a signal indicative of pulse rate information of a patient being monitored; anda frequency calculator configured to determine an initial frequency estimate of a pulse rate of the patient, configured to combine at least one sinusoidal waveform with said signal to produce a predetermined response, and configured to component process the combined signal to determine said pulse rate. 9. The processor of claim 8, wherein the frequency calculator is further configured to generate one or more sinusoidal waves as the at least one sinusoidal waveform. 10. The processor of claim 9, wherein the frequency calculator is further configured to individually cancel the generated sinusoidal waves from the signal. 11. The processor of claim 8, wherein the frequency calculator is further configured to determine a frequency corresponding to the sinusoidal waveform which produces an extrema. 12. The processor of claim 11, wherein the extrema comprises a minima. 13. The processor of claim 8, wherein the frequency calculator is further configured to segment the signal into at least one pulse rate cycle. 14. The processor of claim 8, comprising a saturation calculator configured to process said at least one input signal using said pulse rate to determine an oxygen saturation of the patient. | Masimo Corporation | A61B005/145
US07343187 | B2 | 2008-03-11 | Blind source separation of pulse oximetry signals | 2005-12-27 | A method and apparatus for the application of Blind Source Separation (BSS), specifically independent Component Analysis (ICA) to mixture signals obtained by a pulse oximeter sensor. In pulse oximetry, the signals measured at different wavelengths represent the mixture signals, while the plethysmographic signal, motion artifact, respiratory artifact and instrumental noise represent the source components. The BSS is carried out by a two-step method including an ICA. In the first step, the method uses Principal Component Analysis (PCA) as a preprocessing step, and the Principal Components are then used to derive sat and the Independent Components, where the Independent Components are determined in a second step. In one embodiment, the independent components are obtained by high-order decorrelation of the principal components, achieved by maximizing the sum of the squares of the higher-order cumulants of the plurality of mixture signals. | 1. A computer useable medium having computer readable code, the computer readable code comprising: code configured to process a plurality of signals to obtain a plurality of principal components, wherein the plurality of signals corresponds to sensed optical energies from a plurality of wavelengths and wherein each of the plurality of signals comprises a source component corresponding to a physiological parameter and an interference component;code configured to process the plurality of principal components to obtain a plurality of independent components, wherein a matrix of the plurality of signals corresponds to a matrix product of a matrix of the plurality of independent components and a matrix of mixing coefficients, and wherein the code configured to process the plurality of principal components comprisescode configured to separate the source component from the interference component; andcode configured to obtain a ratio of mixing coefficients from the matrix of mixing coefficients, wherein the ratio corresponds to a ratio of modulation ratios of red to infrared wavelengths of the plurality of wavelengths; andcode configured to extract a first measure of the physiological parameter corresponding to the source component from one of the plurality of independent components. 2. The medium of claim 1 wherein the physiological parameter comprises oxygen saturation of a person's blood. 3. The medium of claim 1 wherein the plurality of signals corresponds to the time derivative of the sensed optical energies from the plurality of wavelengths. 4. The medium of claim 1 wherein the interference component comprises signal components caused by motion, respiratory artifact, ambient light, optical scattering, or other interference between a tissue location being sensed and a sensor, or any combination thereof. 5. The medium of claim 1 wherein the code configured to process the plurality of signals comprises: code configured to decorrelate the plurality of signals by minimizing a cross-correlation of the plurality of signals to obtain a plurality of decorrelated signals; andcode configured to normalize the plurality of decorrelated signals to obtain the plurality of principal components. 6. The medium of claim 1 wherein the code configured to process the plurality of signals comprises code configured to decorrelate the plurality of signals by singular-value decomposition of the plurality of signals to obtain the plurality of principal components. 7. The medium of claim 1 wherein the code configured to process the plurality of signals comprises code configured to decorrelate the plurality of signals by multiplying the plurality of signals by the inverse square root of the covariance matrix of the plurality of signals to obtain the plurality of principal components. 8. The medium of claim 1 wherein the code configured to process the plurality of principal components comprises code configured to perform successive transformations to simultaneously minimi... | Nellcor Puritan Bennett LLC | A61B005/00
US07712373 | B2 | 2010-05-11 | Sensor device for real-time monitoring or relative movement using capacitive fabric sensors | 2007-03-02 | A capacitive sensor device, including electrode materials carried by fabric substrates, is provided for monitoring relative movement of an expanding and/or contracting structure, such as the mammalian chest and/or torso, corresponding to a performance parameter related, for example, to respiratory function. Some embodiments include non-woven fabric substrates comprising compliant portions configured to stretch only in a selected direction and non-compliant portions upon which electrode materials are disposed. In some embodiments, layers of fabric substrates, carrying corresponding first and second electrode materials, are configured to cooperate to form a parallel plate capacitive sensor having a variable capacitance corresponding to a relative motion of the fabric substrates. | 1. A strain-sensing device adapted to be operably engaged with a stretching or shrinking structure for assessing the movement thereof, the strain-sensing device comprising a first fabric substrate comprising a first non-compliant portion and a first compliant portion that is positioned to stretch only in a selected direction;a second fabric substrate disposed substantially parallel to the first fabric substrate, the second fabric substrate comprising a second non-compliant portion and a second compliant portion that is positioned to stretch only in the selected direction;a first electrode material disposed on the first non-compliant portion; anda second electrode material disposed on the second non-compliant portion such that the first electrode material and the second electrode material are positioned to cooperate to have an area of overlap that forms a parallel plate capacitive sensor having a variable capacitance corresponding to changes in the area of overlap of the first and second electrode materials that results from relative motion of the first fabric substrate and the second fabric substrate as the structure stretches or shrinks. 2. A strain-sensing device according to claim 1, wherein the first electrode material and the second electrode material comprise first H-shape and a second H-shape, each of the first and second H-shapes comprising: at least a pair of vertical bars extending substantially perpendicularly to the selected direction, the vertical bars including a width and a height; andat least one horizontal bar extending substantially parallel to the selected direction, the horizontal bar including a width and a height. 3. A strain-sensing device according to claim 2, wherein the height of the vertical bars and the height of the horizontal bars of the first H-shape is greater than the corresponding height of the vertical bars and the height of the horizontal bars of the second H-shape such that the variable capacitance is variable in a substantially linear relationship to the relative motion of the first fabric substrate and the second fabric substrate as the structure stretches. 4. A strain-sensing device according to claim 2, wherein the width of the vertical bars is equivalent to a change in a length of the first and second compliant portions when stretched completely in the selected direction. 5. A strain-sensing device according to claim 1, wherein first electrode material comprises a first electrode portion and a second electrode portion such that the second electrode material, the first electrode portion, and the second electrode portion are positioned to cooperate to form a differential capacitive sensor having a variable capacitance established between the second electrode material and at least one of the first electrode portion and the second electrode portion corresponding to the relative motion of the first fabric substrate and the second fabric substrate as the structure being measured stretches or shrinks. 6. A ... | - | G01B007/16
US07328066 | B1 | 2008-02-05 | Implantable cardiac stimulation device, system and method that identifies and prevents impending arrhythmias of the atria | 2003-03-28 | An implantable cardiac stimulation device includes a system that identifies and prevents the occurrence of impending atrial arrhythmias. A sensing circuit senses atrial activity of a patient's heart to provide an atrial activity signal. A processor compares the atrial activity signal to a predetermined standard indicative of an impending accelerated atrial arrhythmia to identify an impending accelerated atrial arrhythmia. A therapy circuit provides accelerated atrial arrhythmic preventive therapy to the patient when an impending accelerated atrial arrhythmia is identified. Data associated with the identification and therapy delivery is stored in a memory. | 1. In a cardiac stimulation device, a system that identifies an impending atrial arrhythmia in a patient, the system comprising: a sensing circuit that senses atrial activity of a patient's heart including atrial T waves and provides corresponding atrial activity signals;memory that stores sensed atrial activity signals;a processor programmed to: detect accelerated atrial arrhythmias based on one or more atrial activity signal;upon detection of an accelerated atrial arrhythmia, create a template corresponding to the detected accelerated atrial arrhythmia using a feature of the atrial T waves included in a plurality of stored atrial activity signals sensed just prior to the detected accelerated atrial arrhythmia; andsubsequent to template creation, compare at least one characteristic of a sensed atrial T wave to the template to identify an impending accelerated atrial arrhythmia; anda therapy circuit that is responsive to the processor identifying an impending accelerated atrial arrhythmia to provide atrial arrhythmia preventive therapy to the patient. 2. The system of claim 1 wherein the processor identifies an impending accelerated atrial arrhythmia when the at least one characteristic of the atrial T wave falls within the template. 3. The system of claim 1 wherein the processor is programmed to determine whether an atrial activity signal is an intrinsic signal or a paced signal and to create a first template corresponding to the atrial T waves included in intrinsic atrial activity and a second template corresponding to the atrial T waves included in paced atrial activity. 4. The system of claim 3 wherein the processor is programmed to classify the subsequently sensed atrial T wave as one of intrinsic activity or paced activity and to compare the sensed atrial T wave with a corresponding one of the first and second templates. 5. The system of claim 1 wherein the therapy circuit is arranged to provide high rate atrial pacing preventive therapy. 6. The system of claim 1 wherein the therapy circuit is arranged to provide high rate atrial pacing therapy to multiple atrial sites. 7. The system of claim 1 wherein the therapy circuit is arranged to provide stimulation pulses to extra-cardiac tissue. 8. The system of claim 1 wherein the therapy circuit is arranged to provide stimulation pulses to at least one of the stellate ganglia, the parasympathetic ganglia, and the central nervous system of the patient. 9. The system of claim 1 wherein the memory stores data associated with the impending accelerated atrial arrhythmia identification wherein the data includes time and date of each identification. 10. The system of claim 1 wherein the memory stores data associated with preventative therapy wherein the data includes duration of therapy. 11. The system of claim 1 wherein the memory stores data associated with the impending accelerated atrial arrhythmia identification wherein the data includes time between identification. 12. The system of cla... | Pacesetter, Inc. | A61N001/08 A61B005/0456 A61B005/0472
US20080064963 | A1 | 2008-03-13 | Device For Detecting The Gravity Of An Illness | 2005-04-27 | The device is used to detect the gravity of an illness of a living being and the method is used to control the corresponding detection device. At least one sensor (1) for non-invasive measurement of at least one signal dependent upon the autonomous regulation of the cardiovascular system of the living being is connected to an evaluation device (2). The evaluation device (2) is provided with a calculation unit (4) for converting the signal into a state parameter. The evaluation unit also has an index determining device (6) for determining at least one cumulative system parameter. A comparison device (8) that analyses the index while considering other parameters of the living being is connected to an output device (9) for generating the detected gravity of the illness. | 1. A device for determining the severity of an illness, wherein at least one sensor for the noninvasive measurement of at least one signal that is dependent on the autonomic regulation of the cardiovascular system of a person is connected to an evaluation device, where the evaluation device has a calculation unit for converting the signal to a state parameter as well as an index-determining device for determining at least one cumulative system parameter, and where a comparison device that analyzes the index by considering other parameters of the person is connected to an output device for the determined severity of the illness. 2. A device in accordance with claim 1, wherein the sensor (1) is connected with a first memory unit (3) for storing a detected measuring signal. 3. A device in accordance with claim 1, wherein the calculation unit (4) is connected with a second memory unit (5) for storing the determined state parameter. 4. A device in accordance with 3, claim 1, wherein the index-determining device (6) has a variance analyzer for analyzing the variance of the state parameter with respect to time. 5. A device in accordance with claim 1, wherein the index-determining device (6) is provided with a third memory unit (7) for storing the calculated index. 6. A method for controlling a detection device for evaluating the severity of an illness, wherein at least one signal that is dependent on the autonomic regulation of the cardiovascular system of a person is detected by a noninvasive measurement and analyzed in an evaluation device, where the evaluation unit converts the signal to a state parameter and determines an index, which is assigned to a cumulative system parameter, where the index is compared with other parameters of the person, by means of which the severity of the illness is determined, and where the determined characteristic value for characterizing the severity of the illness is output by the evaluation device. 7. A method in accordance with claim 6, wherein the amplitude variation of the measuring signal is evaluated. 8. A method in accordance with claim 6, wherein a slope of the measuring signal is evaluated. 9. A method in accordance with claim 6, wherein a frequency of the measuring signal is evaluated. 10. A method in accordance with claim 6, wherein an intensity of variation of the measuring signal is evaluated. 11. A method in accordance with claim 6, wherein a pattern recognition is carried out. 12. A method in accordance with claim 6, wherein an EEG signal is evaluated. 13. Amended) A method in accordance with claim 6, wherein an ECG signal is evaluated. 14. A method in accordance with claim 6, wherein the oxygen saturation of the blood is evaluated. 15. A method in accordance with claim 6, wherein the respiratory pattern is evaluated. 16. A method in accordance with claim 6, wherein the optical density of at least one body region is evaluated. 17. A method in accordance with claim 6, where... | - | A61B005/02
US07766847 | B2 | 2010-08-03 | Puncturing device | 2007-08-25 | A puncturing device for generating a puncture wound to sample a body fluid is provided and comprises a press-on part or contact element to be pressed against a body part to generate a puncture, a test sensor for measuring a test parameter value, and an analytical unit for determining whether the value of the measured test parameter satisfies a predefined minimum requirement for successful sampling. In one embodiment, the value of the test parameter is monitored during a waiting period by the test sensor once the value satisfies the predefined minimum requirement. After the waiting period has elapsed, so long as the values of the test parameter monitored during the waiting period are in a range of values that predicts sampling to be successful, the analytical unit initiates a puncture. | 1. A puncturing device for generating a puncture in a body part for sampling a body fluid, comprising: a housing having a contact element adapted to be pressed against a body part;a sensor for detecting a test parameter;an analytical unit disposed in the housing and in communication with the sensor, the analytical unit determining whether the detected test parameter meets a test condition and initiating a waiting period that begins when the test parameter meets the test condition, the analytical unit determining whether to trigger the puncturing operation at the end of the waiting period; anda signaling unit that generates a user-recognizable optical, acoustic or vibratory signal indicating elapsed time of the waiting period;wherein the sensor monitors the test parameter during the waiting period and the analytical unit determines whether the test parameter falls within a predefined range during the waiting period, further wherein the analytical unit initiates the puncturing operation at the end of the waiting period if the test parameter falls within the predefined range during the waiting period. 2. The puncturing device of claim 1, further comprising a spring that compresses when the contact element presses against the body part, wherein the contact element moves relative to the housing. 3. The puncturing device of claim 2, wherein the sensor comprises a pressure sensor that detects pressure exerted on the contact element. 4. The puncturing device of claim 1, wherein the waiting period is at least 0.5 seconds. 5. The puncturing device of claim 1, further comprising an operating element that allows a user to adjust the waiting period. 6. The puncturing device of claim 5, wherein the operating element is configured to allow a user to set the test condition. 7. The puncturing device of claim 1, further comprising a signaling unit indicates whether the test parameter meets the test condition. 8. The puncturing device of claim 1, further comprising a measuring unit disposed in the housing and configured to test a body fluid sample. 9. The puncturing device of claim 1, further comprising a manually actuated element to trigger a puncture. 10. The puncturing device of claim 1, wherein the test sensor comprises a pressure sensor and the test parameter comprises pressure exerted on the contact element, further wherein the analytical unit initiates the puncturing operation at the end of the waiting period if the pressure exerted on the contact element remains within a predefined range of values during the waiting period. 11. A puncturing device for generating a puncture in a body part for sampling a body fluid, comprising: a housing having a contact element adapted to be pressed against a body part;a sensor for detecting a test parameter;an analytical unit disposed in the housing and in communication with the sensor, the analytical unit determining whether the detected test parameter meets a test condition and initiating a waiting period that b... | Roche Diagnostics Operations, Inc. | A61B005/00 A61B017/14 A61B017/32 A61B017/34 A65D081/00
US07774039 | B2 | 2010-08-10 | Multi-bend steerable mapping catheter | 2006-09-05 | An electrophysiology catheter introduced through the groin and inferior vena cava into the right side of the heart comprises an elongate flexible shaft having a steerable distal section and a prolapsing section located proximally of the distal section. The distal section is inserted into the coronary sinus and a back-steering force is applied to the catheter to anchor the distal section therein, after which the catheter is further advanced to prolapse the prolapsing section against the high right atrium. Electrical pathways in both the coronary sinus and the high right atrium are mapped using respective electrode pairs carried on the distal and prolapsing sections of the catheter. | 1. An electrophysiology catheter, comprising: an elongate flexible shaft having a steerable distal section, a prolapsing section located proximally of the distal section, with a soft outer tube extending from a proximal end of the prolapsing section to a distal end of the steerable distal section, the flexible shaft defining an inner lumen;a first plurality of electrodes carried on the steerable distal section;a second plurality of electrodes carried on the prolapsing section; anda flexible inner compression coil extending through the inner lumen of the flexible shaft, wherein a distal portion of the compression coil extends at least partially through the prolapsing section. 2. The catheter of claim 1, wherein the catheter is a diagnostic catheter, and wherein the first and second pluralities of electrodes each comprise respective mapping electrode pairs. 3. The catheter of claim 1, wherein the distal section may be steered bi-directionally about a resilient center support member positioned-in an interior of the distal section. 4. The catheter of claim 1, wherein the elongate flexible shaft further has a main body section located proximally of the prolapsing section, and wherein the elongate shaft comprises a reinforcing braid embedded in the soft outer tube. 5. The catheter of claim 4, wherein the elongate flexible shaft has a transition region between the main body section and the prolapsing section in which the embedded braid terminates, and through which the inner compression coil extends. 6. The catheter of claim 4, wherein a cross-sectional shape of the compression coil changes from substantially circular in the main body section to substantially oval or flattened in prolapsing section. 7. The catheter of claim 6, wherein the distal section may be steered bi-directionally about a resilient center support member positioned in an interior of the distal section. 8. The catheter of claim 1, wherein the compression coil extends through the prolapsing section into the steerable distal section. 9. The catheter of claim 1, wherein the second pair of electrodes overlies the compression coil. 10. The catheter of claim 1, further comprising a plurality of steering wires disposed in a lumen of the compression coil, wherein the compression coil constrains the steering wires radially in the prolapsing section. 11. A method of mapping conductive pathways in a patient's heart tissue using the catheter of claim 1, comprising: inserting the catheter through an access location in or proximate to the patient's groin and into the patient's venous system;advancing the catheter through the patient's inferior vena cava and into the patient's right atrium;directing a steerable distal section into the patient's coronary sinus; andfurther advancing the catheter to cause the prolapsing section to prolapse against the patient's high right atrium. 12. The method of claim 11, further comprising applying a back-steering force to the catheter to thereby anchor t... | Boston Scientific Scimed, Inc. | A61B005/04
US07315756 | B2 | 2008-01-01 | Multi-slice double inversion-recovery black-blood imaging with simultaneous slice re-inversion | 2004-02-27 | A multi-slice double inversion recovery (DIR) pulse sequence with read out of a signal for imaging successive slices implemented on a magnetic resonance image scanner. In the method, when the DIR pulse sequence is applied before imaging each slice, a slab-selective inversion re-inverts the entire slab that includes all of the slices. All slices are imaged within a predefined repetition time (TR). The number, N, of slices acquired per TR controls the inversion time to execute the read out of the signal for imaging each slice at a zero-crossing point of blood. In a test, multi-slice DIR images of carotid arteries were obtained with N ranging from 2-8, for four subjects. The results were compared with those for both standard single-slice DIR, and inflow saturation techniques. Multi-slice DIR with N=2-6 provided blood flow suppression in carotid arteries similar to that of single-slice DIR, and significantly better than inflow saturation. | 1. A method for suppressing a contribution from flowing blood to a signal used for magnetic resonance imaging (MRI) of each of a plurality of slices at a site in a patient, within a predefined repetition time, comprising the steps of: (a) applying one of a non-selective inversion radio frequency (RF) pulse and a selective inversion RF pulse, followed by the other of the non-selective inversion RF pulse and the selective inversion RF pulse, said selective inversion RF pulse simultaneously inverting a magnetization for all of the plurality of slices to be imaged at the site within the predefined repetition time;(b) next, waiting a predefined inversion time calculated as a function of a number of slices to be imaged at the site within the predefined repetition time, wherein the predefined inversion time is determined so that each application of a sequence of RF pulses and magnetic field gradient pulses to read out a signal for imaging each successive selected single slice from the plurality of slices occurs at a time when magnetization of the flowing blood is substantially zero, wherein the signal for imaging each successive selected slice is acquired while the magnetization of the flowing blood is substantially zero for said slice;(c) next, executing the sequence of RF pulses and magnetic field gradient pulses to read out the signal for imaging and displaying a selected single slice from the plurality of slices;(d) then, waiting a predefined delay time calculated as a function of the number of slices to be imaged; and(e) repeating steps (a)-(d) in order to image and display each of the plurality of slices in succession, within the predefined repetition time, thereby enabling a clear visual evaluation of anatomic structures and pathologic tissues of interest in each of the selected single slices for diagnostic purposes, since each successive selected single slice is imaged while the magnetization of the flowing blood is substantially zero. 2. The method of claim 1, further comprising the step of storing the signal read out for each successive slice to enable a discrete image of each successive slice to be displayed. 3. The method of claim 1, wherein the predefined delay time is determined so that the sequence of RF pulses and magnetic field gradient pulses are applied to read out the signal for imaging each selected single slice at a time when magnetization of the flowing blood is substantially zero. 4. The method of claim 1, wherein the sequence of RF pulses and magnetic field gradient pulses executed to read out the signal for imaging comprises a fast spin-echo sequence. 5. The method of claim 1, wherein said selective inversion RF pulse and said non-selective inversion RF pulse are adiabatic inversion RF pulses. 6. The method of claim 1, wherein said non-selective inversion RF pulse is a rectangular pulse. 7. The method of claim 1, wherein step (c) begins in synchronization with a selected phase of a cardiac cycle of the patient. 8. The me... | University of Washington | A61B005/05
US07336987 | B2 | 2008-02-26 | Method and apparatus for rapid, non-contact measurement of the core temperature of animals and humans | 2003-01-24 | A method and apparatus for measuring the core temperature of an animal or human. Emissions from the eyeball are detected, at one or more wavelengths selected on the basis of various factors, including the ability of that wavelength to reach the interior of the eyeball. An illumination marker shines a spot of light on the eyeball, such that the spot corresponds to the area from which emissions are being detected. | 1. A device for measuring the core temperature of a subject animal or human, comprising: a non-contact sensor unit for non-contact sensing of thermal emissions only from the eye of the subject, the sensor unit having a filter operable to permit only selected wavelengths of the thermal emissions to be detected, and having a detector operable to detect selected wavelengths of the thermal emissions and to generate an electrical signal corresponding to the intensity of the thermal emissions;wherein the selected wavelengths are emitted from a particular depth within the eyeball;an amplifier unit for amplifying the electrical signal from the sensor-and for producing an amplified electrical signal;a data processing unit for converting the amplified signal to raw temperature data and for determining core temperature data based on the raw temperature data; anda display for displaying the core temperature data of the subject. 2. The device of claim 1, wherein the sensor unit detects only near infrared emissions. 3. The device of claim 1, wherein the sensor unit detects millimeter wavelength emissions. 4. The device of claim 1, wherein the sensor unit detects micrometer wavelength emissions. 5. The device of claim 1, wherein the sensor unit detects more than one central wavelength. 6. The device of claim 1, wherein the sensor unit has a single light path for a single central wavelength. 7. The device of claim 1, wherein the sensor unit has more than one light path for detecting more than one central wavelength. 8. The device of claim 1, further comprising a calibration unit for delivering calibration data to the data processing unit. 9. The device of claim 1, further comprising a temperature sensor for measuring the temperature of the device. 10. The device of claim 1, further comprising a light shield for shielding the sensor unit from thermal emissions unrelated to emissions from the eye. 11. The device of claim 1, further comprising an illumination marker operable to emit a beam of visible light corresponding to a receiving area of the sensor unit. 12. The device of claim 1, further comprising an identification sensor for detecting an identification code associated with the subject. 13. The device of claim 1, wherein the filter passes wavelengths from 1000-2500 nanometers. 14. The device of claim 1, wherein the filter passes wavelengths from 1600-1800 nanometers. 15. The device of claim 1, wherein the filter passes wavelengths from 2150-2350 nanometers. 16. The device of claim 1, wherein the filter passes wavelengths from 1600-1800 and 2150-2350 nanometers. 17. The device of claim 1, wherein the sensor is operable to detect thermal emissions from a first bandwidth and a second bandwidth, wherein the first bandwidth may be wider than the second bandwidth or centered on a different wavelength, or both; and wherein the data processing unit is further operable to compare the detected amplitude of the signal from the first bandwidth to the amp... | - | A61B005/01
US07772965 | B2 | 2010-08-10 | Remote wellness monitoring system with universally accessible interface | 2007-08-07 | A remote wellness monitoring system with universally accessible interface consists of an apparatus or home appliance unit running an embedded software program connected to a server computer via a phone line or high-speed internet. At home, the apparatus communicates with an optional set of medical health monitoring devices using wired or wireless communications methods in order to perform wellness measurements. Embodiments of the invention provide a novel user interface on the home appliance to make the system accessible to people with disabilities. The simple user interface is designed to be accessible to people who are blind or deaf or people who cannot use their hands and require an alternative interface device such as a sip & puff controller. The home unit can further monitor wellness activity of the care recipient by pegging the number of times the care recipient passes by an infra-red motion sensor. | 1. A method for detecting human activity and providing time-stamp measurements but preventing false detections of pets, the method comprising the steps of: during a statistical observation phase: utilizing a monitoring device in proximity with a monitored human object, detecting motion and measuring motion velocity of the human object using a passive infra-red motion detector within the monitoring device for a minimum of P occurrences, where P is greater than 1, and wherein the passive infra-red motion detector only detects human sized thermal profiles, thereby detecting human-only motion;learning the motion speed of the human object by averaging the P measured motion occurrences and calculating a set of object detection thresholds based on this average;storing these object detection thresholds into a memory storage device within the monitoring device;utilizing the monitoring device, detecting subsequent human-only motion occurrences using the passive infra-red motion detector that fall within the above the set of object detection thresholds and capturing the time of day of such occurrence;a processor within the monitoring device performing statistical processing of these subsequent human-only motion occurrences over an initial statistical observation phase to determine counts of motion activity of the human-only object over a unit interval of time, less than or equal to an hour, and for every such interval within a twenty-four hour day;using the statistically processed occurrences from the statistical observation phase to define thresholds of normal activity for each of the unit intervals;during an operational period subsequent to the statistical processing phase: utilizing the monitoring device, detecting subsequent human-only motion occurrences after the initial statistical processing phase, that fall within the object detection thresholds above and counting these occurrences for every unit interval;the processor within the monitoring device performing decision making of normalcy by comparing the counts for each unit interval and comparing those to the levels computed during the statistical observation phase for each unit interval to determine user-defined normal, subnormal or no-activity status for the given interval for the current day and sounding an alert through a speaker of the monitoring device; andthe processor within the monitoring device updating statistics by continuing to perform statistical processing of these motion counts for each unit interval to ensure that over time, the normal activity thresholds are statistically appropriate and if necessary updating the normal activity thresholds. 2. The method of claim 1, wherein during the statistical observation phase, further comprising the step of the processor within the monitoring device computing a mean and standard deviation for the observed counts for the given interval and setting an arbitrary threshold count for the given interval as a mathematical function of the mean and the... | - | G08B005/22
US07976471 | B2 | 2011-07-12 | Method and apparatus for control of non-invasive parameter measurements | 2007-11-05 | Improved methods and apparatus for non-invasively assessing one or more parameters associated with fluidic systems such as the circulatory system of a living organism, when such parameters are potentially affected by other concurrent events. In one exemplary embodiment, apparatus and methods for compensating for occlusive events (e.g., pressure cuff inflation) occurring ipsilateral to the location of parameter measurement are disclosed. Upon passive detection of signal degradation resulting from the event, the apparatus selectively enters a “wait state” wherein further processing of the hemodynamic data is suspended until the degrading event subsides. This behavior mitigates any adverse effects the event might have on the accuracy of the representation of the measured hemodynamic parameter generated by the system. In another exemplary embodiment, the measured data is analyzed in order to classify the type of event (e.g., occlusive or other), such classification allowing the system to appropriately tailor its response to the event. | 1. Blood pressure measurement apparatus, said apparatus comprising: first apparatus adapted to tonometrically measure blood pressure at a first location;second apparatus adapted to passively detect an occlusive event occurring at a location ipsilateral to said first location; andthird apparatus adapted to mitigate the effects of said occlusive event on said measuring. 2. Tonometric blood pressure measurement apparatus adapted to mitigate the effects of an occlusion of a blood vessel at a second location disposed ipsilateral to a first measurement location, the apparatus comprising: a pressure sensor adapted to sense pressure and generate signals relating thereto;a processor operatively coupled to said sensor, including a computer program running thereon, said processor and program cooperating to process said signals to generate a representation of said blood pressure; andapplanation apparatus coupled to said pressure sensor and operatively controlled at least in part by said processor and said computer program, said applanation apparatus adapted to variably compress said blood vessel;wherein said processing of said signals comprises: (i) passively detecting an occlusive event occurring at said second location;(ii) suspending movement of said applanation apparatus for at least a first period; and(iii) waiting for at least said first period until the effects of said occlusive event on said signals has substantially subsided. 3. Apparatus adapted to mitigate the effects of a blood vessel occlusion during non-invasive measurement of blood pressure using a pressure sensor, the apparatus comprising: a processor to receive a signal generated by said pressure sensor; anda computer program operative to run on said processor, said computer program adapted to process said signal to produce a representation of said blood pressure;wherein said computer program is further adapted to: (i) passively detect a change within said signal relating to an occlusive event affecting a first blood vessel; and(ii) adjust said processing substantially in response to said detection of said change, said adjustment comprising compensation for degradation of a signal at a different blood vessel than said first blood vessel being measured using said sensor. 4. Blood pressure measuring apparatus adapted to mitigate the effects of a blood vessel occlusion, the apparatus comprising: a non-invasive pressure sensor adapted for sensing the pressure applied thereto by a blood vessel at a first location on the body of a subject and generating a signal relating thereto;a processor operatively coupled to said sensor; anda computer program running on said processor, said computer program adapted to process said signal to produce a representation of said blood pressure;wherein said computer program is further adapted to: (i) passively detect a change within said signal; and(ii) adjust said processing based on at least said change;wherein said computer program further comprises: a beat de... | Tensys Medical, Inc. | A61B005/02
US08521561 | B2 | 2013-08-27 | Database system, program, image retrieving method, and report retrieving method | 2007-08-22 | In a plurality of pieces of single report structured data that is stored in a structured database in a diagnosis information database, character information constructing a radiological report describing detailed information of image data is added as metadata for search to the image data. For example, only by designating image data to be read as image (retrieval reference image) data as a reference of retrieval by a reading physician as the user during radiological operation, the character information already added to the retrieval reference image data is set as a keyword. By a keyword search using the metadata, data of a similar image and a related report of the retrieval reference image data are detected from the structured DB. | 1. A database system comprising: a computer comprising a central processing unit;an association information database in communication with said central processing unit that accumulates and stores 1) words or phrases constructing a report, 2) one or more pieces of image data related to said report, and 3) a plurality of association information in which said words or phrases constructing said report and said one or more pieces of image data related to said report are associated with each other;an image designating unit in response to an operation of a user, for designating a first set of one or more pieces of image data associated with said words or phrases belonging to at least part of a predetermined number of classification items to which said words or phrases belong;a server comprising an image detecting unit for detecting a second set of one or more pieces of image data different from but similar to said first set of one or more pieces of image data designated by said image designating unit, wherein said image detecting unit performs the following process among said one or more pieces of image data stored in said association information database: 1) performing a keyword search of said one or more pieces of image data stored in said association information database using a search keyword group formed by said words or phrases associated with said first set of one or more pieces of image data designated by said image designating unit, and2) detecting image data from said keyword search that is consistent with said search keyword group, wherein said detected image data constitutes said second set of one or more pieces of image data and is associated with words or phrases that are consistent with said search keyword group; anda terminal device connected to said server via an Internet line so that data can be transmitted/received to/from said server, wherein, in response to an operation of a user to said terminal device, said image designating unit designates said one or more pieces of image data with which said words or phrases belonging to at least a part of said predetermined number of classification items is/are associated,said server has a transmitting unit for transmitting said one or more pieces of image data detected by said image detecting unit to said terminal device via said Internet line, andsaid terminal device has an output unit for visibly outputting said one or more pieces of image data transmitted from said transmitting unit. 2. The database system according to claim 1, further comprising: a report database that stores report information in which said report and said one or more pieces of image data are associated with each other;a character information extracting unit for extracting said words or phrases constructing said report by performing language analysis on said report included in said report database; anda storage controlling unit for constructing said association information database by storing-said words or phrases-constr... | Konica Minolta Medical & Graphic, Inc. | G06Q010/00 G06Q050/00
US08030924 | B2 | 2011-10-04 | Magnetic resonance imaging system | 2007-05-08 | A magnetic resonance imaging system capable of conducting spectroscopic imaging with an improved SNR without degrading the spatial resolution includes edge-preserving filter processing means for spectroscopic imaging. The edge-preserving filter processing means executes processing including the steps of calculating spectral similarity in spatial neighborhoods (spatially neighboring voxels) at each voxel in spectroscopic imaging data, calculating a spectral weight according to the spectral similarity, and conducting weighted smoothing for compounding spectra of spatial neighborhoods (spatially neighboring voxels) according to the spectral weight. | 1. A magnetic resonance imaging system comprising data processing means of magnetic resonance data, wherein the data processing means comprises edge-preserving filter processing means for spectroscopic imaging, andthe edge-preserving filter processing means for spectroscopic imaging executes processing comprising the steps of:calculating spectral similarity in spatial neighborhoods (spatially neighboring voxels) at each voxel in spectroscopic imaging data, which comprises calculating similarity in only a local spectrum concerning a chemical shift component of each voxel in the spectroscopic imaging data;calculating a spatial weight according to a spatial position relation between each voxel and the neighborhood;calculating a spectral weight according to the spectral similarity;multiplying the spatial weight and the spectral weight and calculating a spatio-spectral weight; andconducting weighted smoothing for compounding spectra of spatial neighborhoods (spatially neighboring voxels) according to the spatio-spectral weight. 2. The magnetic resonance imaging system according to claim 1, wherein the spectral similarity calculating step comprises calculating similarity by using a root mean square error (RMSE) defined on a spectrum or a RMSE defined on a local spectrum. 3. The magnetic resonance imaging system according to claim 1, wherein the spectral similarity calculating step comprises calculating similarity by using a root mean square error (RMSE) defined on a spectrum or a RMSE defined on a local spectrum. 4. A magnetic resonance imaging system comprising data processing means of magnetic resonance data, wherein the data processing means comprises edge-preserving filter processing means for spectroscopic imaging, andthe edge-preserving filter processing means for spectroscopic imaging executes processing comprising the steps of:calculating spectral similarity in spatial neighborhoods (spatially neighboring voxels) at each voxel in spectroscopic imaging data, which comprises calculating similarity in only a local spectrum concerning a chemical shift component of each voxel in the spectroscopic imaging data;calculating a spectral weight according to the spectral similarity; andconducting weighted smoothing for compounding spectra of spatial neighborhoods (spatially neighboring voxels) according to the spectral weight. 5. The magnetic resonance imaging system according to claim 4, wherein the spectral similarity calculating step comprises calculating similarity by using a root mean square error (RMSE) defined on a spectrum or a RMSE defined on a local spectrum. 6. The magnetic resonance imaging system according to claim 4, wherein the spectral similarity calculating step comprises calculating similarity by using a root mean square error (RMSE) defined on a spectrum or a RMSE defined on a local spectrum. 7. The magnetic resonance imaging system according to claim 4, wherein the edge-preserving filter processing means for spectroscopic imaging ... | Hitachi, Ltd. | G01V003/00
US08045779 | B2 | 2011-10-25 | Method and device for evaluation of an image and/or of a time sequence of images of tissue or tissue samples | 2007-07-05 | A method for quantitative evaluation of an image and/or of an image sequence of tissue or tissue samples for the presence of pathological changes using a database in which there are stored pattern image data and/or pattern image data sequences of tissue patterns that have been identified as predominantly or definitely benign or malignant, and for each sample a weighting factor is stored which indicates whether the pattern occurs predominantly in benign or in malignant tissue changes; it is then analyzed whether any of the pattern images stored in the database are present, within predetermined tolerances, in the image and/or in the sequence of images; based on the sum of the weighting factors of the patterns present, an evaluation factor is formed and made available for further use or output. | 1. A method for quantitative evaluation of at least one image of a tissue from a patient, comprising: providing a database comprising stored pattern image data of tissue patterns that have been identified as predominantly or definitely benign or malignant, and further comprising a weighting factor for each stored pattern image, wherein the weighting factor indicates whether the pattern appears predominately in benign tissue changes or malignant tissue changes, the weighting factor is determined at least in part on the basis of the ratio of the frequencies with which the pattern occurs in benign tissue changes and in malignant tissue changes, and the weighting factors for patterns appearing predominantly in benign tissue changes and the weighting factors for patterns appearing predominantly in malignant tissue changes differ in their respective mathematical signs;analyzing the at least one image to determine whether any of the stored pattern images in the database are present in the at least one image within predetermined tolerances;identifying the weighting factor for each stored pattern image present in the at least one image;forming an evaluation factor from the sum of the weighting factors of the stored pattern images identified in the at least one image; andusing the evaluation factor as a basis for deciding on further measures. 2. The method as claimed in claim 1, wherein the at least one image is part of a series of images from the same tissue. 3. The method as claimed in claim 1, wherein the at least one image is generated using X-rays or Magnetic Resonance Imaging. 4. The method as claimed in claim 1, wherein the evaluation factor is formed from the sum of the weighting factors. 5. The method as claimed in claim 1, wherein the weighting factor is selected to be negative for patterns which occur predominantly in benign tissue changes and to be positive for patterns which occur predominantly in malignant tissue changes. 6. The method as claimed in claim 1, wherein the database further comprises combination factors specific for each combination of patterns which substantially appear in combination with other patterns, and, when forming the evaluation factor, the weighting factors for each pattern are combined with the corresponding combination factors for the pattern if the majority of the patterns present in a combination occur in an image. 7. The method as claimed in claim 1, wherein the weighting factor used is the logarithm to the base 10 of the ratio of the frequencies at which the pattern occurs in benign and in malignant tissue changes if the pattern occurs in both types of tissue changes, 3 if the pattern occurs only in malignant tissue changes, and −3 if the pattern occurs only in benign tissue changes. 8. The method as claimed in claim 1, wherein the database further comprises additional data selected from the group consisting of clinical and serological data and weighting factors for the additional data, and wherein the wei... | Werner Kaiser | G06K009/00
US07914434 | B2 | 2011-03-29 | Endoscopic/percutaneous electronic radiation applicator and method of use | 2006-07-03 | Treatment of lesions in any luminal or organ system of mammalian anatomy is performed using an electronic source of ionizing radiation and aided by an endoscopic or percutaneous approach. | 1. A method for treating cancerous lesions in the stomach or gastrointestinal tract of a patient, comprising: inserting an endoscope into the patient, to extend the distal end of the endoscope to the stomach or gastrointestinal tract within the patient's body adjacent to a cancerous lesion or tumor or to be treated by irradiation, while using the endoscope to visualize placement of the distal end,inserting into a lumen of the endoscope a catheter having at its distal end an electronic x-ray source which is controllable as to voltage and thus x-ray penetration depth, to a position at which the x-ray source is adjacent to the lesion to be irradiated, the x-ray source being connected to a controller, wherein the catheter and x-ray source are connected to a power supply and a processor, the processor having an input device and including the operator's entry of data relating to the desired irradiation of the patient's lesion, with the processor calculating a treatment plan including voltage settings and time duration of irradiation, such that when the electronic x-ray source is switched on the voltage and duration of irradiation are controlled by the power supply and the processor, andswitching on the x-ray source and, using the controller to set the x-ray source voltage at a selected level in accordance with a prescription dose and a treatment plan, and carefully controlling position of the distal end of the endoscope and the x-ray source by visualization using the endoscope, treating the patient's lesion with radiation delivered directly from the x-ray source and specifically at the lesion until substantially a desired dose of radiation has been delivered to the lesion. 2. The method of claim 1, wherein the endoscope further includes a suction channel, and including suctioning out liquid adjacent to the lesion prior to irradiating. 3. The method of claim 1, wherein the catheter further includes a suction channel, and including suctioning out liquid adjacent to the lesion prior to irradiating. 4. The method of claim 2, further including flushing the site of the lesion through the endoscope prior to suctioning. 5. The method of claim 3, further including flushing the site of the lesion through the catheter prior to suctioning. 6. The method of claim 5, wherein the steps of flushing and suctioning are performed under direct visualization by the operator using the endoscope. 7. The method of claim 1, wherein the controller includes a momentary switch for the use by an operator to control on/off status of the electronic x-ray source. 8. The method of claim 7, wherein the momentary switch is positioned near the proximal end of the catheter. 9. The method of claim 1, wherein the electronic x-ray source in the catheter is capable of emitting radiation in different selected rotational positions, and the method including rotating the emitted field of radiation from the x-ray source as a patient is treated. 10. The method of claim 9, further including... | Xoft, Inc. | A61N005/00
US09119582 | B2 | 2015-09-01 | Integrated analyte sensor and infusion device and methods therefor | 2006-06-30 | Method and system for providing an integrated analyte monitoring system and on-body patch pump with multiple cannulas and a sensor combination is provided. | 1. An integrated therapy management system, comprising: a housing including a bottom surface for placement on a skin layer;a reservoir including a therapeutic agent provided within the housing;a first cannula for transcutaneous placement under the skin layer of a patient at a first infusion site for a first time period, the first cannula connected to the reservoir at a first position on the reservoir;a second cannula for transcutaneous placement under the skin layer of the patient at a second infusion site for a second time period, the second cannula connected to the reservoir at a second position on the reservoir, the second position on the reservoir different from the first position on the reservoir; anda sensor configured for fluid contact with an analyte of the patient for a predetermined time period, the sensor having at least a portion coupled to the housing; wherein the first cannula and the second cannula are configured to deliver the therapeutic agent to the patient during the predetermined time period; andwherein at least a portion of the first cannula is configured to extend from the bottom surface of the housing at a first location and at least a portion of the sensor is configured to extend from the bottom surface of the housing at a second location when the housing is placed on the skin surface. 2. The system of claim 1 wherein the second cannula is connected to the housing by an infusion tubing. 3. The system of claim 1 wherein the first infusion site and the second infusion site are separated by a predetermined distance. 4. The system of claim 1 wherein the predetermined time period includes approximately seven days. 5. The system of claim 1 wherein the reservoir includes a first reservoir including the first position coupled to the first cannula, and a second reservoir including the second position coupled to the second cannula. 6. The system of claim 1 wherein when the second cannula is transcutaneously positioned, the first cannula is withdrawn from the first infusion site. 7. The system of claim 1 wherein the sensor includes an analyte sensor. 8. The system of claim 1 wherein the therapeutic agent includes insulin. 9. The system of claim 1 wherein the housing includes a port disposed thereon, the port configured for fluid communication with the reservoir in the housing. 10. The system of claim 9 wherein the port is coupled to the second position on the reservoir for fluid communication with the second cannula. 11. The system of claim 1 wherein the first cannula is entirely retained within the housing during the second time period. 12. The system of claim 1 wherein at least a portion of the second cannula is configured to extend from the bottom surface of the housing at a third location when the housing is placed on the skin surface. 13. The system of claim 1 wherein the first location and the second location on the bottom surface of the housing are spaced apart from each other. 14. An integrated therapy management... | ABBOTT DIABETES CARE, INC. | A61B005/145 A61M005/172 A61M005/145 A61B005/1473 A61M005/142
US08657742 | B2 | 2014-02-25 | Medical measuring device | 2004-11-23 | A medical measuring device or system (10) includes at least one measuring apparatus (12, 14). Each measuring apparatus, in turn, has at least one sensor (16, 18) for generating a measuring signal representing a sensed physiological parameter, e.g. ECG signals, of a patient (20, 22). The measuring apparatuses (12, 14) incorporate the measuring signal into a carrier signal which is transmitted a wireless communication route (24, 26) to a centrally located data detection device (24) which displays graphs (42) or numerical values (40) representing the sensed physiological parameters. The at least one measuring apparatus (12, 14) signals the quality of the measuring signals to a wearing patient (20) via an LED (32, 34) or loudspeaker (28, 30). | 1. A medical measuring system comprising: one or more patient body mounted sensors which contact a portion of a patient to measure physiological patient data and generate physiological patient data signals indicative of the measured physiological patient data;a patient body mounted measuring apparatus worn by the patient, the patient body mounted measuring apparatus receives the physiological patient data signals from the one or more sensors, evaluates the measured physiological patient data signals from the one or more sensors for a change in a quality of the physiological patient data signal, and indicates the quality of the physiological patient data signals to the patient wherein the measuring apparatus evaluates the measured medical data signals for one or more of an interference level and a signal form to determine the quality of the physiological patient data signals generated by the sensors as received at the measuring apparatus; anda measurement display apparatus detached from the patient that displays physiological patient data generated by the one or more sensors, the physiological patent data being wirelessly transferred from the patient body mounted measuring apparatus to the measurement display apparatus; andwherein the measuring apparatus compares the determined quality with a preselected quality level and transmits the patient data wirelessly to the measurement apparatus in response to the determined quality meeting or exceeding the preselected level and signals the wearer in response to the determined quality falling below the preselected level. 2. The medical measuring system as claimed in claim 1, wherein the measuring apparatus includes an optical indicator which includes: a light with a plurality of colors, each color being associated with one of a plurality of predetermined ranges of the at least one physiological data signal quality to indicate when the quality of the at least one physiological data measurement signal is in the corresponding one of the plurality of predetermined ranges. 3. The medical measuring system as claimed in claim 1, wherein the measuring apparatus indicates the quality of the physiological data signal in response to one of the sensors being placed on another measuring site of the patient wearing the measuring apparatus. 4. The medical measuring system as claimed in claim 1, wherein the measuring apparatus indicates the quality of physiological data signal in response to a preselected change in the quality of the physiological data signal from the sensor. 5. The medical measuring system as claimed in claim 1, wherein the at least one sensor includes a pulsoximeter, an ECG recorder or ultrasound measuring head. 6. The medical measuring system of claim 1, wherein the measuring apparatus indicates the quality of the physiological patient data signals to the patient in response to the determined quality of the physiological patient data signals being below a threshold and generates at least one of: ... | Koninklijke Philips N.V. | A61B005/00 G06F019/00 G06F011/07
US09820658 | B2 | 2017-11-21 | Systems and methods for providing interoperability among healthcare devices | 2006-08-30 | A medical system includes a network; one or more medical data collection appliances coupled to the network, each appliance transmitting data conforming to an interoperable format; and a server coupled to the network to store data for each individual in accordance with the interoperable format. | 1. An interoperable health-care system, comprising: a network;a first medical appliance including a first sensor to capture a first vital information including weight and coupled to the network, the first medical appliance transmitting the first vital information conforming to an interoperable format to a base station; wherein the interoperable format is used by a plurality of vendors, anda second medical appliance including a second sensor to capture a second vital information including blood pressure and coupled to the network, each of the first and second medical appliances converting the vital information in accordance with the interoperable format and processing the first and second vital information,wherein the interoperable format enables different appliances monitoring medical conditions to share medical data, wherein the interoperable format includes a protocol for the first and second medical appliances to locate each other's data and detect patient health based on a combination of the different first and second medical condition data captured through the medical appliances, wherein the network translates data into an interoperable format accessible by a third medical appliance to receive at least patient weight and blood pressure generated by the first and second medical appliances over the network. 2. The system of claim 1, wherein the first medical condition is represented by weight data and the second medical condition is represented by blood pressure data and wherein the first or second appliances communicate data conforming to the interoperable format over a wired or wireless connection. 3. The system of claim 2, wherein the first or second appliances communicates over two or more protocols selected from a group consisting of: cellular protocol, ZigBee protocol, Bluetooth protocol, WiFi protocol, WiMAX protocol, USB protocol, ultrawideband protocol. 4. The system of claim 2, wherein the first medical appliance transmits the first vital information over a first protocol to a computer, wherein the computer transmits the first vital information to the second medical appliance over a second protocol. 5. The system of claim 1, wherein the first or second appliance comprises a statistical analyzer to process the vital information, wherein the statistical analyzer is selected from a group consisting of rule-based inference, fuzzy logic, if-then logic, Hidden Markov Models (HMMs), dynamic time warping, and template matching. 6. The system of claim 1, wherein the protocol supports an automatic configuration of the second appliance with the base station when the second appliance announces its presence to the base station and the base station queries the device for its identity, wherein the second device requests registration with base station and subsequently requests application data from base station, wherein the base station searches for a responsive device from a registration list and forwards the request to a matching device and u... | - | G06Q010/00 G06Q050/00 A61B005/0205 A61B005/00 A61B005/0404 A61B005/0492 G06F019/00 G06Q050/22 A61B005/021 A61B005/024 A61B005/0476 A61B005/0496 A61B005/053 A61B005/08 A61B005/11 A61B005/113 A61B005/145 A61B007/00 A61B008/06 A61B008/00 A61B008/08
US20080071181 | A1 | 2008-03-20 | Heart parameter monitor | 2006-04-24 | An electronic device to measure the level of mental activity of an individual includes measurement structure for measuring the interval between every heart beat of the individual. The device also includes analysis structure that is constructed to perform a series of mathematical calculations ultimately to compute an index number for the individual. That index number is a measure of mental activity of the individual and is usable to predict the quality of the individual's performance in a desired activity. | 1. An electronic device to measure the level of mental activity of an individual, comprising: measurement structure for measuring the interval between every heart beat of the individual;analysis structure constructed to perform a series of mathematical calculations ultimately to compute an index number for the individual that is a measure of mental activity of the individual and is usable to predict the quality of the individual's performance in a desired activity. | - | A61B005/04
US20080027312 | A1 | 2008-01-31 | DISPLAYING OBJECT ORIENTATIONS ON BALL JOINTS | 2007-07-17 | A method for displaying, in the field of medical technology, an orientation of an object on a ball joint, includes: defining a zero angle projecting out of a joint cavity on the ball joint, wherein directions are defined as anatomical directions; defining a preferred direction of the object, wherein the preferred direction is to be oriented in relation to the zero angle; and graphically displaying the object orientation, wherein a deviation between the preferred direction and the zero angle is displayed as a magnitude, and the relative orientation between the preferred direction and at least one anatomical direction is displayed as a circumferential representation having a proportional value corresponding to the at least one anatomical direction. | 1. A method for displaying, in the field of medical technology, an orientation of an object on a ball joint, comprising: defining a zero angle projecting out of a joint cavity on the ball joint; defining a preferred direction of the object, wherein the preferred direction is to be oriented in relation to the zero angle, and wherein directions are defined as anatomical directions; and graphically displaying the object orientation, wherein a deviation between the preferred direction and the zero angle is displayed as a magnitude, and the relative orientation between the preferred direction and at least one anatomical direction is displayed as a circumferential representation having a proportional value corresponding to the at least one anatomical direction. 2. The method according to claim 1, wherein displaying the magnitude includes numerically displaying the magnitude. 3. The method according to claim 1, wherein defining directions as anatomical directions includes using angular directions as the anatomical directions. 4. The method according to claim 1, wherein defining the preferred direction of the object includes defining an axis or plane of the object or an axis or plane of an object holder attached or couplable to the object. 5. The method according to claim 1, wherein the object is an implant, and the preferred direction is an axial direction of an implant mounting device. 6. The method according to claim 5, wherein the implant is a joint cavity. 7. The method according to claim 1, wherein defining directions as anatomical directions includes using one or more of the following as the anatomical directions: anteversion or retroversion; inclination or declination; abduction or adduction; eversion or inversion; rotation as an angular deviation from an anatomical normal position; elevation; or transversal, sagittal, longitudinal, frontal, medial, lateral. 8. The method according to claim 1, wherein displaying the relative orientation between the preferred direction and the at least one anatomical direction as a circumferential representation includes displaying an image of a closed circumference that is sub-divided by two perpendicularly superimposed anatomical directional displays, wherein a pointer displays the proportional value of a current angular direction for the object. 9. The method according to claim 8, wherein displaying the image of a closed circumference includes displaying a circular or elliptical circumference. 10. The method according to claim 1, wherein defining the zero angle includes defining the zero angle based on anatomical features of the joint cavity and/or anatomical features surrounding the joint cavity. 11. The method according to claim 10, wherein defining the zero angle based on anatomical features surrounding the joint cavity includes defining the zero angle based on a position of the transversal ligament. 12. A computer program embodied on a machine readable medium for displaying, in the f... | - | A61B001/00 A61B005/05
US20080038204 | A1 | 2008-02-14 | Whole Body Imaging Using Portable Observation Systems | 2005-01-26 | Methods to image a fluorescent protein in intact subjects using simple portable instruments are described. | 1. A method to visualize a fluorescent protein through the skin of an intact subject, which method comprises applying excitation light to said subject using a portable light source with an attached first filter and observing emission from said protein through a second filter. 2. The method of claim 1, wherein the portable light source is an LED flashlight. 3. The method of claim 1, wherein the second filter is provided as a goggle. 4. The method of claim 1, wherein said fluorescent protein is expressed in tumor cells. 5. The method of claim 4, wherein said tumor cells are orthotopically implanted in an immunocompromised or syngeneic animal. 6. The method of claim 1, wherein the fluorescent protein is expressed by an infectious agent. 7. The method of claim 1, wherein the fluorescent protein is operatively linked to the control system for a gene whose expression is to be studied. 8. The method of claim 1, wherein observation is made of more than one fluorescent protein. 9. A method for monitoring tumor growth in an intact subject comprising: applying excitation light using a portable excitation source with a first filter to a subject comprising tumor cells labeled with fluorescent protein; andobserving the location(s) of said tumor cells in the intact subject using a second filter. 10. The method of claim 9, wherein said applying of excitation light and observing are conducted as a function of time. 11. The method of claim 9, which further comprises treating said subject with a candidate protocol and comparing the location(s) of tumor cells in said subject treated with the protocol with the location(s) of tumor cells in a subject not treated with the protocol. 12. A method for monitoring gene expression in an intact subject which method comprises applying an excitation light from a portable excitation source with a first filter to a subject comprising a nucleotide sequence encoding a fluorescent protein operably linked to control sequences associated with a gene whose expression is to be monitored andobserving the presence or amount of fluorescent protein in the intact subject using a second filter. 13. The method of claim 12, wherein said applying of excitation light and observing are conducted as a function of time. 14. The method of claim 12, which further comprises providing a stimulus to said subject and comparing the level of fluorescence emitted by the subject provided the stimulus to that emitted by a subject not provided with said stimulus. 15. A method to monitor the progress of infection in a subject which method comprises applying excitation light using a portable excitation source with a first filter to a subject comprising an infectious agent labeled with fluorescent protein, andobserving the location(s) of said infectious agent in the intact subject using a second filter. 16. The method of claim 15, wherein said applying of excitation light and observing are conducted as a function of time. 17. The method of claim 1... | - | A61B005/00
US20080009680 | A1 | 2008-01-10 | Remote monitoring and adjustment of a food intake restriction device | 2005-06-24 | A bi-directional communication system for use with a restrictive opening device implanted within a patient. The system includes a sensor for measuring an operational parameter within the restrictive opening device. The system further includes a means for communicating a measured parameter data from the sensor means to a local unit external to the patient. The system further includes a base unit at a remote location from the patient, the base unit including user interface means for evaluating the measured parameter data. And, a communication link between the local and base units for transmitting data between the units, the transmitted data including the measured parameter data. | 1. A bi-directional communication system for use with a restrictive opening device implanted within a patient, the system comprising: a. sensor means for measuring an operational parameter within the restrictive opening device; b. means for communicating measured parameter data from the sensor means to a local unit external to the patient; c. a base unit at a remote location from the patient, the base unit including user interface means for evaluating the measured parameter data; and d. a communication link between the local and base units for transmitting data between the units, the transmitted data including the measured parameter data. 2. The bi-directional communication system of claim 1, wherein the measured operational parameter comprises fluid pressure within the restrictive opening device. 3. The bi-directional communication system of claim 2, wherein the user interface means further comprises means for entering an adjustment command for the restrictive opening device. 4. The bi-directional communication system of claim 3, wherein the adjustment command is transmitted between the base and local units through the communication link. 5. The bi-directional communication system of claim 4, wherein the communication link comprises an Internet connection between the local and base units. 6. The bi-directional communication system of claim 4, wherein the communication link comprises a telephone network. 7. The bi-directional communication system of claim 2, wherein the communicating means further comprises a portable data recording device capable of being worn by the patient for recording fluid pressure measurements from the restrictive opening device over a sampling time period. 8. The bi-directional communication system of claim 7, further comprising means for transmitting fluid pressure measurements directly from the portable data recording device to the base unit through a communication link. 9. The bi-directional communication system of claim 4, further comprising: a. means for transmitting the adjustment command to the restrictive opening device; and b. a control means in the restrictive opening device for adjusting the device in response to the adjustment command. 10. A method for communicating data between a restrictive opening device implanted in a patient, and a base unit remotely located from the patient, the method comprising the steps of: a. measuring fluid pressure in the restrictive opening device; b. retrieving fluid pressure measurements from the restrictive opening device; c. transmitting the retrieved fluid pressure measurements to the base unit; and d. evaluating the fluid pressure measurements at the base unit to determine the size of a stoma formed by the restrictive opening device. 11. The method of claim 10, wherein the retrieving step further comprises transmitting the measured fluid pressure from the restrictive opening device to a local unit via telemetry. 12. The method of claim 11, wherein th... | - | A61B005/00
US20080071161 | A1 | 2008-03-20 | System and method for tracking healing progress of a wound | 2007-09-18 | A system and method for determining and tracking healing progress of a wound may include receiving a trace of a wound via an electronic display device and a wound depth measurement. A wound volume may be calculated from an area of the trace of the wound and the wound depth measurement. One embodiment may include receiving an image of a wound, displaying the image of the wound on an electronic display, enabling a user to generate indicia on the image of the wound, and generating trace lines between successive indicia to create a closed boundary that defines a perimeter of the wound. | 1. A system for determining and tracking healing progress of a wound, the system comprising: a digital imaging device generally positioned at a spaced distance and angle from a wound to acquire a digital image of the wound and an area surrounding the wound; a reference tag removably positionable in association with the wound, said reference tag having discernable elements of known dimensions; a depth measuring device configured to measure depth of the wound; and a digital image display and processing device in data communication with said digital imaging device for receiving, displaying, and processing the acquired digital image, said digital image display further including a graphical data input device for inputting data associated with a trace of at least a portion of wound while the digital image is displayed thereon and a graphical data input element for inputting depth of the wound, said digital image display and processing device calculating and reporting a wound volume based on the image, trace data, and depth of the wound. 2. The system according to claim 1, wherein said digital imaging device includes a digital camera having a data communications port for transferring digital image data from the digital camera to said digital image display and processing device. 3. The system according to claim 1, wherein said reference tag includes a flat geometric shape having a background and at least two orthogonal elements visually contrasting with the background, the orthogonal elements having known dimensions. 4. The system according to claim 1, wherein said reference tag is disposable. 5. The system according to claim 1, wherein said image display and processing device includes a personal computer (PC), said PC comprising: a data communication port for receiving the acquired digital image data from said digital imaging device; an image display screen for displaying the acquired digital image received from said digital imaging device; a graphical data input device operable in association with said image display screen to receive data input from a user manipulable device, said graphical data input device configured to enable a user to input data representing a trace of the wound as displayed on said image display screen; and a microprocessor configured to process the acquired digital image data and wound trace data to calculate area of the wound. 6. The system according to claim 5, wherein said personal computer (PC) includes a tablet PC and said image display screen is positionable in a plane generally suitable to both present a display of the digital image and operate said graphical data input device in association therewith. 7. The system according to claim 5, wherein said microprocessor is further configured to process the acquired digital image data and wound trace data to calculate volume of the wound. 8. The system according to claim 7, wherein said personal computer (PC) further comprises a data communications system for tra... | - | A61B005/05
US20080027310 | A1 | 2008-01-31 | METHOD AND SYSTEM OF TRACKING AN INTRACORPOREAL DEVICE WITH MR IMAGING | 2007-08-09 | A system and method for tracking or otherwise determining positioning of an intracorporeal device is provided. The invention includes a device that may be inserted into a subject and tracked based on an imageable tag included with the device. The imageable tag is at least partially formed of a substance whose nuclei precess at a Larmor frequency different than the Larmor frequency of hydrogen when subjected to a polarizing magnetic field. MR data may be acquired from the imageable tag using an RF receiver tuned to the Larmor frequency of the substance and used to track movement of the device within the subject. | 1. A medical device insertable into a subject, the device comprising: a body; at least one sealed chamber connected to the body; and an imageable substance predominantly including non-hydrogen nuclei disposed in the at least one sealed chamber, wherein the imageable substance comprises nuclei of a noble gas to alter relaxation time of the non-hydrogen nuclei. 2. The device of claim 1 wherein the imageable substance has an atomic number less than twenty. 3. The device of claim 1 wherein the imageable substance comprises one of sodium, fluorine, heavy water, phosphorus, oxygen, and carbon. 4. The device of claim 1 wherein the imageable substance comprises one of perfluorocarbon and hexafluorobenzene. 5. The device of claim 1 wherein the imageable substance has 10-20 fluorine moieties per molecule. 6. The device of claim 1 wherein the body comprises a catheter. 7. A medical device insertable into a subject comprising: a body; one or more cavities formed in at least a portion of an outer surface of the body; and an imageable substance predominantly devoid of hydrogen at least partially filling the one or more cavities, wherein the imageable substance comprises nuclei of a noble gas to alter relaxation time. 8. The device of claim 7 wherein the body is porous to absorb the imageable substance and further comprising a non-soluble coating secured to the body to seal the imageable substance within the one or more cavities. 9. The device of claim 7 wherein the imageable substance is fluorine-based. 10. The device of claim 9 wherein the imageable substance comprises one of perfluorocarbon and hexafluorobenzene. 11. The device of claim 7 wherein the imageable substance comprises one of sodium, fluorine, phosphorus, oxygen, and carbon. 12. The device of claim 7 wherein the imageable substance has 10-20 fluorine moieties per molecule. 13. A navigable MR imaging device constructed of a substance to precess at a Larmor frequency of approximately 60 MHz when subjected to an approximately 1.5 T substantially uniform magnetic field, wherein the substance further comprises nuclei of a noble gas. 14. The navigable MR imaging device of claim 13 further comprising: a body; one or more cavities formed in at least a portion of an outer surface of the body; and wherein the substance at least partially fills the one or more cavities. 15. The navigable MR imaging device of claim 14 wherein the body is porous to absorb the substance and further comprising a non-soluble coating secured to the body to seal the substance within the one or more cavities. 16. The navigable MR imaging device of claim 14 wherein the substance is fluorine-based. 17. The navigable MR imaging device of claim 16 wherein the substance comprises one of perfluorocarbon and hexafluorobenzene. 18. The navigable MR imaging device of claim 14 wherein the body comprises a catheter. 19. The navigable MR imaging device of claim 13 wherein the substance comprises one of sod... | - | A61B005/055
US20080058610 | A1 | 2008-03-06 | Body composition indicator estimation system | 2007-06-28 | There is provided a body composition indicator estimation system which hardly imposes a burden, such as purchase of another system or re-registration of the same input data, on a user in using the system. The body composition indicator estimation system measures basic body indicators which provide a correlation with a body composition indicator by basic body indicator measuring means 2, transmits the measured basic body indicators to a body indicator management unit 4 via a telecommunication network 100 by basic body indicator relay means 3, calculates a body composition indicator based on the transmitted basic body indicators in accordance with a correlation equation of the basic body indicators and body composition indicator which can be changed by correlation equation changing means 5 on the administrator side and transmits the calculated body composition indicator to a body indicator confirmation terminal unit 7 via the telecommunication network 100 by body composition indicator acquiring means 6, and outputs the transmitted body composition indicator to a user by body composition indicator confirmation terminal means 8. | 1. A body composition indicator estimation system comprising: a body indicator acquiring unit which acquires a body indicator,a body indicator management unit which manages the body indicator acquired by the body indicator acquiring unit, anda body indicator confirmation terminal unit which outputs the body indicator managed by the body indicator management unit to a user,these units being connected via a telecommunication network, whereinthe body indicator acquiring unit comprises:basic body indicator measuring means for measuring basic body indicators which provide a correlation with a body composition indicator, andbasic body indicator relay means for transmitting the basic body indicators measured by the basic body indicator measuring means to the body indicator management unit via the telecommunication network,the body indicator management unit comprises:body composition indicator acquiring means for calculating a body composition indicator based on the basic body indicators transmitted from the basic body indicator relay means in accordance with a correlation equation of the basic body indicators and the body composition indicator which is stored in the body composition indicator acquiring means and transmitting the calculated body composition indicator to the body indicator confirmation terminal unit via the telecommunication network, andcorrelation equation changing means for changing the correlation equation stored in the body composition indicator acquiring means, andthe body indicator confirmation terminal unit comprises:body composition indicator confirmation terminal means for outputting the body composition indicator transmitted from the body composition indicator acquiring means to the user. 2. The system of claim 1, wherein the basic body indicator relay means comprises:a mobile relay key which stores the basic body indicators measured by the basic body indicator measuring means and a user ID which corresponds to the basic body indicators, anda relay terminal which transmits the basic body indicators and user ID stored in the mobile relay key to the body composition indicator acquiring means via the telecommunication network,the basic body indicator measuring means measures the basic body indicators by working with the mobile relay key, andthe mobile relay key is portable and formed independently of the basic body indicator measuring means and the relay terminal. 3. The system of claim 1, wherein the basic body indicator measuring means further comprises a mobile ID transmission key which transmits a user ID,the basic body indicator measuring means measures the basic body indicators by working with the mobile ID transmission key,the basic body indicator relay means comprises a relay terminal which stores the basic body indicators measured by the basic body indicator measuring means and a user ID which corresponds to the basic body indicators and transmits the stored basic body indicators and user ID to the body composition indic... | TANITA CORPORATION | A61B005/00
US20080058614 | A1 | 2008-03-06 | WIRELESS, INTERNET-BASED SYSTEM FOR MEASURING VITAL SIGNS FROM A PLURALITY OF PATIENTS IN A HOSPITAL OR MEDICAL CLINIC | 2007-10-31 | The invention provides system for measuring vital signs from multiple patients, typically in an in-hospital setting. The system features a body-worn vital sign monitor that includes: i) a sensor configured as a patch that measures electrical and optical signals from a patient; ii) a controller featuring a microprocessor that receives and processes the electrical and optical signals to determine the patient's vital sign information, including blood pressure; and iii) a first short-range wireless component that wirelessly transmits a packet comprising the vital sign information to an external receiver. A portable, wireless computer (e.g., a PDA, cellular telephone, or a laptop computer) communicates with the body-worn module. The wireless computer includes: i) a second short-range wireless component that receives the vital sign information and displays it; and ii) a long-range wireless transmitter that transmits the vital sign information over a wireless network. The system also includes an Internet-based system that receives the vital sign information from the wireless network, and avails this to medical professionals through an in-hospital information system. | 1. A system for measuring vital signs information from a plurality of patients comprising: a plurality of body-worn vital sign monitors, each worn by a patient and comprising: 1) a patch sensor system attached to a patient comprising at least two electrodes that each measures an electrical signal and an optical sensor that measures an optical signal from the patient; 2) a controller comprising a microprocessor that receives the electrical and optical signals from the patch sensor system and processes them to determine the patient's vital sign information, including blood pressure; and 3) a short-range wireless transceiver that wirelessly transmits to an external transceiver the vital signs information and an identifying code indicating a specific body-worn vital sign monitor; a portable, wireless monitor that receives vitals signs information and identifying code from each of the plurality of body-worn vital sign monitors, comprising: 1) a short-range wireless radio configured to receive the vital signs information and identifying code from each of the plurality of body-worn vital signs monitor: 2) a processor that processes the identifying code received from each unique body-worn vital signs monitor to identify it; and 3) a graphical user interface that displays: i) information identifying at least one body-worn vital signs monitor that is in wireless communication with the external receiver; and ii) vital signs information measured by the at least one body-worn vital signs monitor that is in wireless communication with the portable, wireless monitor. 2. The system of claim 1, wherein the portable, wireless monitor comprises a software program that processes the identifying code to identify the body-worn vitals sign monitor from which it originated. 3. The system of claim 2, wherein the software program comprises a database that associates a patient's name with the identifying code. 4. The system of claim 3, further comprising a computer system comprising a software component that sends contents of the database to the portable, wireless monitor. 5. The system of claim 1, wherein the portable, wireless monitor further comprises a software program that detects a body-worn vital signs monitor, and a user interface that displays a patient associated with the body-worn vital signs monitor. 6. The system of claim 5, wherein the computer system further comprises an interface to a hospital information system. 7. The system of claim 6, wherein the interface is a web services interface. 8. The system of claim 1, wherein the portable, wireless monitor is a personal digital assistant or a cellular telephone. 9. The system of claim 1, wherein the patch sensor system comprises at least three adhesive electrodes. 10. The system of claim 1, wherein the optical sensor comprises a light-emitting diode and an optical detector. 11. A system for monitoring blood pressure values from a plurality of patients, comprising: a plurality of body-wor... | TRIAGE WIRELESS, INC. | A61B005/00
US07333938 | B1 | 2008-02-19 | Apparatus for supporting injection mixing work | 2000-04-26 | An apparatus for supporting injection mixing work comprises a memory for storing data for supporting injection mixing work, a display for displaying the data stored in the memory and a controller for controlling the display. The memory has a patient predictability data file for storing patient predictability data including at least patient predictable information, an injection prescription data file for storing injection prescription data corresponding to the patient predictability data, and a combination related data file for storing combination related data corresponding to each injection of the injection prescription data. The controller displays the predictability data stored in the patient predictability data file according to both the injection prescription data corresponding to the patient predictability data and the combination related data of each injection included in the injection prescription data. | 1. An apparatus for supporting injection mixing work, said apparatus comprising: an acquisition unit operable to acquire an injection prescription data including data specifying a plurality of injections which are prescribed to a patient; a memory unit operable to store corresponding relations between the data specifying the plurality of injections and pH-values data of the plurality of injections for deciding a mixing order of the plurality of injections before dosing the plurality of injections to a patient;a decision unit operable to decide a proper mixing order of the plurality of injections included in the injection prescription data acquired by said acquisition unit based on the pH-values data for deciding a mixing order corresponding to the data specifying the plurality of injections stored in said memory unit; anda display unit operable to display an indication representing the mixing order decided by said decision unit;wherein the decided mixing order displayed by said display unit is used to properly combine a plurality of the injections which are prescribed to the patient. 2. The apparatus for supporting injection mixing work according to claim 1, wherein: said memory unit is further operable to store corresponding relations between the data specifying the plurality of injections and data identifying whether or not the plurality of injections are transfusions; andsaid decision unit is operable to decide the proper mixing order of the plurality of injections based on the pH-values data for deciding the mixing order corresponding to the data specifying the plurality of injections, and the data identifying whether or not the injections are transfusions. 3. The apparatus for supporting injection mixing work according to claim 2, wherein: said memory unit is further operable to store corresponding relations between the data specifying the plurality of injections and data identifying whether or not the plurality of injections need sole administration; andsaid decision unit is operable to decide the proper mixing order of the plurality of injections based on the pH-values data for deciding the mixing order corresponding to the data specifying the plurality of injections, the data identifying whether or not the injections are transfusions, and the data identifying whether or not the injections need sole administration. 4. The apparatus for supporting injection mixing work according to claim 3, wherein: for the injections requiring transfusions, said display unit is operable to display an indication representing that the name of the injection is a transfusion; andfor the injections in need of sole administration, said display unit is operable to display an indication representing that the injection needs sole administration. 5. The apparatus for supporting injection mixing work according to claim 1, wherein: said memory unit is further operable to store corresponding relations between the data specifying the plurality of injections and data... | Yuyama Mfg., Co., Ltd. | A61B005/00 G06F019/00
US07314451 | B2 | 2008-01-01 | Techniques for prediction and monitoring of clinical episodes | 2005-08-03 | A method is provided for predicting an onset of an asthma attack. The method includes sensing at least one parameter of a subject without contacting or viewing the subject or clothes the subject is wearing, and predicting the onset of the asthma attack at least in part responsively to the sensed parameter. Also provided is a method for predicting an onset of an episode associated with congestive heart failure (CHF), including sensing at least one parameter of a subject without contacting or viewing the subject or clothes the subject is wearing, and predicting the onset of the episode at least in part responsively to the sensed parameter. Other embodiments are also described. | 1. A method for predicting an onset of an asthma attack, comprising: sensing at least one parameter of a subject without contacting or viewing the subject or clothes the subject is wearing; andpredicting the onset of the asthma attack at least in part responsively to the sensed parameter,wherein predicting the onset comprises generating subject-specific data regarding the parameter by analyzing previous occurrences of the asthma attack, and predicting the onset at least in part responsively to the data. 2. The method according to claim 1, wherein the at least one parameter includes at least one motion-related parameter of the subject, and wherein sensing the at least one parameter comprises sensing the at least one motion-related parameter. 3. The method according to claim 1, comprising determining a measure of coughing of the subject, wherein predicting the onset comprises predicting the onset at least in part responsively to the sensed parameter and the measure of coughing. 4. The method according to claim 1, wherein sensing the at least one parameter comprises sensing the at least one parameter without requiring human compliance. 5. The method according to claim 1, wherein sensing the at least one parameter comprises sensing the at least one parameter while the subject is sleeping. 6. The method according to claim 1, wherein the at least one parameter includes at least one breathing-related parameter of the subject, and wherein sensing the at least one parameter comprises sensing the at least one breathing-related parameter. 7. The method according to claim 6, wherein predicting the onset comprises: determining at least one breathing pattern of the subject responsively to the sensed breathing-related parameter;comparing the breathing pattern with a baseline breathing pattern; andpredicting the onset at least in part responsively to the comparison. 8. A method for predicting an onset of an asthma attack, comprising: sensing at least one parameter of a subject without contacting or viewing the subject or clothes the subject is wearing; andpredicting the onset of the asthma attack at least in part responsively to the sensed parameter,wherein predicting the onset comprises determining a measure of restlessness of the subject, and predicting the onset at least in part responsively to the measure of restlessness. 9. The method according to claim 8, wherein the at least one parameter includes at least one motion-related parameter of the subject, and wherein sensing the at least one parameter comprises sensing the at least one motion-related parameter. 10. The method according to claim 8, comprising determining a measure of coughing of the subject, wherein predicting the onset comprises predicting the onset at least in part responsively to the sensed parameter and the measure of coughing. 11. The method according to claim 8, wherein sensing the at least one parameter comprises sensing the at least one parameter without requiring human compli... | Earlysense Ltd. | A61B005/00
US07811234 | B2 | 2010-10-12 | Remote-sensing method and device | 2007-08-30 | A remote-detection system is provided for monitoring changes in permittivity associated with physiological activity of a subject that is free to move. The system includes a source containing an oscillator configured to illuminate tissue of the subject with an electromagnetic signal beam. The system further includes a receiver configured to receive reflections of the electromagnetic signal beam from the subject. The reflections include amplitude variations indicative of motion of the illuminated tissue and amplitude variations indicative of time dependent variations in the permittivity of the illuminated tissue associated with electrical activity of the subject's heart. The system further includes a detector connected to the receiver and configured to extract from the reflected signal beam the variations in amplitude indicative of motion of the illuminated tissue or indicative of time dependent variations in the permittivity of the illuminated tissue associated with the electrical activity of the subject's heart. | 1. A non-imaging remote-detection system for monitoring changes in permittivity associated with cardiac-related activity of a subject having a body that is free to move, comprising: a source containing an oscillator configured to illuminate tissue of the subject with an electromagnetic signal beam;a receiver configured to receive reflections of the electromagnetic signal beam from the subject, where the reflections include amplitude variations indicative of motion of the illuminated tissue and amplitude variations indicative of time dependent variations in a reflection coefficient at an air-tissue interface of the subject's body resulting from variations in the permittivity of the illuminated tissue associated with electrical activity of the subject's heart; anda detector connected to the receiver and configured to extract from the reflected signal beam the variations in amplitude indicative of time dependent variations in the reflection coefficient. 2. The remote-detection system of claim 1, wherein: the source also includes a first antenna portion; andthe receiver includes a second antenna portion connected to the detector. 3. The remote-detection system in claim 2, wherein the source and the receiver are directionally coupled to a single antenna that acts as the first antenna portion and the second antenna portion. 4. The remote-detection system of claim 1, wherein: the subject has a beating heart;the permittivity of the illuminated tissue changes in response to the beating heart;the amplitude of the reflected electromagnetic signal beam changes as the permittivity of the illuminated tissue changes; andthe detector is configured to extract from the reflected electromagnetic signal beam variations in amplitude associated with the changes in the permittivity of the illuminated tissue. 5. The remote-detection system of claim 1, wherein the detector is further configured to extract from the reflected signal beam the variations in amplitude indicative of motion of the illuminated tissue. 6. The remote-detection system of claim 5, wherein: the detector is configured to extract from the reflected signal beam the variations in amplitude indicative of motion of the illuminated tissue as correlates with heart sounds or a phonocardiogram of the subject. 7. A non-imaging remote-detection system for monitoring the cardiac-related activity of a subject having a body, comprising: means for illuminating tissue of the subject with an electromagnetic signal;means for detecting reflections of the electromagnetic signal, where the reflections include amplitude variations indicative of motion of the illuminated tissue and amplitude variations indicative of time dependent variations in a reflection coefficient at an air-tissue interface of the subject's body resulting from variations in the permittivity of the illuminated tissue associated with electrical activity of the subject's heart; andmeans for extracting a signal indicative of the amplitude variations ... | California Institute of Technology | A61B005/02
US07313957 | B1 | 2008-01-01 | Apparatus, method and program for evaluating work characteristic | 2006-06-15 | During a driving activity of an automobile, a work characteristic evaluating apparatus is provided for judging a factor (a physical work load or a mental load) of stress that a work activity places on the worker to evaluate a work characteristic. The work characteristic evaluating apparatus 1 comprises a masseter muscle myoelectric potential acqusition device 10 which measures and acquires myoelectric potential of a masseter muscle which moves independently of the driving activity of the driver, a work intensity acquisition device 20 which measures and acquires steering torque around the steering shaft as a work intensity of steering activity, a correlation calculating module 38 which computes a correlation between time-series data of the myoelectric potential of the masseter muscle and time-series data of the steering torque, and a judgment module 39 which judges whether the stress placed on the worker is caused by a physical work load or a mental load based on the correlation coefficient. | 1. A work characteristic evaluating apparatus for judging a factor of stress that a work activity performed by a worker places on the worker to evaluate a work characteristic, the work characteristic evaluating apparatus including: a muscle activity acquisition section for obtaining information of a muscle activity in a muscle of the worker, which moves independently of the work activity performed by the worker;a work intensity measurement section for measuring a work intensity of the work activity performed by the worker;a computing section for obtaining a correlation between time-series data of the information of the muscle activity and time-series data of the work intensity; anda judgment section for judging whether the stress placed on the worker is caused by a physical work load of the work activity or a mental load of the work activity based on a degree of the correlation to evaluate the work characteristic. 2. The work characteristic evaluating apparatus according to claim 1, wherein the muscle activity acquisition section obtains a myoelectric potential indicating the muscle activity of the muscle through measurement. 3. The work characteristic evaluating apparatus according to claim 2, wherein the judgment section evaluates the work characteristic by using a numerical value indicating an intensity of the myoelectric potential measured by the muscle activity acquisition section, and the degree of the correlation obtained by the computing section. 4. The work characteristic evaluating apparatus according to claim 3, wherein the judgment section judges that a strain is present in a case that the numerical value indicating an intensity of the myoelectric potential exceeds a threshold value, and the judgment section judges that the stress is caused by a physical work load in a case that the degree of the correlation exceeds a predetermined value in addition to the former case. 5. The work characteristic evaluating apparatus according to claim 4, wherein the work intensity measurement section measures a physical quantity acting on a work subject. 6. The work characteristic evaluating apparatus according to claim 1, wherein the work intensity measurement section measures an activity of the muscle used for the work activity for a work intensity. 7. The work characteristic evaluating apparatus according to claim 1, wherein the work activity requires use of arms or legs and the muscle activity acquisition section uses a muscle activity of a muscle selected from the group consisting of a masseter muscle, a sternocleidomastoid muscle, a cowl muscle, and a temporal muscle, as the muscle activity of the muscle moving independently of the work activity. 8. The work characteristic evaluating apparatus according to claim 1, wherein the work activity is a driving activity of an automobile. 9. A work characteristic evaluating method for judging a factor of stress that a work activity performed by a worker places on the worker to evaluate a work cha... | The Yokohama Rubber Co., Ltd. | A61B005/22
US07316653 | B2 | 2008-01-08 | Blood pressure measuring device | 2005-02-23 | A blood pressure monitor includes a main unit casing placed on a table, a living body insert portion casing of an approximately cylindrical shape, positioned on the main unit casing in a non-use state and having a cuff arranged on its inner peripheral surface, the cuff having a hollow portion to which an upper arm of a subject is inserted, and a connection mechanism for connecting the living body insert portion casing with the main unit casing in a movable manner such that, upon application of the cuff to the subject, the living body insert portion casing can move to come closer to the subject than the main unit casing. Thus, a blood pressure monitor provided with an automatic cuff winding mechanism enabling measurement of blood pressure with high accuracy, not giving unnecessary pain to the subject, and allowing measurement with an unconstrained posture can be provided. | 1. A blood pressure measuring device, comprising: a first enclosure adapted for resting on a table;a second enclosure located on said first enclosure in a non-use state comprising a casing not capable of being adjusted circumferentially and having a cuff arranged on its inner peripheral surface, the cuff having a hollow opening into which an upper arm of a subject is capable of being inserted in an axial direction of the cuff; anda connection mechanism configured for connecting said second enclosure with said first enclosure in a movable manner such that, upon application of said cuff to the subject in a state in which the first enclosure rests on the table, said second enclosure can move to come closer to the subject than in said non-use states,wherein one end in an axial direction of a hollow opening of the second enclosure in a non-use state is covered with an upper surface of the first enclosure such that an upper arm cannot be inserted. 2. The blood pressure measuring device according to claim 1, further comprising an inclination level detecting portion for detecting an inclination level of said second enclosure. 3. The blood pressure measuring device according to claim 2, further comprising an informing portion for informing the subject of a result of determination as to whether the inclination level of said second enclosure detected by said inclination level detecting portion is within a predetermined range. 4. The blood pressure measuring device according to claim 2, further comprising a control portion for determining whether the inclination level of said second enclosure detected by said inclination level detecting portion is within a predetermined range, and when it is out of said predetermined range, for controlling to terminate a measurement operation when it is already in progress, and not to enter a measurement operation when it is yet to be started. 5. The blood pressure measuring device according to claim 2, wherein said inclination level detecting portion detects an inclination angle of said second enclosure with respect to a horizontal plane. 6. The blood pressure measuring device according to claim 2, wherein said inclination level detecting portion detects an inclination angle of said second enclosure with respect to said first enclosure. 7. The blood pressure measuring device according to claim 2, wherein said inclination level detecting portion detects an amount of movement of said second enclosure with respect to said first enclosure. 8. The blood pressure measuring device according to claim 1, wherein said connection mechanism is formed of a pivot connection mechanism including a pivot that supports said second enclosure with respect to said first enclosure in a pivotable manner. 9. The blood pressure measuring device according to claim 8, wherein torque required to be applied to said pivot to move said second enclosure is smaller than torque that is imposed on said pivot in accordance with a change in pressure of... | Omron Healthcare Co., Ltd. | A61B005/02
US07538548 | B2 | 2009-05-26 | Fast spin echo MRI method compatible with CPMG violation | 2006-05-25 | In preferred embodiments, a fast spin echo imaging technique is provided that is insensitive to violations of the Carr Purcell Meiboom Gill (CPMG) condition. Diffusion gradients disrupt the CPMG condition, and, hence, the present fast spin echo method is compatible with diffusion measurements and diffusion weighted imaging. The preferred embodiments of the present technique involve splitting of spin echoes into echo pairs. Spin echoes are split by adjustment (in magnitude or duration) of an initial readout gradient pulse. A train of echo pairs is captured. A first image is constructed using the first echoes of each pair. Also, a second image is constructed using the second echoes of each pair. Hybrid radial Cartesian methods are used for constructing the first and second images. The first and second images are constructed independently of one another. Independent image construction renders the method insensitive to violation of the CPMG condition. Finally, the two images are combined to form a final image. | 1. A fast spin echo magnetic resonance imaging method, comprising the steps of: a) generating at least one echo pair in parallel from each of at least two echo trains, wherein each echo pair has a first echo and a second echo occurring at different times, and wherein each echo train is acquired at a different angle in k-space;b) using the first echoes, creating a first preliminary image using a hybrid radial-Cartesian construction technique, wherein the first preliminary image is created without using data from the second echoes;c) using the second echoes, creating a second preliminary image using a hybrid radial-Cartesian construction technique, wherein the second preliminary image is created without using data from the first echoes; andd) combining the first and second preliminary images. 2. The fast spin echo imaging method of claim 1, further comprising the step of applying diffusion gradient pulses before step (a). 3. The fast spin echo imaging method of claim 1, wherein the Carr Purcell Meiboom Gill (CPMG) condition is violated. 4. The fast spin echo imaging method of claim 1, wherein the Carr Purcell Meiboom Gill (CPMG) condition is violated by at least 20 degrees. 5. The fast spin echo imaging method of claim 1, wherein the first and second preliminary images are combined by weighted averaging. 6. The fast spin echo imaging method of claim 1, wherein the echo pairs are split by adjustment in magnitude or duration or both of an initial readout gradient pulse, and wherein the initial readout gradient pulse is applied before step (a). 7. The fast spin echo imaging method of claim 1, wherein each echo pair comprises echoes at approximately T=¼ and T=¾. 8. The fast spin echo imaging method of claim 1, wherein each echo pair comprises echoes that are symmetrically displaced from a midpoint of a data sampling window. 9. The fast spin echo imaging method of claim 1, wherein each echo pair comprises echoes that are symmetrically displaced from a center time. 10. A fast spin echo magnetic resonance imaging method, comprising the steps of: a) generating at least one echo pair in parallel from each of at least two echo trains, wherein each echo pair has a first echo and a second echo occurring at different times, and wherein each echo train is acquired at a different angle in k-space;b) using the first echoes, creating a first preliminary image using a hybrid radial-Cartesian construction technique, wherein the first preliminary image is created without using data from the second echoes;c) using the second echoes, creating a second preliminary image using a hybrid radial-Cartesian construction technique, wherein the second preliminary image is created without using data from the first echoes; andd) combining the first and second preliminary images,wherein a ratio RO1/RO2 is at least about 55% greater than or at more about 55% smaller than a critical value that produces zero echo splitting. 11. A fast spin echo magnetic resonance imaging met... | Toshiba Medical Systems Corp. | G01V003/00
US07333848 | B2 | 2008-02-19 | Method and system for evaluating vertebrobasilar disease | 2005-02-02 | A method and system are disclosed for evaluating symptomatic VBD which uses quantitative hemodynamic assessment in order to identify patients at high risk for stroke and provide appropriate guidance for intervention. Patients with symptomatic VBD may be considered for intervention to provide blood flow augmentation if evidence of sufficient flow compromise is present as defined by specific flow criteria, and treated medically otherwise. | 1. A system for evaluating a patient identified as having symptomatic vertebrobasilar disease (VBD), comprising: means for measuring blood flow at one or more sites distal to where disease may be expected to be present in the patient, including the basilar artery and the posterior cerebral arteries (PCAs);a processing element which is programmed to:classify the patient as appropriate for receiving only medical therapy if the measured basilar blood flow is above a specified basilar flow threshold;if the measured basilar blood flow is below the specified basilar flow threshold, accept a data input which specifies whether the configurations of the patient's posterior PCAs are normal or fetal; and,if the configurations of both PCAs are normal, classify the patient as appropriate for receiving only medical therapy if a measured blood flow through each PCA is above a specified PCA flow threshold, classify the patient as appropriate for receiving flow augmentation therapy if a measured blood flow through each PCA is below a specified PCA flow threshold, and classify the patient as borderline if a measured blood flow through only one PCA is below the specified PCA flow threshold and additional specified criteria indicating a need for flow augmentation are met. 2. The system of claim 1 wherein the basilar flow threshold is 120 cc/min. 3. The system of claim 1 wherein the processing element is further programmed to classify the patient as appropriate for receiving flow augmentation therapy if the measured basilar blood flow is below the specified basilar flow threshold, the configurations of both PCAs are normal, a measured blood flow through only one PCA is below the specified PCA flow threshold, and additional specified criteria indicating a need for flow augmentation are met, wherein the additional specified criteria indicating a need for flow augmentation include one or more of the following: the basilar flow waveform oscillates around zero, the patient's symptoms are exacerbated with head position, anticoagulation/antiplatelet medication is contraindicated in the patient, the patient requires very elevated BP to avert symptoms, or the basilar flow is less than the specified PCA flow threshold. 4. The system of claim 1 wherein the processing element is further programmed to: if the measured basilar blood flow is below the specified basilar flow threshold and if the configuration of one PCA is normal while the configuration of the other PCA is fetal, classify the patient as appropriate for receiving flow augmentation therapy if a measured blood flow through the PCA of normal configuration is below the specified PCA flow threshold. 5. The system of claim 1 wherein the processing element is further programmed to: if the measured basilar blood flow is below the specified basilar flow threshold and if the configurations of both PCAs are fetal, classify the patient as appropriate for receiving flow augmentation therapy if a measured blood flow through th... | Vassol Inc. | A61B005/05
US07328056 | B2 | 2008-02-05 | Magnetic resonance method and apparatus for classifying an atheroma | 2003-07-23 | In a method and apparatus for classifying plaque in a blood vessel of a living subject using magnetic resonance imaging, a first magnetic resonance image is produced with a first intensity distribution of a cross-section of a vessel containing plaque, and a contrast agent is injected into the vascular system and a second magnetic resonance image of the cross-section of the vessel is produced with a second intensity distribution after a first time duration following the contrast agent injection, and a third magnetic resonance image of the cross-section of the vessel is produced with a third intensity distribution after a second time duration following the injection of the contrast agent, and the plaque is classified dependent on the respective intensity distributions of the magnetic resonance images. | 1. A computerized method for classifying plaque in a blood vessel of a living subject comprising the steps of: implementing a magnetic resonance imaging sequence to obtain data representing a first magnetic resonance image with a first intensity distribution of a cross-section of a vessel containing plaque in a living subject;injecting contrast agent that interacts with said plaque into the vascular system of said subject, said contrast agent interacting non-uniformly with said plaque with respect to time and thus producing different intensity distributions in said plaque in a time period;in said time period, re-implementing said magnetic resonance imaging sequence to obtain data representing a second magnetic resonance image of said cross-section of said vessel and said plaque therein with a second intensity distribution after a first time duration following injection of said contrast agent;in said time period, again re-implementing said magnetic resonance imaging sequence to obtain data representing a third magnetic resonance image of said cross-section of said vessel and said plaque therein with a third intensity distribution after a second time duration following injection of said contrast agent, said second and third intensity distributions differing from each other due to said non-uniform interaction of said contrast agent with said plaque in said time period; andin a computer, classifying said plaque dependent on said first, second and third intensity distributions to produce a classification result and presenting said classification result in a visually perceptible display at said computer. 2. A method as claimed in claim 1 comprising classifying said plaque in different classes of plaque dependent on propensity to dislodge from said vessel. 3. A method as claimed in claim 1 comprising selecting said first time duration to lie within an enrichment phase of said contrast agent in said plaque. 4. A method as claimed in claim 1 comprising selecting said time duration as approximately one minute. 5. A method as claimed in claim 3 comprising selecting said second time duration to lie within a flushing phase of said contrast agent in said plaque, following said enrichment phase. 6. A method as claimed in claim 5 comprising selecting said second time duration as approximately three minutes. 7. A method as claimed in claim 1 comprising selecting a same region of said subject in each of said first, second and third magnetic resonance images and determining the respective first, second and third intensity distributions in said region. 8. A method as claimed in claim 7 comprising defining a same line in each of said first, second and third magnetic resonance images, and determining the respective first, second and third intensity distributions along said line. 9. A method as claimed in claim 1 comprising classifying said plaque in a plurality of classes including a class representing plaque composed of fat deposits. 10. A method as claimed ... | Siemens Aktiengesellschaft Northwestern University | A61B005/05
US07774051 | B2 | 2010-08-10 | System and method for mapping electrophysiology information onto complex geometry | 2006-12-29 | The instant invention relates to an electrophysiology apparatus and method used to measure electrical activity occurring in a portion of tissue of a patient and to visualize the electrical activity and/or information related to the electrical activity. In particular, the instant invention relates to three-dimensional mapping of the electrical activity and/or the information related to the electrical activity. | 1. A method for mapping electrophysiological information on a three-dimensional model, the method comprising: A) obtaining a three-dimensional model of at least a portion of a heart comprising position information for a plurality of location points on a surface of the heart;B) obtaining a cardiac electrophysiology map comprising position information for a plurality of measurement points and electrophysiology measurements made at the plurality of measurement points;C) choosing a location point from the plurality of location points in the three-dimensional model and determining the two closest measurement points from the cardiac electrophysiology map;D) defining a Delaunay edge between the two measurement points determined to be closest to the chosen location point;E) repeating steps C) and D) for each of the plurality of location points in the three-dimensional model, to define a plurality of Delaunay edges connecting at least some of the plurality of measurement points within the cardiac electrophysiology map;F) connecting the Delaunay edges to form a plurality of triangles;G) identifying one of the plurality of location points from the three dimensional model, identifying one of the plurality of triangles whose edges surround the identified location point, and assigning an electrophysiology level to the identified location point based on barycentric interpolation using the electrophysiology measurements measured at the vertices of the identified triangle. 2. The method of claim 1, wherein electrophysiology levels have been assigned to a plurality of location points, the method further comprising: assigning a color or grayscale to each individual location point of a plurality of location points in the three-dimensional model based on a relative magnitude of the electrophysiology level assigned to the individual location point; andpresenting the three-dimensional model using the colors assigned to the plurality of location points in the three-dimensional model. 3. The method of claim 1, wherein the step of obtaining a cardiac electrophysiology map comprises: inserting an electrode within a portion of a heart;placing the electrode at a plurality of measurement points along a surface of the heart;receiving position information for each of the plurality of measurement points along a surface of the heart;receiving electrophysiology measurements at each of the plurality of measurement points; andassociating the electrophysiology measurements with the respective measurement points at which the electrophysiology measurements were measured. 4. The method of claim 1, wherein the step of obtaining a three-dimensional model of at least a portion of a heart comprises: inserting an electrode within a portion of a heart;placing the electrode at a plurality of location points along a surface of the heart;receiving position information for each of the plurality of location points along a surface of the heart; andgenerating a three-dimensional model of at least... | St. Jude Medical, Atrial Fibrillation Division, Inc. | A61B005/04
US07474906 | B2 | 2009-01-06 | Method for dye injection for the transcutaneous measurement of cardiac output | 2007-05-03 | A system for evaluating the cardiovascular system parameters using indicator dilution and non-invasive or minimally invasive detection and calibration methods are disclosed. Intravascular indicators are stimulated, and emissions patterns detected for computation of cardiac output, cardiac index, blood volume and other indicators of cardiovascular health. | 1. A method of dye injection for measuring cardiac output of the cardiovascular system of a subject comprising: a) preparing a predetermined quantity of a dye solution that can be detected optically by fluorescence when administered into the cardiovascular system of the subject;b) preparing a predetermined quantity of a physiologic solution to be administered following the dye solution;c) administering the dye solution as a bolus to the cardiovascular system of the subject within a predetermined period; andd) administering the physiologic solution as a bolus to the cardiovascular system within a predetermined period subsequent to administration of the dye solution;e) calculating the cardiac output of the cardiovascular system based on a proportionality factor that exist between a concentration of the administered dye solution in the cardiovascular system and fluorescence that is transcutaneously detected from the dye solution in the cardiovascular system. 2. The method of claim 1, wherein the quantity of dye solution is within a range 0.5-5 ml. 3. The method of claim 1, wherein the quantity of physiologic solution is within a range 3-5 ml. 4. The method of claim 1, wherein either the dye bolus or the physiologic solution bolus are administered from start to finish within 1-5 seconds. 5. The method of claim 1, wherein the calculating further comprising detecting of dye dilution curve. 6. The method of claim 1, wherein the quantity of the dye solution varies based on the subject's weight. 7. The method of claim 1, wherein the quantity of the dye solution varies based on the subject's age. 8. The method of claim 1, wherein the quantity of the physiologic solution varies based on the subject's weight. 9. The method of claim 1, wherein the quantity of the physiologic solution varies based on the subject's age. 10. The method of claim 1, wherein the dye bolus and the physiologic solution bolus are administered by one or a combination of syringes. 11. The method of claim 1, wherein the dye bolus and the physiologic solution bolus are administered based on a triggering signal. 12. The method of claim 11, wherein the triggering signal is generated based on either the subject's respiratory cycle or an electrocardiogram. 13. The method of claim 1, wherein the dye bolus and the physiological solution bolus are administered by a catheter to the subject's peripheral vein. | Alfred E. Mann Institute for Biomedical Engineering at the University of Southern California | A61B005/00 A61B005/02
US08145288 | B2 | 2012-03-27 | Medical sensor for reducing signal artifacts and technique for using the same | 2006-08-22 | A sensor may be adapted to reduce signal artifacts by deflecting the effects of outside forces and sensor motion. A sensor is provided with a rigid annular structure adapted to reduce the effect of motion of a sensor emitter and/or detector. Further, a method of deflecting or minimizing outside forces and sensor motion is also provided. | 1. A sensor comprising: a conformable bandage-type sensor body adapted to be directly applied to a patient's digit;at least one sensing element disposed on the sensor body on a tissue-contacting surface; andat least one rigid annular structure not fixedly attached to the sensor body and adapted to be applied to the sensor body on a surface opposing the tissue-contacting surface with a pressure to retain the sensor body in place on the patient's digit and such that the rigid annular structure covers an area of the sensor body corresponding to the at least one sensing element and covers less than 50% of the surface of the sensor body when the sensor is applied to the patient. 2. The sensor, as set forth in claim 1, wherein the sensor comprises at least one of a blood constituent sensor or a tissue constituent sensor. 3. The sensor, as set forth in claim 1, wherein the sensor comprises at least one of a pulse oximetry sensor or a sensor for measuring a water fraction. 4. The sensor, as set forth in claim 1, wherein the sensing element comprises at least one emitter. 5. The sensor, as set forth in claim 1, wherein the sensing element comprises at least one detector. 6. The sensor, as set forth in claim 1, wherein the rigid annular structure comprises a ring. 7. The sensor, as set forth in claim 6, wherein the ring comprises a substantially oval shape. 8. The sensor, as set forth in claim 1, wherein the rigid annular structure comprises an arch, a collar, a thimble or a sleeve. 9. The sensor, as set forth in claim 1, wherein the sensor is adapted to operate in reflectance mode or transmission mode. 10. The sensor, as set forth in claim 1, wherein the sensor body comprises an alignment index adapted to indicate a predetermined position for the rigid annular structure on the sensor body. 11. The sensor, as set forth in claim 1, wherein the rigid annular structure has an adjustable diameter. 12. The sensor, as set forth in claim 11, wherein the rigid annular structure comprises a hinge. 13. The sensor, as set forth in claim 1, wherein the rigid annular structure is adapted to cover at least one joint of a patient's digit. 14. The sensor, as set forth in claim 1, wherein the sensor body is non-adhesive. 15. The sensor, as set forth in claim 1, wherein the rigid annular structure is applied to less than 20% of the surface of the sensor body. 16. The sensor, as set forth in claim 1, wherein the rigid annular structure is positioned only over a portion of the digit that does not correspond to a finger joint. 17. The sensor, as set forth in claim 1, wherein the rigid annular structure is coupled to a second rigid annular structure spaced apart from the first rigid annular structure and disposed on the surface opposing the tissue-contacting surface. 18. A physiologic monitoring system comprising: a monitor; anda sensor adapted to be operatively coupled to the monitor, the sensor comprising: a conformable bandage-type sensor body adapted to be ... | Nellcor Puritan Bennett LLC | A61B005/1455
US07966055 | B2 | 2011-06-21 | Magnetic resonance system and method for cardiac imaging | 2007-06-01 | In a method for representation of the heart in a magnetic resonance system at least one MR overview image of the heart is acquired. An image plane with a predetermined position relative to the magnetic resonance system is selected for this overview image. The acquired MR overview image is displayed and a number of marking points are established in the displayed overview image. Further image planes for representation of the heart are calculated using some of the established marking points. Further MR images are acquired in the calculated image planes. | 1. A method for representing a heart of a subject by magnetic resonance (MR), using an MR system, comprising the steps of: acquiring at least one MR overview image of a heart in an image plane having a predetermined position relative to the MR system;visually displaying the acquired MR overview image;allowing user interaction with the displayed MR overview image to manually mark five punctiform marking points at respective anatomical points in the displayed MR overview image;automatically electronically calculating three image planes each containing the long axis of the heart using only the five manually marked marking points; andacquiring further MR images respectively in the calculated three image planes. 2. A method as claimed in claim 1 comprising selecting said predetermined position of the image plane of the MR overview image as the pseudo-short axis slice, which contains the right and left ventricles, both atria, and the large vessels of the heart. 3. A method as claimed in claim 1 comprising establishing said five manually marked marking points on the displayed MR overview image by manually marking at least two points on a straight line defined by the base of the left ventricle and the apex of the heart. 4. A method as claimed in claim 1 comprising automatically electronically calculating image planes for respective images of the short axis of the heart from the image planes for the long axis of the heart, as planes that are substantially perpendicular to the long axis of the heart. 5. A method as claimed in claim 1 wherein said MR system comprises a magnet having a center, and comprising moving the subject to cause a predetermined region of the body of the subject to be located at the center of the magnet for acquiring said MR overview image, with said MR overview image being in an image plane having a predetermined angle and a predetermined position relative to said center of said magnet. 6. A method as claimed in claim 1 comprising marking additional manually marked marking points in the displayed overview image respectively designating intersection points of the right ventricle and the left ventricle, and automatically electronically generating a heart model from said five manually marked marking points and the manually marked intersection points. 7. A method as claimed in claim 1 comprising automatically electronically determining a quantitative function of the left ventricle of the heart using said five manually marked marking points on the displayed overview image. 8. A method as claimed in claim 1 comprising automatically electronically segmenting respective anatomical regions of the heart using said five manually marked marking points on the displayed overview MR image. 9. A method as claimed in claim 1 comprising automatically electronically segmenting images of the pseudo-short axis slice, which contains the right and left ventricles, both atria, and the large vessels of the heart, using said five manually marked markin... | Siemens Aktiengesellschaft | A61B005/055
US08200317 | B2 | 2012-06-12 | Method and apparatus for amplifying multiple signals using a single multiplexed amplifier channel with software controlled AC response | 2006-06-30 | A device for amplifying multiple signals includes a plurality of sensors, where a plurality of lead signals are derived from the plurality of sensors, a plurality of low-pass filter and buffer amplifiers for filtering and buffering the plurality of lead signals, one or more multiplexers, where outputs from the plurality of low-pass filter and buffer amplifiers are input to one of the one or more multiplexers, a single amplifier channel, where the outputs of the one or more multiplexers are input to the single amplifier channel and a microcontroller which controls the one or more multiplexers, wherein the microcontroller stores software which selects, in sequence, one at a time, one out of each of the lead signals to be connected to inputs of the single amplifier channel, wherein the single amplifier channel amplifies all of the lead signals. The single amplifier channel has a software programmable AC response. | 1. An apparatus, comprising: two or more multiplexers, wherein lead signals are input to the two or more multiplexers;a single amplifier channel, where the outputs of the two or more multiplexers are input to the single amplifier channel; anda microcontroller configured to control the two or more multiplexers, wherein the microcontroller stores software which is configured to select, in sequence, one at a time, at least one of the lead signals to be connected to inputs of the single amplifier channel and determine a direct current (DC) offset value of each of the lead signals to be applied to the lead signals in the single amplifier channel based on the lead signals in a previous amplification cycle, wherein the single amplifier channel amplifies the lead signals. 2. The apparatus of claim 1, wherein the single amplifier channel comprises a differential amplifier, a programmable gain amplifier and an anti-aliasing filter. 3. The apparatus of claim 2, wherein the microcontroller comprises an analog-to-digital converter and a digital-to-analog converter. 4. The apparatus of claim 2, wherein a selected lead signal is connected to an input of the differential amplifier;an output of the differential amplifier is fed to an input of the programmable gain amplifier for DC offset removal and further amplifications;an output of the programmable gain amplifier is adapted to be filtered by the anti-aliasing filter;the output of the anti-aliasing filter is adapted to be digitized by the microcontroller using an analog-to-digital converter; andthe microcontroller is capable of selecting the next lead signal to be amplified by using the multiplexers. 5. The apparatus of claim 4, wherein the microcontroller comprises hardware or software which is adapted to simulate a high-pass filter to remove DC offset by computing the DC offset from a voltage signal from the digitized outputs of the anti-aliasing filter, converting the DC offset to an analog representation by the digital-to-analog converter, and subtracting the DC offset back from the same lead signal in a next amplification cycle. 6. The apparatus of claim 5, wherein the software comprises code to model low-pass filter stages for the lead signals. 7. The apparatus of claim 6, wherein the low-pass filter is adapted to compute and track the time varying DC offset present in the digitized outputs of the anti-aliasing filter. 8. The apparatus of claim 6, further comprising a baseline restoration algorithm that is adapted to bring the low-pass digital filter and the programmable gain amplifier out of saturation. 9. The apparatus of claim 6, wherein frequency responses of the low-pass filters is adjustable to a desired value by changing coefficients of the filters in the software, wherein AC frequency response of the amplifier channel is programmable in the software. 10. The apparatus of claim 2, wherein a maximum gain of the programmable gain amplifier is capable of being limited by a ratio of resolution... | Intel Corporation | A61B005/04
US08049489 | B2 | 2011-11-01 | Systems and methods for sensing external magnetic fields in implantable medical devices | 2006-07-26 | Systems and methods for sensing external magnetic fields in implantable medical devices are provided. One aspect of this disclosure relates to an apparatus for sensing magnetic fields. An apparatus embodiment includes a sensing circuit with at least one inductor having a magnetic core that saturates in the presence of a magnetic field having a prescribed flux density. The apparatus embodiment also includes an impedance measuring circuit connected to the sensing circuit. The impedance measuring circuit is adapted to measure impedance of the sensing circuit and to provide a signal when the impedance changes by a prescribed amount. According to an embodiment, the sensing circuit includes a resistor-inductor-capacitor (RLC) circuit. The impedance measuring circuit includes a transthoracic impedance measurement module (TIMM), according to an embodiment. Other aspects and embodiments are provided herein. | 1. An apparatus, comprising: a sensing circuit including at least one inductor having a magnetic core that saturates in the presence of a magnetic field having a flux density of a magnetic resonance imaging device, the magnetic field having a prescribed flux density; andan impedance measuring circuit connected to the sensing circuit, the impedance measuring circuit adapted to measure impedance of the sensing circuit at programmed intervals and to provide a signal when the impedance changes by a prescribed amount. 2. The apparatus of claim 1, wherein the impedance measuring circuit includes a transthoracic impedance measurement module (TIMM), the TIMM configured to measure impedance of the sensing circuit. 3. The apparatus of claim 1, wherein the impedance measuring circuit delivers a current pulse to the sensing circuit to measure impedance. 4. The apparatus of claim 3, wherein the impedance measuring circuit delivers a current pulse to the sensing circuit periodically. 5. The apparatus of claim 1, wherein the sensing circuit includes a resistor-inductor-capacitor (RLC) circuit. 6. The apparatus of claim 1, wherein the impedance measuring circuit provides the signal to an implantable medical device. 7. The apparatus of claim 6, wherein the implantable medical device modifies device behavior after receiving the signal. 8. An apparatus, comprising: means for sensing the presence of a magnetic field from a magnetic resonance imaging device, wherein the means for sensing includes an isotropic material such that the means for sensing is adapted to saturate as a result of magnetic field intensity independent of direction; andmeans for measuring impedance connected to the sensing means, including means for signaling when the measured impedance of the sensing means changes by a prescribed amount, wherein the means for measuring is adapted to measure impedance of the means for sensing at programmed intervals. 9. The apparatus of claim 8, wherein the means for sensing includes an inductor. 10. The apparatus of claim 9, wherein the inductor includes a magnetic core. 11. The apparatus of claim 10, wherein the magnetic core saturates at a selected magnetic flux density. 12. The apparatus of claim 11, wherein the selected magnetic flux density includes a flux density of a Magnetic Resonance Imaging (MRI) machine. 13. The apparatus of claim 10, wherein the prescribed amount includes a difference in impedance caused by saturation of the magnetic core. 14. The apparatus of claim 8, wherein the means for sensing includes an RLC circuit. 15. The apparatus of claim 8, wherein the means for measuring includes a TIMM, the TIMM configured to measure impedance of the sensing means. 16. The apparatus of claim 8, wherein the means for measuring includes a controller. 17. An implantable medical device, comprising: a sensing circuit including at least one inductor having a magnetic core that saturates in the presence of a magnetic field having a prescribed f... | Cardiac Pacemakers, Inc. | G01R033/00 G01R033/02 G01B007/14 G08B001/08 G08B012/24 A61M037/00 A61N001/00 A61B005/05
US08162843 | B2 | 2012-04-24 | Method for measuring cardiac output via an extracorporeal cardiopulmonary support circuit | 2007-07-23 | A method for determining cardiac output in conjunction with flow through an extracorporeal circuit, wherein flow through an arterial line of the extracorporeal circuit is temporarily reversed and an indicator is passed through the cardiopulmonary circuit. A dilution curve is measured in the arterial line of the extracorporeal circuit during the reversed flow, and cardiac output is determined corresponding to the measured dilution curve. | 1. A method of measuring a patient cardiac output in a patient vascular system coupled to an extracorporeal cardiopulmonary support circuit, the method comprising: (a) reversing a flow in an extracorporeal arterial line of the extracorporeal cardiopulmonary support circuit to withdraw blood from an arterial portion of the patient vascular system and return the flow through an extracorporeal venous line of the extracorporeal cardiopulmonary support circuit to a venous portion of the patient vascular system;(b) measuring an indicator dilution curve in the extracorporeal cardiopulmonary support circuit; and(c) determining the patient cardiac output corresponding to the measured indicator dilution curve. 2. The method of claim 1, further comprising introducing an indicator into the patient vascular system. 3. The method of claim 1, further comprising introducing an indicator into the venous portion of the patient vascular system. 4. The method of claim 1, further comprising introducing an indicator into the extracorporeal cardiopulmonary support circuit. 5. The method of claim 1, further comprising introducing an indicator into the extracorporeal arterial line. 6. The method of claim 1, further comprising measuring the indicator dilution curve in the extracorporeal arterial line. 7. The method of claim 1, further comprising prior to reversing the flow in the extracorporeal arterial line, introducing a forward flow in the extracorporeal circuit from the venous portion of the vascular system to the arterial portion of the vascular system. 8. The method of claim 1, further comprising reversing the flow in the extracorporeal arterial line by reversing a connection of an extracorporeal venous line and the extracorporeal arterial line between the extracorporeal cardiopulmonary support circuit and the patient vascular system. 9. The method of claim 1, further comprising reversing the flow in the extracorporeal arterial line by passing blood flow through a bridge tubing in the extracorporeal cardiopulmonary support circuit. 10. The method of claim 1, further comprising introducing an indicator into the patient vascular system by one of changing one of a filtration rate of the blood and a treatment of the blood. 11. The method of claim 1, wherein measuring the indicator dilution curve in the extracorporeal cardiopulmonary support circuit includes sensing one of a temperature, electrical impedance, optical property, density, ultrasound velocity, glucose concentration, physical blood property and chemical blood property. 12. The method of claim 1, further comprising withdrawing blood from a venous portion of the patient vascular system through an extracorporeal venous line of the extracorporeal cardiopulmonary support circuit and delivering blood to the arterial portion of the patient vascular system through the extracorporeal arterial line of the extracorporeal cardiopulmonary support circuit prior to reversing the flow. 13. A method of determining... | Transonic Systems, Inc. | A61B005/0275 A61B005/02
US08360061 | B2 | 2013-01-29 | Portable breathing device | 2007-08-28 | A pulsed breathing device has a base unit containing a motor and control circuit and a detachable head unit containing a valve, driven by the motor, which can interrupt the flow of air being breathed. | 1. A breathing device which comprises: a base unit;a head unit detachably attached to the base unit;a conduit in the head unit through which a user can breathe, the conduit having an axis; anda valve mounted in the conduit, the valve comprising a plug, the plug having an axis and arranged to rotate about its axis and periodically block the flow of air down the conduit, wherein the axis of the plug is located at an offset to the axis of the conduit. 2. A breathing device as claimed in claim 1 and having a mouthpiece which can fit over the mouth and/or nose of a user so that a user breathes through the mouthpiece. 3. A breathing device as claimed in claim 2 and wherein the mouth piece is detachable. 4. A breathing device as claimed in claim 1 and wherein there is a restrictor in the air inlet for restricting the flow of air. 5. A breathing device as claimed in claim 4 and wherein the restrictor is removable. 6. A breathing device as claimed in claim 4 and wherein the restrictor is adjustable. 7. A breathing device as claimed in claim 1 and wherein the valve produces regular periodic interruptions to the flow of air reaching the user and being breathed in by a user. 8. A breathing device as claimed in claim 7 and wherein the valve is a rotary valve which is driven by a motor in the base unit and the axle of the motor engages with the drive mechanism of the valve. 9. A breathing device as claimed in claim 8 and wherein the rotary valve comprises: a housing containing a fluid flow path with a central axis;a plug having a sealing face cooperating with said housing in the closed position to block the fluid flow path, anda support shaft arranged to carry said plug and being rotatable on an axis which is normal to and spaced from the axis of said valve seat and located outside of the flow path so that rotation of the said shaft moves said plug relative to said housing. 10. A breathing device as claimed in claim 8 and wherein the valve comprises two discs, at least one of which can be rotated relative to the other, with each of the discs defining at least one opening therethrough, the discs being positioned in the air flow so that, as at least one of the discs rotates relative to the other, the openings in the two discs are periodically coincident so as to form a continuous air flow passage. 11. A breathing device as claimed in claim 1 and wherein the head unit of the device can be removed and can be sterilised without the sterilisation of the base unit. 12. A breathing device as claimed in claim 1 and incorporating a battery. 13. A breathing device as claimed in claim 12 and wherein the battery is rechargeable. 14. A breathing device as claimed in claim 13 and incorporating means to manually charge the battery. 15. A breathing device as claimed in claim 1 and having means to vary the speed of the valve. 16. A breathing device as claimed in claim 15 and wherein the means to vary the speed of the valve is arranged to do so according to a fixe... | High Tech Health, Ltd. | A62B009/00 A62B009/02 A62B009/06
US08600488 | B2 | 2013-12-03 | Method and system for generating a likelihood of cardiovascular disease, analyzing cardiovascular sound signals remotely from the location of cardiovascular sound signal acquisition, and determining time and phase information from cardiovascular sound signals | 2007-02-01 | A system, method and computer executable code for generating a likelihood of cardiovascular disease from acquired cardiovascular sound signals is disclosed, where the generated likelihood of cardiovascular disease is based at least on an overlapping in time of bruit candidates in one heart cycle or in different heart cycles. Also disclosed is a system, method, and computer executable code for collecting, forwarding, and analyzing cardiovascular sound signals, where the collecting and analyzing may occur at locations that are remote from each other. Further disclosed is a system, method, and computer executable code for determining the time and phase information contained in cardiovascular sound signals, for use in analyzing those cardiovascular sound signals. | 1. A method comprising: a. receiving cardiovascular sound signals of a patient that were previously captured at a point of care of the patient;b. processing at a location remote from the point of care the received cardiovascular sound signals to generate a probability indicator indicative of the likelihood that the patient has cardiovascular disease, wherein the operation of processing at said location remote from the point of care the received cardiovascular sound signals to generate said probability indicator indicative of the likelihood that the patient has cardiovascular disease comprises: i. parsing said received cardiovascular sound signals so as to generate a corresponding set of parsed heart cycle signals representative of said received cardiovascular sound signals relative to an associated heart cycle;ii. generating high-pass filtered heart cycle data by high-pass filtering said parsed heart cycle signals so as to substantially retain frequency components above 300 Hz and so as to substantially attenuate frequency components below 200 Hz;iii. segmenting said high-pass filtered heart cycle data so as to generate a plurality of associated time data segments;iv. for each time data segment of said plurality of associated time data segments: a) calculating a frequency spectrum of said time data segment, wherein said frequency spectrum comprises a plurality of spectrum values for each of a corresponding plurality of associated spectral components;b) calculating a normalized frequency spectrum of said time data segment, wherein for each spectral component of said corresponding plurality of associated spectral components, each of said plurality of spectrum values is normalized with respect to a corresponding associated noise floor, so as to generate a corresponding plurality of normalized spectrum values;c) calculating a skew of said normalized frequency spectrum, wherein said skew is responsive to a second moment of said normalized spectrum values of said normalized frequency spectrum;d) comparing said skew with a skew threshold; ande) for each said spectral component of said plurality of associated spectral components: i) comparing a normalized spectrum value of said corresponding plurality of normalized spectrum values with a bruit power detection threshold; andii) if said normalized spectrum value exceeds said bruit power detection threshold AND said skew is less than said skew threshold, then a frequency associated with said spectral component, a time associated with said time data segment, said skew, and said normalized spectrum value are associated with a bruit candidate associated with said cardiovascular disease; andv. identifying whether or not said bruit candidate is likely associated with said cardiovascular disease, wherein said probability indicator is responsive to whether or not said bruit candidate is identified as being a bruit likely associated with said cardiovascular disease, and if so, said probability indicator is responsi... | SonoMedica, Inc. | A61B005/04
US08046041 | B2 | 2011-10-25 | Signal processing apparatus | 2007-06-21 | The present disclosure describes a method and an apparatus for analyzing measured signals using various processing techniques. In certain embodiments, the measured signals are physiological signals. In certain embodiments, the measurements relate to blood constituent measurements including blood oxygen saturation. | 1. A pulse oximetry system comprising: an optical probe including light emitting elements and a light detecting element, said light detecting element configured to output a signal representative of light attenuated by tissue of a patient, said signal comprising signal portions and noise portions, said detecting element further configured to output a signal representative of an ambient light signal;a control circuit configured to supply control signals to the light emitting elements, the control signals configured to alternately generate light at two different wavelengths using a modulation frequency; anda patient monitor comprising: a sensor port communicating with said optical probe to receive said signal; anda processing circuit configured to process the output signal to generate a processed signal, the processing circuit comprising: an analog-to-digital converter configured to digitize the output signal to produce a digital signal,a demodulator configured to remove the modulation frequency from the digital signal,a filter having an effective cut-off frequency higher than a human pulse rate and configured to attenuate the demodulated digital signal at an ambient light frequency nearest the modulation frequency, anda calculation module configured to identify a physiological parameter of interest based at least on the filtered, demodulated digital signal; wherein the calculation module includes a self-adapting processor configured to optimize the filtered demodulated digital signal. 2. The pulse oximetry system of claim 1, wherein the self-adapting processor is configured to optimize by execution of a least squares algorithm to convergence by said processor. 3. The pulse oximetry system of claim 2, wherein the least squares algorithm is a component of an adaptive noise canceller. 4. The pulse oximetry system of claim 2, wherein the least squares algorithm comprises one or more of a least squares lattice and a least mean squares algorithm. 5. The pulse oximetry system of claim 1, further comprising a display coupled to the processor. 6. A method of determining a physiological parameter of a patient comprising: alternately transmitting light at a first wavelength and a second wavelength at a carrier frequency higher than a frequency of an ambient light signal;receiving an attenuated light signal from a tissue site, the attenuated light signal comprising at least a first component representing the ambient light signal and a second component representing the light at the first or second wavelength as attenuated while passing through tissue of a measurement site of a patient;digitizing the attenuated signal;processing the digitized signal to generate a processed signal, said processing including removing the carrier frequency from the digital signal, filtering the digital signal to remove frequencies that are greater than a human pulse rate, and attenuating the first component representing the ambient light signal present in the digital signal;ad... | MASIMO Corporation | A61B005/1455
US08849381 | B2 | 2014-09-30 | RMS electrocardiography system and method | 2006-07-11 | A system for assessing a cardiac condition of a subject includes a sensor configured to record a plurality N of electrocardiographic signals from the subject to generate an ECG (electrocardiogram). The system further includes a processor configured to compute an RMS (root-mean-square) magnitude function from the recorded signals, and to measure from the RMS magnitude function an RMS variable that contains information about the cardiac condition of the subject. The ECG may be a standard 12-lead clinical ECG. The measured RMS variables may include RMS T-wave width, RMS RT recovery time, and RMS QT interval. | 1. A system for assessing a cardiac condition of a subject, the system comprising: electronic circuitry configured to record a plurality N of electrocardiographic signals from the subject to generate an ECG (electrocardiogram); anda processor configured to compute estimates of a plurality of variables from the recorded signals that contain information about the cardiac condition of the subject using at least one RMS (root-mean-square) magnitude function to compute RMS variables that contain information about the cardiac condition of the subject including fiducial marks providing, on a beat by beat basis, estimates of: (a) the mean ventricular depolarization time, (b) the mean ventricular repolarization time, (c) the mean ventricular action potential duration, and (d) the ranges of both depolarization and repolarization times;wherein a mathematical formulation of the RMS magnitude function comprises:ER⁢⁢MS⁡(t)=1N⁢∑ei2⁡(t) where ERMS(t) represents the RMS magnitude function at a time t; and ei(t) represents the i-th electrocardiographic signal recorded at the time t. 2. The system of claim 1, wherein the system further comprises one or more monitoring electrodes configured to receive the electrocardiographic signals from the subject when placed in contact with the subject. 3. The system of claim 1, wherein at least one of the RMS variables is substantially independent of the subject's heart rate. 4. The system of claim 3, wherein the cardiac condition comprises ventricular repolarization of the subject, and wherein the RMS variable comprises an RMS T-wave width of the ECG. 5. The system of claim 4, wherein the processor is further configured to measure the T-wave width from T-wave onset to T-wave offset, and wherein the T-wave width electrocardiographically represents a range of ventricular repolarization times of the subject. 6. The system of claim 1, wherein the cardiac condition comprises average cardiac depolarization and repolarization times of the subject, and wherein the RMS variables comprise: an estimate AT of mean depolarization time; an estimate RT of mean repolarization time. 7. The system of claim 6, wherein the processor is configured to measure an RMS RTI recovery time from peak of the RMS QRS complex to peak of the RMS T-wave, and wherein the RMS RTI electrocardiographically represents the average cardiac ventricular action potential duration of the subject. 8. The system of claim 1, wherein the cardiac condition comprises a total duration of ventricular depolarization and repolarization of the subject, and wherein the RMS variable comprises an RMS QT interval of the ECG. 9. The system of claim 8, wherein the processor is configured the RMS QT interval from onset of RMS-QRS to RMS T-wave offset, and wherein the RMS QT interval electrocardiographically represents the total duration of ventricular depolarization and repolarization of the subject. 10. The system of claim 1, wherein the plurality of signals further comprise a H... | - | A61B005/04 A61B005/0452
US08396524 | B2 | 2013-03-12 | Medical sensor and technique for using the same | 2006-09-27 | A sensor is provided that is appropriate for optical detection of dissolved carbon dioxide. Such a sensor may be used for transcutaneous detection of carbon dioxide in the tissue. Alternatively, such sensors may be inserted into the tissue. Detection of dissolved carbon dioxide in the tissue may serve as a useful clinical marker for physicians. | 1. A dissolved carbon dioxide sensor comprising: a sensor body adapted for use associated with a patient's tissue;one or more emitters disposed on the sensor body, wherein each emitter is adapted to emit at least one wavelength of light between 4200 nm and 4350 nm; andone or more detectors disposed on the sensor body, wherein each detector is adapted to detect the wavelength of light and generate a signal correlated with a level of dissolved carbon dioxide in the patient's tissue, wherein each detector is positioned to have an optical distance of 200 micrometers or less with respect to at least one emitter, and wherein there are no other detectors that detect the wavelength of light disposed on the sensor body that do not have the optical distance of 200 micrometers or less with respect to at least one emitter. 2. The sensor, as set forth in claim 1, wherein each emitter comprises at least one light emitting diode. 3. The sensor, as set forth in claim 1, wherein each detector comprises at least one photodetector. 4. The sensor, as set forth in claim 1, wherein the at least one wavelength of light is 4327 nanometers. 5. The sensor, as set forth in claim 1, comprising a calibration element adapted to provide at least one signal related to at least one physical characteristic of the sensor. 6. The sensor, as set forth in claim 5, wherein the calibration element comprises a coded resistor or an electrically erasable programmable read-only memory. 7. The sensor, as set forth in claim 1, comprising a barrier layer defining at least part of a surface of the sensor body, wherein the barrier layer is substantially impermeable to water. 8. The sensor, as set forth in claim 1, wherein the sensor comprises an optical fiber. 9. The sensor, as set forth in claim 1, wherein the emitters and the detectors are adapted to operate in reflectance mode or transmission mode. 10. The sensor, as set forth in claim 1, wherein the sensor comprises a microneedle. 11. The sensor, as set forth in claim 1, wherein at least one emitter is adapted to emit a second wavelength related to a reference signal, and wherein at least one detector is adapted to detect the second wavelength. 12. The sensor, as set forth in claim 11, wherein the second wavelength related to a reference signal is between 3500-3600 nm. 13. A system comprising: a sensor adapted to be coupled to a monitor, the sensor comprising: a sensor body adapted for use associated with a patient's tissue;one or more emitters disposed on the sensor body, wherein each emitter is adapted to emit at least one wavelength of light between 4200 nm and 4350 nm; andone or more detectors disposed on the sensor body, wherein each detector is adapted to detect the wavelength of light, wherein each detector is positioned to have an optical distance of 200 micrometers or less with respect to at least one emitter, and wherein there are no other detectors that detect the wavelength of light disposed on the sensor body that d... | Covidien LP | A61B005/1455
US09622824 | B2 | 2017-04-18 | Method for automatically identifying instruments during medical navigation | 2007-06-22 | A method for using a medical navigation system to identify an instrument to be navigated is provided, wherein the instrument includes a reference array having a plurality of markers that form a rigid body, and a location of the markers with respect to each other is not previously known in the navigation system as a characteristic arrangement for a particular instrument. The method includes measuring a distance of each marker relative to the other markers; identifying a spatial arrangement of the markers having the measured distance as an assignable marker array; assigning the assignable marker array to the instrument; and identifying the instrument based on the assigned marker array. | 1. A method for automatically assigning identification to an associated navigable medical instrument in a medical navigation system operatively coupled with a tracking system, the method comprising: storing first geometrical data in a non-transitory memory of the tracking system or the medical navigation system, the first geometrical data being representative of first physical properties of the navigable medical instrument at a first time before a use time of the navigable medical instrument;operating the tracking system at a second time before the use time to measure relative distances between each of at least three marker elements having a fixed mutual spatial relationship defining a rigid marker body geometry on a reference array coupled with the navigable medical instrument;assigning, by the tracking system or the medical navigation system, the reference array to the navigable medical instrument by associating in the non-transitory memory of the tracking system or the medical navigation system the measured relative distances with the first geometrical data of the navigable medical instrument;determining, by the tracking system, positional data representative of a position of the rigid marker body geometry relative to the tracking system, and providing the determined positional data to the medical navigation system;displaying on an output of the medical navigation system in accordance with the determined positional data an image of a position of the navigable medical instrument having the first physical properties and being assigned to the reference array;storing, at a third time after the use time of the navigable medical instrument, second geometrical data in the non-transitory memory of the tracking system or the medical navigation system, the second geometrical data being representative of second physical properties of the associated navigable medical instrument changed from the first physical properties to the second physical properties in accordance with the navigable medical instrument being deformed from the first physical properties to the second physical properties;operating the tracking system at a fourth time after the use time to re-measure the relative distances between each of the least three marker elements having the fixed mutual spatial relationship defining the rigid marker body geometry on the reference array coupled with the deformed navigable medical instrument;assigning, by the tracking system or the medical navigation system, the reference array to the deformed navigable medical instrument by associating in the non-transitory memory of the tracking system or the medical navigation system the re-measured relative distances with the second geometrical data of the deformed navigable medical instrument;determining, by the tracking system, positional data representative of a position of the rigid marker body geometry relative to the tracking system, and providing the positional data to the medical navigation system; anddispl... | Brainlab AG | A61B019/00 A61B034/20 A61B017/00 A61B090/00
US20080050001 | A1 | 2008-02-28 | Use of Subsets of the Acquired Data to Improve the Diagnostic Outcome in Cardiac SPECT Imaging | 2007-08-28 | Undesired effect reduction in a medical image. A set of medical images corresponding to a number of images each taken at a different time and from plural different projection views are obtained. The images are analyzed to determine which images in the set have effects from an undesired effect, such as patient movement or attenuation due to an organ. The undesired images are removed to form a subset which may be a subset over a specified angle range, or just certain images within the subset. The medical analysis is carried out on the subset of images. | 1. A method, comprising: obtaining a full set of medical images of a body, from plural different projection views; analyzing the set of medical images to determine at least one aspect of the images which was affected by an undesired effect during the obtaining of the set of images; based on said analyzing, selecting a subset of the images which are less affected by said undesired effect; and based on only said subset, and not on the full set, second analyzing at least a part of an aspect within said subset. 2. A method as in claim 1, further comprising carrying out a medical diagnosis based on the medical image. 3. A method as in claim 1, wherein said undesired effect is patient motion during the image obtaining which lasts for a time indicative of only part of the image obtaining. 4. A method as in claim 1, wherein said undesired effect is attenuation of a resulting image due to passage through tissue. 5. A method as in claim 4, wherein said undesired effect is attenuation due to passage through breast tissue. 6. A method as in claim 3, wherein said selecting a subset comprises selecting a subset of images attributable to a time when the patient is not in motion. 7. A method as in claim 4, wherein said selecting a subset comprises selecting a subset of images which has less effect due to the attenuation. 8. A method as in claim 1, wherein said subset of images is a subset of images which is less affected by said undesired effect. 9. A method as in claim 1, wherein said subset of images comprises individual images within the set. 10. A method as in claim 1, wherein said subset of images comprises a range of images within the set. 11. A method as in claim 1, wherein said obtaining a set of images comprises using cardiac SPECT images to obtain said image set. 12. A method as in claim 1, wherein said second analyzing comprises a tomographic reconstruction. | DIGIRAD CORPORATION | G06K009/60 A61B005/02
US20080009710 | A1 | 2008-01-10 | Magnetic Resonance Imaging Method and Apparatus | 2006-02-07 | A magnetic resonance imaging method includes a step (1) for exciting atomic nuclei in a desired region of an object to be examined so as to cause nuclear magnetic resonance, a step (2) for detecting a nuclear magnetic resonance signal generated in the blood, and a step (3) for extracting a blood image of the object by the detected nuclear magnetic resonance signal. The desired region excited by the step (1) represents a plurality of regions arranged at a predetermined interval. | 1. A magnetic resonance imaging method comprising: (1) a step for generating nuclear magnetic resonance by exciting atomic nuclei in a desired region of an object to be examined; (2) a step for detecting the nuclear magnetic resonance signals generated from the blood; and (3) a step for extracting a blood vessel image of the object using the detected nuclear magnetic resonance signals, wherein the desired region excited by the step (1) is a plurality of regions arranged at a predetermined interval. 2. The magnetic resonance imaging method according to claim 1, wherein the plurality of regions are divided into more than two groups, each group executes excitation process in step (1) and detection process in step (2) one time by rotation, and the excitation and detection process in each group by rotation will be repeatedly executed for detection of the nuclear magnetic resonance signals. 3. The magnetic resonance imaging method according to claim 1, wherein the plurality of regions is divided into more than two groups, and each group sequentially executes excitation process in step (1) and detection process in step (2) a plurality of times at a time. 4. The magnetic resonance imaging method according to claim 1, characterized in that, in the step (1), a plurality of excited regions at a predetermined interval are simultaneously excited by applying a burst RF pulse that is a burst high-frequency magnetic field in which a plurality of unit high-frequency magnetic pulses are amplitude-modulated in a form of sinc function and a gradient magnetic pulse for slice selection. 5. The magnetic resonance imaging method according to claim 2, wherein combination of the burst RF pulse which is a burst high-frequency magnetic field in which a plurality of unit high-frequency magnetic field pulses that are amplitude-modulated in a form of sinc function to be applied in the step (1) are arranged at a predetermined interval and the gradient magnetic pulse for slice selection is formed by more than two kinds, and the nuclear magnetic resonance signals are detected by alternately applying the burst RF pulse formed by the respective kinds of combination and gradient magnetic field for slice selection. 6. The magnetic resonance imaging method according to claim 3, characterized in that combination of a burst RF pulse which is a high-frequency magnetic field in a bursting state that are configured at a predetermined interval by a plurality of unit high-frequency magnetic field pulses amplitude-modulated in a form of sinc function to be applied in the step (1) and a gradient magnetic pulse for slice selection is formed by more than two kinds, and a plurality of applications of the burst RF pulse in the respective combinations and gradient magnetic field pulse for slice selection is executed by rotation in each combination. 7. The magnetic resonance imaging method according to claim 1, wherein the step (2) includes a step (4) for detecting nuclear magnetic reso... | - | A61B005/055
US20080045780 | A1 | 2008-02-21 | METHOD FOR TREATING MEDICAL CONDITIONS USING A MICROPROCESSOR-BASED VIDEO GAME | 2007-10-22 | Method for treating a medical condition in a human patient comprising choosing a psychological strategy for treating the medical condition, encoding electronic instructions for an interactive video game in such a way that the interactive video game implements the psychological strategy, loading the electronic instructions into a microprocessor-based unit (10, 30) equipped with a display (14, 34) for displaying the interactive video game and with an patient input device (16, 16a, 36b, 36c, 36d, 36e) for receiving responses to the interactive video game from the human patient, and instructing the human patient how and when to use the microprocessor-based unit (10) to play the interactive video game. The interactive video game contains instructions for a scoring procedure for quantitatively analyzing the medical condition of the human patient, and/or counseling instructions or self-care instructions. The video game can be used in conjunction with a physical parameter measuring device (54) connected to the microprocessor-based unit (10). | 1. An apparatus for educating an individual, comprising: a processor; and a display in communication with said processor; and an input device in communication with said processor, wherein said processor is configured to compute a consequence of a behavior on a health condition of an individual, wherein said processor is configured to generate information to educate the individual on the consequence of said behavior on said health condition, said information including a graphical representation related to said consequence of said behavior. 2. The apparatus of claim 1, wherein said behavior includes at least one of caloric intake and exercise quantity. 3. The apparatus of claim 1, wherein said processor is configured to modify said graphical representation based upon a change to said behavior. 4. The apparatus of claim 1, wherein said apparatus is configured for receipt of health condition information through said input device. 5. The apparatus of claim 4, further comprising a communication device in communication with said processor for transmitting said health condition information. 6. The apparatus of claim 1, wherein said graphical representation is at least one of static or animated. 7. The apparatus of claim 1, wherein said apparatus is contained within a hand-held housing. 8. A method for educating an individual, comprising the following steps: computing a consequence of behavior on a health condition of an individual; generating a graphical representation representative of said consequence of said behavior; and displaying said graphical representation to educate said individual regarding said consequence of said behavior on said health condition. 9. The method of claim 8, wherein said behavior includes at least one of caloric intake and exercise quantity. 10. The method of claim 8, further comprising receiving health condition information. 11. The method of claim 10, further comprising transmitting said health condition information. 12. The method of claim 8, wherein said graphical representation is at least one of static or animated. 13. The method of claim 8, further comprising modifying said graphical representation based upon a change of said behavior. 14. A system for educating an individual, comprising the following steps: means for computing a consequence of behavior on a health condition of an individual; means for generating a graphical representation representative of said consequence of said behavior; and means for displaying said graphical representation to educate said individual regarding said consequence of said behavior on said health condition. 15. The system of claim 14, wherein said behavior includes at least one of caloric intake and exercise quantity. 16. The system of claim 14, further comprising means for receiving health condition information. 17. The system of claim 16, further comprising means for transmitting said health condition information. 18. The system of claim 14, wherei... | - | A61B005/00
US20080058637 | A1 | 2008-03-06 | Means and method for marking tissue in a human subject | 2006-08-14 | Disclosed is a system for placing an elongated permanent magnet into a volume of tissue within a human body that is suspected of being cancerous. The magnet's position is then detected by a magnet locating system that is used by a surgeon to find and remove the suspected tissue volume including a margin of tissue to assure that any and all cancer cells have been excised. The magnet locating system includes a wireless probe that sends a signal to a range indication device that indicates the range from the end of the probe to the magnet implanted in the human body. This indication of distance to the magnet is preferably accomplished by an audio signal or a visual display. | 1. A system for indicating the position of a suspected tissue volume within a human subject, the system including: an elongated permanent magnet having a length of at least 10 mm and having a length between the magnet's north and south poles that is at least three times the magnet's diameter, the elongated permanent magnet being implanted within the suspected tissue volume within a human subject; anda magnet locating system having a probe to detect the magnetic field from the permanent magnet, the magnet locating system also having electronic circuitry that creates either an audio signal or a visual display that indicates the distance from some point on the magnetic probe to the implanted magnet. 2. The system of claim 1 where the magnet is formed from Vicalloy. 3. The system of claim 1 where the magnet has an anchor fixedly attached to at least one of its ends. 4. The system of claim 1 where the magnet has at least one anchor placed near the longitudinal center of the magnet. 5. The system of claim 3 where the anchor is formed from a shape memory alloy having a transition temperature that is just below body temperature. 6. The system of claim 1 where the magnet is plated with a biocompatible metal that is also highly radiopaque. 7. The system of claim 6 where the plating on the magnet is gold. 8. The system of claim 1 where the suspected tissue volume is within the female breast. 9. The system of claim 1 where the suspected tissue volume is within a human lung. 10. The system of claim 1 where the probe of the magnet locating system is connected by a wire to the electronic circuitry that creates the audio signal or the visual display that indicates the distance of the probe from the implanted magnet. 11. The system of claim 1 where the probe of the magnet locating system has a wireless connection to the electronic circuitry that creates the audio signal or the visual display that indicates the distance of the probe from the implanted magnet. 12. The system of claim 1 where the probe contains all of the electronic systems including the range indication circuitry and audio or visual range indication means. 13. The system of claim 1 including a sterile cover that can be placed over the probe to assure the sterility of the surgery to remove the suspected tissue volume. 14. The system of claim 1 where the audio signal indicates the distance from the probe to the implanted magnet by the changing pitch of the audio signal. 15. The system of claim 1 where the audio signal indicates the distance from the probe to the implanted magnet by the time between sound pulses. 16. The system of claim 1 where the audio signal indicates the distance from the probe to the implanted magnet by the time between sound pulses and also a changing pitch of the sound as the probe closely approaches the magnet. 17. The system of claim 1 where the visual indication is a meter that indicates the distance from the probe to the implanted magnet. 18. The system of ... | - | A61B005/05
US20080027315 | A1 | 2008-01-31 | Processing and presentation of electronic subtraction for tagged colonic fluid and rectal tube in computed colonography | 2006-07-31 | A method and system for the use of a CAD algorithm that can be used to automatically detect retained colonic fluid and the rectal tube in computed tomographic (CT) imagery of a patient's colon is disclosed. The CAD algorithm can then electronically subtract the fluid and rectal tube from the images and the modified CT imagery can then be displayed to a user, such as a radiologist. Both the original and modified CT imagery will be stored for future presentation and review. The user, including the radiologist or other medical personnel, will have the option to toggle between displaying and reviewing the modified and original imagery. After subtraction, the radiologist will be able to view the imagery containing all pertinent information regarding the colonic lumen and any suspect region within the colon. Additionally, full processing of the scan is possible even when fluid retention in the colon is greater than fifty percent in any region. | 1. A method for removing rectal tube and residual colonic fluid from colon medical image data, the system comprising: obtaining computed tomography images of a colon;storing the computed tomography images in a memory storage device;processing the computed tomography images by a computer-aided detection algorithm to remove rectal tube and residual colonic fluid from the computed tomography images;storing the processed computed tomography images in the memory storage device; anddisplaying the processed and unprocessed computed tomography images for review. 2. The method of claim 1, wherein removing the residual colonic fluid comprises: Searching for colonic air seedpointsConnecting colonic air in three dimensionsRemoving extracolonic objects such as small bowel, stomach, and other outside objectsGeneration of fluid seedpoints through connecting air segments and through dilating colonic air slicesSlice by slice dilation of air and fluid masks and refining with seedpoints generated from intersectionThree dimensional refinement of colonic air and fluid due to interdependencyRemoving extracolonic objects such as small bowel, stomach, and other outside objectsMerging of fluid and air masks to generate three dimensional colon maskResampling colonic air to full resolution and appending air objects to smooth maskResampling fluid mask, removing Haustral folds, appending fluid objects to smooth mask, and evaluating air/fluid boundary through gradient analysis and noise detection 3. The method of claim 2, wherein simulating colonic air comprising: calculating statistics of the colonic air present in the current computed tomography image slice; andsubstituting a normally distributed random number from the calculated statistics for all pixels located within the colonic fluid mask. 4. The method of claim 3, wherein the statistics of colonic air comprise mean, standard deviation and combinations thereof. 5. The method of claim 4, wherein when no colonic air is present in the current computed tomography image slice, the mean is assumed to be approximately −850 HU and the standard deviation to be approximately 50. 6. The method of claim 5, further comprising: using a seeded random generator to obtain predictable results. 7. The method of claim 2, wherein the pertinent colon lumen information comprises information pertaining to folds, suspect polyps wall boundaries and combinations thereof. 8. The method of claim 1, wherein removing the rectal tube comprises: searching the computed tomography images for objects with positive contrast and relatively consistent cross-sectional area representing the rectal tube within the colon mask and in particular searching for seedpoints within and adjacent to the rectum;segmenting the rectal tube found in the CT imagery;processing the rectal tube mask and extracting pertinent colonic lumen information; andsubtracting the rectal tube from the computed tomography images by re-randomizing the rectal tube region to simulate col... | iCAD, Inc. | A61B005/05
US07328057 | B2 | 2008-02-05 | Shunt passer or like surgical instrument configured for receiving different-sized positioning locators of image-guided surgical system | 2003-02-06 | This document discusses, among other things, examples of a shunt passer or like surgical instrument configured for receiving different-sized positioning locators of an image guided surgical system. In one example, the surgical instrument includes portions having different diameters for receiving the different-sized affixation mechanisms for the positioning locators. | 1. An apparatus comprising: an elongate primary instrument, including proximal and distal ends that is sized and shaped for receiving a shunt catheter thereupon for introducing the elongate primary instrument and shunt catheter together into a brain;a hub, coupled to the proximal end of the elongate primary instrument, the hub specifically sized and shaped to accept differently-sized affixation devices of a locator device of a remote positioning system, in which the hub comprises: a first cylindrical portion, including a first outer diameter that is specifically sized and shaped to accept a first sized affixation device of a first locator device of a remote positioning system; anda second cylindrical portion, coupled to the first cylindrical portion, the second cylindrical portion including a second outer diameter that is different from the first outer diameter, the second outer diameter being specifically sized and shaped to accept a different second sized affixation device of a second locator device of the remote positioning system; andat least one of the first locator device or the second locator device including at least one clamp that is specifically sized and shaped for circumferentially encompassing one of the first and second outer diameters of the respective first and second cylindrical portions;wherein at least one of the first locator device or the second locator device permits detection by a remote locating system, to determine a position and orientation of the elongate primary instrument. 2. The apparatus of claim 1, in which the first outer diameter is about ⅜ inches and the second outer diameter is about ½ inches. 3. The apparatus of claim 1, in which the first cylindrical portion is more distal than the second cylindrical portion, and in which the first outer diameter is smaller than the second outer diameter. 4. The apparatus of claim 1, further comprising a shunt catheter, sized and shaped for being received over the primary instrument. 5. The apparatus of claim 1, in which the primary instrument is sized and shaped to permit the primary instrument to be introduced through a trajectory guide to a target. 6. apparatus of claim 1, in which the primary instrument is sized and shaped to permit the primary instrument to be introduced through a burr hole to a target. 7. The apparatus of claim 1, in which the primary instrument is sized and shaped to permit the primary instrument to be introduced using minimally-invasive surgery. 8. A shunt passer comprising: an elongate solid cylindrical stylet, sized and shaped to be introduced through a trajectory guide to a target, the stylet including proximal and distal ends;a hub, coupled to the proximal end of the stylet, the hub specifically sized and shaped to accept differently-sized affixation devices of a locator device of a remote positioning system of an image-guided workstation, and in which the hub comprises: a first cylindrical portion, including a first outer diameter that is ... | Medtronic, Inc. | A61B005/05
US07325323 | B2 | 2008-02-05 | Foot tilt angle measuring method, method of selecting shoe or insole for shoe method of manufacturing shoe or insole for shoe, and foot unit tilt angle measuring device | 2004-04-01 | In a foot inclination angle measuring method of the present application, the shape of a foot 10 is measured in three dimensions. And, based on three-dimensional data on the measured shape of the foot 10, a two-dimensional cross section 30 of the foot 10 orienting in a front-rear direction, which includes a cross section of a heel of the foot 10, is obtained. Then, a central line C1 of the two-dimensional cross section 30 in a right-left direction is obtained and the angle of inward/outward inclination of the foot 10 is obtained from the angle of inclination (a) of the central line C1. | 1. A foot inclination angle measuring method, comprising the steps of: measuring a shape of a human foot in three dimensions;based on three-dimensional data on the measured shape of the foot, obtaining a two-dimensional cross section of the foot orienting in a front-rear direction, which includes a cross section of a heel of the foot;obtaining a central line which is a straight line connecting a point corresponding to a central line of the foot (foot axial line) at a height position of 2 to 6% of a foot length from a bottommost position in the two-dimensional cross-section to a central point of the two-dimensional cross-section in the right-left direction at a height position of 20 to 30% of the foot length from the bottommost position in the two-dimensional cross-section; andobtaining an angle of inward/outward inclination of the foot from an angle of inclination of the central line. 2. The foot inclination angle measuring method as set forth in claim 1, wherein the two-dimensional cross section is a two-dimensional cross section of the foot in a position ahead of a rearmost end of the foot by a distance of not less than 4% nor more than 11% of the length of the foot. 3. A shoe or shoe sock liner selecting method, comprising the steps of: measuring a shape of a human foot in three dimensions;based on three-dimensional data on the measured shape of the foot, obtaining a two-dimensional cross section of the foot orienting in a front-rear direction, which includes a cross section of a heel of the foot;obtaining a central line which is a straight line connecting a point corresponding to a central line of the foot (foot axial line) at a height position of 2 to 6% of a foot length from a bottommost position in the two-dimensional cross-section to a central point of the two-dimensional cross-section in the right-left direction at a height position of 20 to 30% of the foot length from the bottommost position in the two-dimensional cross-sectionobtaining an angle of inward/outward inclination of the foot from an angle of inclination of the central line; andbased on the obtained foot inward/outward inclination angle, selecting a fitting shoe or shoe sock liner for correcting an inward/outward inclination of the foot from among multiple types of previously prepared shoes or shoe sock liners. 4. The shoe or shoe sock liner selecting method as set forth in claim 3, comprising the steps of: obtaining a rate of arch height of the foot from the three-dimensional data on the measured shape of the foot; andbased on the obtained foot inward/outward inclination angle and the obtained foot arch height rate, selecting a fitting shoe or shoe sock liner for correcting the inward/outward inclination of the foot and for correcting the flatness of the foot. 5. The shoe or shoe sock liner selecting method as set forth in claim 3, comprising the steps of: obtaining an angle of inward inclination of a side surface of a first toe of the foot with respect to the central li... | ASKS Corp. | A61B005/107
US07317938 | B2 | 2008-01-08 | Method of adapting in-vitro models to aid in noninvasive glucose determination | 2004-10-29 | The invention relates to a noninvasive analyzer and a method of using information determined at least in part from in-vitro spectra of tissue phantoms or analyte solutions to aid in the development of a noninvasive glucose concentration analyzer and/or in the analysis of noninvasive spectra resulting in glucose concentration estimations in the body. The preferred apparatus is a spectrometer that includes a base module and a sample module that is semi-continuously in contact with a human subject and that collects spectral measurements which are used to determine a biological parameter in the sampled tissue, such as glucose concentration. Collection of in-vitro samples is, optionally, performed on a separate instrument from the production model allowing the measurement technology to be developed on a research grade instrument and used or transferred to a target product platform or production analyzer for noninvasive glucose concentration estimation. | 1. A computer implemented method for noninvasively estimating an analyte concentration with an in-vivo instrument system, comprising the steps of: providing a first model;removing at least one interference from said first model to form a second model;standardizing said in-vivo instrument system to said second model to generate a third model;providing an in-vivo test set, comprising: at least one in-vivo test signal; anda reference analyte concentration corresponding with said in-vivo test signal;applying said third model to said in-vivo test signal to generate a test value;applying a correction to said third model using said test value and said reference analyte concentration to yield a corrected third model;providing an in-vivo measurement signal; andestimating and providing for use said analyte concentration using said corrected third model and said in-vivo measurement signal. 2. The method of claim 1, wherein said first model comprises coefficients generated at least in part with an in-vitro data set. 3. The method of claim 2, wherein said third model comprises a third set of coefficients. 4. The method of claim 3, wherein said analyte concentration comprises a glucose concentration. 5. The method of claim 4, wherein said first model comprises coefficients derived from data comprised of at least twenty percent in-vitro data. 6. The method of claim 5, wherein said first model comprises coefficients derived from data comprised of at least eighty percent in-vitro data. 7. The method of claim 4, wherein said step of applying a correction comprises the step of at least one of: applying an offset; andapplying a scaling factor. 8. The method of claim 7, further comprising: repeating said steps of providing an in-vivo test set, applying said second model to said in-vivo test set, applying a correction, and applying an offset. 9. The method of claim 3, wherein said step of removing comprises projecting said coefficients onto a null space of said interference. 10. The method of claim 9, wherein said interference comprises at least one of: a protein signal;a fat signal;a water signal;a salt signal;a thermal noise;a specific tissue sample spectrum;an individual;a class of subjects; anda cluster of data. 11. The method of claim 3, wherein said step of standardizing comprises the step of at least one of: smoothing;interpolating;scaling;filtering;performing an offset correction;performing a bias correction;normalizing;performing direct standardizationperforming piece-wise direct standardization;performing a standard normal variate transformation;performing multiplicative scatter correction;performing orthogonal signal correction;re-sampling; andcorrecting wavelength. 12. The method of claim 11, wherein said step of standardizing comprises at least three of: smoothing;interpolating;scaling;filtering;performing offset correctionperforming bias correction;normalizing;performing direct standardizationperforming piece-wise direct standardization;perfor... | Sensys Medical, Inc. | A61B005/00
US07346378 | B2 | 2008-03-18 | Light transmission simulator for pulse oximeter | 2006-04-21 | A living tissue light transmission simulator system (208, 308) includes receptors of light (215, 216, 315, 316) in portions of the infrared and red spectral bands and the receptors (215, 216, 315, 316), together with amplification (217, 218, 317, 318), infrared detection (239, 371), spectral separation circuitry (219, 319), and post-separation amplification (220, 221, 338, 339, 340, 320, 321), that may be used to drive at least one light source (222, 223, 322, 361). The living tissue light transmission simulator system (208, 308) includes at least one shutter (225, 235, 324, 363, 450) to mechanically modulate generated light from the at least one driven light source (222, 223, 322, 361) where the modulated light may be directed to a pulse oximeter. | 1. An oxygenated tissue simulator adapted to test a pulse oximeter with one or more interrogating light signals, the interrogating light signals comprising a red light signal and an infrared light signal, the tissue simulator comprising: one or more detectors adapted to convert the red light signal and infrared light signal of the pulse oximeter into at least one electrical signal;one or more light sources adapted to convert the at least one electrical signal into at least one carrier light signal;means for modulating the at least one carrier light signal to simulate oxygenated tissue; andmeans for transmitting the at least one modulated carrier light signal to the pulse oximeter. 2. The oxygenated tissue simulator of claim 1, wherein the oxygenated tissue simulator further comprises one or more amplifiers adapted to amplify the at least one electrical signal. 3. The oxygenated tissue simulator of claim 1, wherein means to modulate the at least one carrier light signal comprises one or more shutters. 4. The oxygenated tissue simulator of claim 3, wherein each of the one or more shutters comprises a stepper motor. 5. A living tissue light transmission simulator comprising an optical waveguide, the simulator further comprising: an infrared receiving element sensitive in at least a portion of the infrared light spectrum wherein the infrared receiving element is adapted to output one or more electrical signals in response to sensed infrared light;a broadband receiving element sensitive in a least a portion of the infrared and red light spectrum wherein the broadband receiving element is adapted to output one or more electrical signals in response to sensed broadband light;a separator circuit adapted to separate from the output signal of the broadband receiving element an infrared component signal and a red light component signal wherein the separator circuit is adapted to output the separated infrared component signal and the separated red light component signal;a first voltage-to-current amplifier, responsive to the separator circuit infrared component output signal, having an output signal adapted to drive a first light emitting diode (LED); anda first shutter interposed in a light path between the first LED and the optical waveguide, wherein the first shutter is responsive to one or more actuating signals from a processing unit and wherein the first shutter is adapted to mechanically modulate the light emitted from the first LED. 6. The living tissue light transmission simulator of claim 5 wherein the first voltage-to-current amplifier is further responsive to the separator circuit red component output signal. 7. The living tissue light transmission simulator of claim 6 further comprising a second voltage-to-current amplifier, responsive to the one or more broadband receiving element output electrical signals, the second voltage-to-current amplifier having an output signal adapted to drive a second LED wherein the second LED is adapted to tr... | Pronk Technologies Inc. | A61B005/00
US07325545 | B2 | 2008-02-05 | System and method for the automatic detection of the expiratory flow limitation | 2004-12-02 | The present invention refers to a system and a method for the automatic detection of the expiratory flow limitation of a subject. In an embodiment thereof the system for the automatic detection of expiratory flow limitation of a subject comprises determining the respiratory impedance of the subject comprising an imaginary component and, eventually, of a real part or, at least, by applying a forcing signal with one or more spectral components to the airway opening of a subject combined with measuring time courses of pressure and flow at the airway opening; determining at least one index linked to respiratory impedance or pressure and flow time courses; indicating the positioning of at least one index in relation to a preset threshold value. | 1. System for the automatic detection of expiratory flow limitation of a human subject comprising: means for determining the respiratory impedance of said human subject including a real component and an imaginary component using an expiratory phase of breathing; means for determining at least one index linked to said respiratory impedance; means for indicating the positioning of said at least one index in relation to a preset threshold value in order to detect the expiratory flow limitation. 2. System for the automatic detection of the expiratory flow limitation of a human subject in accordance with claim 1 characterised in that said means for determining at least one index is linked to the imaginary component of said respiratory impedance. 3. System for the automatic detection of the expiratory flow limitation of a human subject in accordance with claim 2 characterised in that said at least one index corresponds to the minimum value of said imaginary component reached during the expiration. 4. System for the automatic detection of the expiratory flow limitation of a human subject in accordance with claim 2 characterised in that said at least one index corresponds to the average value of said imaginary component during all or part of the expiratory phase. 5. System for the automatic detection of the expiratory flow limitation of a human subject in accordance with claim 2 characterised in that said at least one index corresponds to the difference between the maximum value of said imaginary component reached during the inspiratory phase and the minimum value of said imaginary component reached during the expiration. 6. System for the automatic detection of the expiratory flow limitation of a human subject in accordance with claim 2 characterised in that said at least one index corresponds to the difference between the average value of said imaginary component during all or part of the inspiratory phase and the average value of said imaginary component during all or part of the expiratory phase. 7. System for the automatic detection of the expiratory flow limitation of a human subject in accordance with claim 1 characterised in that said means for determining the respiratory impedance of said subject comprises: a device for generating at least one oscillating pressure signal at a preset frequency; a duct for applying said at least one oscillating pressure signal to the respiratory system of said subject; a device for measuring the flow and the pressure inside said duct. 8. System for the automatic detection of the expiratory flow limitation of a human subject in accordance with claim 7 characterised in that said means for determining the respiratory impedance of said subject comprise means for associating to each oscillating pressure signal a linear combination of sinusoids of frequencies equal to the stimulus frequencies; means for determining the impedance by means of a system at the least square; means for calculating the impedance at the ... | Politecnico di Milano | A61M016/00 A61M015/00 A61B019/00 A61B005/08
US07660615 | B2 | 2010-02-09 | Insertion set for transcutaneous sensor with connector lock mechanism | 2007-11-09 | An improved insertion set is provided for transcutaneous placement of a sensor such as a glucose sensor at a selected site within the body of a patient. The insertion set comprises a mounting base defining an upwardly open channel for receiving and supporting a flexible thin film sensor, in combination with a cap assembled with said mounting base to capture and retain a proximal end of the sensor within said channel. The sensor further includes a distal segment with sensor electrodes thereon which protrudes from the mounting base for transcutaneous placement, wherein the sensor distal segment is slidably carried by a slotted insertion needle fitted through the assembled base and cap. Placement of the insertion set against the patient's skin causes the insertion needle to pierce the skin to carry the sensor electrodes to the desired subcutaneous site, after which the insertion needle can be slidably withdrawn from the insertion set. The mounting base further includes a fitting and related snap latch members for mated slide-fit releasable coupling of conductive contact pads on a proximal end of the sensor to a cable connector for transmitting sensor signals to a suitable monitoring device. | 1. A connector for connecting a sensor set to a monitor device, wherein the sensor set includes: a mounting base adapted for mounting onto a patient's skin, the mounting base including a connector fitting generally at a rear end of the mounting base, wherein the connector fitting of the sensor set includes a tubular element having a central bore formed therein for pass through reception of a portion of the sensor, and wherein the mounting base further includes including a lock mechanism for releasable coupling to the connector; anda sensor having at least one sensor electrode thereon for generating at least one electrical signal representative of at least one patient condition, the sensor including at least one contact pad conductively coupled to the at least one sensor electrode, the sensor being coupled to the mounting base;wherein the connector is adapted for interengageable coupling with the lock mechanism on the mounting base of the sensor set,wherein the connector includes at least one connector contact that is electrically coupled to the at least one contact pad of the sensor when the mounting base of the sensor set is coupled to the connector,wherein the at least one connector contact receives the at least one electrical signal; andwherein the tubular element of the sensor set is for mating with a corresponding tubular recess formed in the connector, the connector fitting of the sensor set further having a recessed seat to support and retain the sensor, the recessed seat defined to fit within a recess in the connector. 2. The connector of claim 1, wherein the mounting base of the sensor set and the connector have releasably interengageable snap fit latch members that form the lock mechanism. 3. The connector of claim 1, wherein the connector fitting includes a generally D-shaped key formed as a rearward extension of the tubular element, the D-shaped key defining a recessed seat for receiving and supporting the sensor, and wherein the D-shaped key is for mating with a corresponding D-shaped key recess formed in the connector. 4. The connector of claim 3, wherein the recessed seat of the connector fitting is formed at ramp angle relative to a central axis of the bore, and the connector has a corresponding ramp formed in the D-shaped key recess of the connector. 5. The connector of claim 1, wherein the mounting base of the sensor set further includes an upwardly open channel formed therein, and the channel extending from the connector fitting to a front end of the mounting base; wherein the sensor of the sensor set is a flexible sensor having a head formed generally at a proximal end thereof, a proximal segment extending from said head and a distal segment having the at least one sensor electrode thereon, the head including the at least one contact pad conductively coupled to the electrode; andthe sensor set further comprising:a protective cannula having the sensor distal segment and at a portion of said sensor proximal segment received ... | Medtronic MiniMed, Inc. | A61B005/00 H01R004/48 A61M005/178
US07340296 | B2 | 2008-03-04 | Detection of pleural effusion using transthoracic impedance | 2005-05-18 | This patent document discusses systems, devices, and methods for increasing a sensitivity or specificity of thoracic fluid detection in a subject and differentiating between pleural effusion and pulmonary edema. In one example, a thoracic impedance measurement circuit senses a thoracic impedance signal. In another example, a processor receives the thoracic impedance signal and determines whether such thoracic impedance signal is “significant.” A significant thoracic impedance signal indicates the presence of thoracic fluid and may be recognized by comparing the thoracic impedance signal (or variation thereof) to a thoracic impedance threshold. When a significant thoracic impedance signal is recognized, the processor is adapted to detect one or both of: a pleural effusion indication and a pulmonary edema indication using one or a combination of: physiologic information, patient symptom information, and posture information. In another example, the thoracic impedance threshold is adjusted using such physiologic, patient symptom, or posture information. | 1. A system for the detection of thoracic fluid in a subject, the system comprising: an implantable thoracic impedance measurement circuit, adapted to sense a thoracic impedance signal from the subject; and a processor, coupled with the thoracic impedance measurement circuit to receive the thoracic impedance signal, and adapted to recognize a significant thoracic impedance signal, wherein the processor is adapted to detect one or both of a pleural effusion indication or a pulmonary edema indication upon recognition of the significant thoracic impedance signal and differentiate the pleural effusion indication from the pulmonary edema indication. 2. The system as recited in claim 1, further comprising at least one physiologic information device coupled to the processor, the at least one physiologic information device is adapted to sense or collect physiologic information about the subject, wherein the processor is adapted to differentiate the pleural effusion indication from the pulmonary edema indication using, at least in part, the physiologic information. 3. The system as recited in claim 2, wherein the at least one physiologic information device includes an implantable sensor. 4. The system as recited in claim 2, wherein the physiologic information about the subject includes at least one respiratory sound. 5. The system as recited in claim 2, further comprising a memory storage device adapted to store a history of the thoracic impedance signal and a history of the physiologic information. 6. The system as recited in claim 1, further comprising at least one patient symptom device coupled to the processor, the at least one patient symptom device is adapted to sense or collect patient symptom information about the subject, wherein the processor is adapted to differentiate the pleural effusion indication from the pulmonary edema indication using, at least in part, the patient symptom information. 7. The system as recited in claim 6, wherein the at least one patient symptom device includes an implantable sensor. 8. The system as recited in claim 6, wherein the patient symptom information includes one or both of: a pleuritic chest pain and at least one hiccup. 9. The system as recited in claim 6, further comprising a memory storage device adapted to store a history of the thoracic impedance signal and a history of the patient symptom information. 10. The system as recited in claim 1, further comprising a posture sensor coupled to the processor, the posture sensor adapted to sense a posture signal; and a memory storage device adapted to store a history of the thoracic impedance signal and a history of the posture signal, wherein the processor is adapted to differentiate the pleural effusion indication from the pulmonary edema indication using a rate of change in the thoracic impedance signal associated with a change in the posture signal. 11. The system as recited in claim 10, further comprising a posture compensation module adapted to deter... | Cardiac Pacemakers, Inc. | A61B005/05
US07719270 | B2 | 2010-05-18 | Method and apparatus for accelerated spiral-coded imaging in magnetic resonance tomography | 2007-07-12 | In a method and apparatus for accelerated spiral-coded imaging in magnetic resonance tomography using spiral-shaped k-space sampling, the underlying k-matrix is under-sampled such that an additional spiral is obtained by point mirroring of the measured values at the center of the k-matrix. This additional spiral forms a complete data set of the k-matrix together with the first spiral for imaging the output information. | 1. A method for spiral-shaped k-space sampling in magnetic resonance tomography, comprising the steps of: in a computer, producing a k-space matrix to be filled with raw magnetic resonance data;undersampling said k-space matrix by entering said raw magnetic resonance data into said k-space matrix by spiral-shaped k-space sampling according to a spiral trajectory comprising a first spiral, andwith no entry of additional raw magnetic resonance data into said k-space matrix, generating a second spiral, by point mirroring of the raw magnetic resonance data previously entered into said k-space matrix at a center of the k-space matrix, said second spiral forming a complete data set of said k-space matrix together with said first spiral; andexecuting said sampling at said center of said k-space matrix with a density selected from the group consisting of full density and excessive density. 2. A method as claimed in claim 1 comprising phase-correcting said raw magnetic resonance data entered into said k-space matrix with an algorithm selected from the group consisting of Margosian algorithms and Pocs algorithms. 3. A magnetic resonance tomography apparatus comprising: a magnetic resonance scanner configured to interact with a subject in order to obtain raw magnetic resonance data therefrom;a computer that controls operation of said magnetic resonance scanner;said computer filling a k-space matrix with said raw magnetic resonance data by undersampling said k-space matrix by entering said raw magnetic resonance data into said k-space matrix by spiral-shaped k-space sampling according to a spiral trajectory comprising a first spiral, andby generating a second spiral with no entry of additional raw magnetic resonance data into said k-space matrix, by point mirroring of the raw magnetic resonance data previously entered into said k-space matrix at a center of the k-space matrix, said second spiral forming a complete data set of said k-space matrix together with said first spiral; andexecuting said sampling at said center of said k-space matrix with a density selected from the group consisting of full density and excessive density. 4. A computer-readable medium encoded with a data structure, configured for use with a magnetic resonance tomography apparatus having a magnetic resonance scanner configured to interact with a subject in order to obtain raw magnetic resonance data therefrom, and a computer that controls operation of said magnetic resonance scanner, said data structure when said medium is loaded into said computer causing said computer to: produce a k-space matrix filled with magnetic resonance data by undersampling said k-space matrix by entering said raw magnetic resonance data into said k-space matrix by spiral-shaped k-space sampling according to a spiral trajectory comprising a first spiral;generate a second spiral, with no entry of additional raw magnetic resonance data into said k-space matrix by point mirroring of the raw magnetic resonance... | Siemens Aktiengesellschaft | G01V003/00
US07434542 | B2 | 2008-10-14 | Small animal mount assembly | 2007-07-09 | The small-animal mount assembly of the present invention can include a table member suitable for mounting a small animal. The table member can be selectively positionable into a desired table plane and can comprise at least one ECG pad and/or at least one grid of electronic heating elements disposed onto a top surface of the table pad. The assembly can also include a control apparatus electrically coupled to the at least one ECG pad and/or the at least one grid of electronic heating elements. | 1. A small-animal mount assembly for mounting a small animal, comprising: a control apparatus;a table member having a top surface, a bottom surface, and defining a table plane;a platform member having a top face and an opposed bottom face, the bottom surface of the table member being mounted thereon the top face of the platform member;means for orienting the table member so that the table plane of the table is positioned in a desired table plane;means for releasably mounting the platform member to the means for orienting the table member;a rail having a proximal end, a spaced distal end, and a longitudinal axis;means for supporting the table member on the rail; andmeans for moving the table member in a linear bi-directional manner along the longitudinal axis of the rail. 2. The small-animal mount assembly of claim 1, further comprising at least one grid of electronic heating elements disposed onto the top surface of the table member, wherein the at least one grid of electronic heating element is electrically coupled to the control apparatus. 3. The small-animal mount assembly of claim 2, further comprising at least one ECG control pad, the at least one ECG control pad attached to the top surface of the table member and electrically coupled to the control apparatus, each ECG pad generating an ECG signal representative of a sensed ECG of a portion of the small animal disposed thereon the ECG pad. 4. The small-animal mount assembly of claim 1, further comprising a thermocouple connected to the top surface of the table member and electrically coupled to the control apparatus, the thermocouple generating a temperature signal representative of the temperature proximate the thermocouple. 5. The small-animal mount assembly of claim 1, wherein the means for orienting the table member includes an orientation control mechanism. 6. The small-animal mount assembly of claim 5, wherein the means for releasably mounting the platform member comprises: a shoe member defining a trough having a back edge, a portion of the back edge of the trough forming an angled flange surface, the shoe member being connected to the distal end of the ball-joint lock assembly;a foot member sized and shaped for complementarily disposition therein a portion of the trough of the shoe member, the foot member having a first bevelled edge and an opposed bevelled edge, the foot member being connected to the bottom face of the platform member; anda lock assembly rotatably mounted to the shoe member, the lock assembly comprising a lock lever having a eccentrically shaped edge surface, wherein a portion of the edge surface of the lock lever has a bevelled cross-sectional shape, and wherein the lock lever is movable between a clamped position, in which a portion of the bevelled portion of the edge surface of the lock lever complementarily engages a portion of the second bevelled edge of the foot member to force a portion of the first bevelled edge of the foot member into a locked, complem... | VisualSonics Inc. | A01K029/00
US07962195 | B2 | 2011-06-14 | Model-based correction of position measurements | 2006-06-01 | Visualization of a probe when impedance-based measurement technology is being used is improved by stabilizing a displayed image of the probe or catheter. Using a model of reasonable probe shapes and a matching algorithm, an erroneous probe image is adjusted so that it assumes a realistic shape on a display. A range of positional variations is also incorporated in the model. When an apparent probe position exceeds a permissible range of motion, the probe image is constrained to a realistic position. | 1. A method of determining a position of a probe that has been inserted into a body of a subject, comprising the steps of: providing a processing unit and a probe model;determining an apparent position of said probe in said body with the processing unit;using the processing unit and the probe model to establish that a first displacement between said apparent position and a prior position of said probe at a known time corresponds to a first rate of motion that exceeds a predetermined limit;using the processing unit to adjust said apparent position to a new position such that a second displacement between said new position and said prior position corresponds to a second rate of motion that is less than said predetermined limit; anddisplaying said new position. 2. The method according to claim 1, wherein said apparent position is determined by measuring impedance between said probe and a plurality of locations that are remote from said probe. 3. The method according to claim 2, wherein measuring said impedance comprises performing the steps of: passing electrical currents through said body between at least one electrode disposed on said probe and said plurality of locations; andmeasuring respective characteristics of currents passing through said plurality of said locations. 4. The method according to claim 1, wherein said step of adjusting said apparent position is performed using a Kalman filter. 5. An apparatus for position sensing, comprising: a probe, comprising at least one probe electrode, which is adapted to be inserted into a body of a subject;a plurality of body surface electrodes, which are adapted to be fixed to a surface of said body at respective locations;a display; anda controller comprising a processing unit and a probe model and, which is adapted to be coupled to said probe and to said body surface electrodes so as to pass electrical currents through said body between said probe electrode and said body surface electrodes, and to determine position coordinates of said probe by measuring respective characteristics of said currents passing through said body surface electrodes, said controller being operative for:determining an apparent position of said probe in said body with the processing unit;using the processing unit and the probe model to establish that a first displacement between said apparent position and a prior position of said probe at a known time corresponds to a first rate of motion that exceeds a predetermined limit;using the processing unit to adjust said apparent position to a new position such that a second displacement between said new position and said prior position corresponds to a second rate of motion that is less than said predetermined limit; anddisplaying said new position on said display. 6. The apparatus according to claim 5, wherein said apparent position is determined by measuring impedance between said probe and said locations. 7. The apparatus according to claim 6, wherein measuring said impedanc... | Biosense Webster, Inc. | A61B005/05
US07904145 | B2 | 2011-03-08 | Clean margin assessment tool | 2007-05-07 | An integrated tool is provided, having a tissue-type sensor, for determining the tissue type at a near zone volume of a tissue surface, and a distance-measuring sensor, for determining the distance to an interface with another tissue type, for (i) confirming an existence of a clean margin of healthy tissue around a malignant tumor, which is being removed, and (ii) determining the depth of the clean margin. The integrated tool may further include a position tracking device and an incision instrument. The soft tissue may be held within a fixed frame, while the tumor is being removed. Additionally a method for malignant tumor removal is provided, comprising, fixing the soft tissue within a frame, performing imaging with the hand-held, integrated tool, from a plurality of locations and orientations around the soft tissue, reconstructing a three-dimensional image of the soft tissue and the tumor within, defining a desired clean margin on the reconstructed image, calculating a recommended incision path, displaying the recommended path on the reconstructed image, and cutting the tissue while determining its type, at the near zone volume of the incision surface. The method may further include continuously imaging with the cutting, continuously correcting the reconstructed image and the recommended incision path, and continuously determining the tissue type, at the near zone volume of the incision surface. | 1. A method for examining body tissue, the method comprising: examining a tissue portion excised from a subject's body and establishing a clean-margin of healthy tissue around an abnormal tissue within said excised tissue portion, said establishing comprising:characterizing a tissue segment of an exposed surface of the excised tissue portion to determine and record the tissue segment margin status;analyzing the tissue segment margin status and identifying whether it corresponds to clean margin or not, thereby enabling further excision, from the body, of tissue segments which are adjacent or correspond to the tissue segments which were not identified as clean margin. 2. The method of claim 1, comprising characterizing all tissue segments of said tissue surface and determining whether the tissue is identified as clean margin, thereby enabling the removal of tissues which are adjacent/correspond to any of said tissue segments which were not identified as clean margin. 3. The method according to claim 2, comprising characterizing said tissue segments in real time. 4. The method of claim 2 comprising defining clean margin status targets. 5. The method of claim 2 comprising: providing a device for characterizing the tissue, said device comprising a housing configured for holding the tissue, at least one sensor mounted on the housing and configured for characterizing the tissue; providing a mechanism configured to attach said tissue to the housing; and surrounding the device by said tissue. 6. The method of claim 5 comprising providing suction to the device from a vacuum source. 7. The method of claim 5 wherein the at least one sensor comprises an array of sensing elements. 8. The method according to claim 5 wherein the housing has a body having one of the following configurations: a rigid body, a flexible body, a stretchable body, and an expansible body. 9. The method of claim 1, wherein the abnormal tissue is cancerous tumor. 10. The method of claim 2 comprising: providing a device for characterizing the tissue, said device comprising a housing configured to be enclosed by said tissue, at least one sensor mounted on the housing and configured for characterizing the tissue; providing a mechanism configured to attach said tissue to the housing; and surrounding or enclosing the device by said tissue. 11. A method for use in examining a tissue, the method comprising: providing a tissue portion excised from a subject's body;examining said excised tissue portion and establishing a clean-margin of healthy tissue around an abnormal tissue within said excised tissue portion, said establishing comprising:providing a device for characterizing a tissue, said device comprising a housing configured to be enclosed by said tissue and having a tissue-contacting surface, and at least one tissue-type sensor mounted on the housing and configured for characterizing a type of said tissue, andproviding a mechanism configured to attach said tissue to the housing so... | Dune Medical Devices Ltd. | A61B005/05 A61B005/04
US08508530 | B2 | 2013-08-13 | Electrocardiogram chart device and method thereof | 2007-09-27 | An electrocardiogram (ECG) chart device and method capable of easily assisting with the diagnosis of heart disease. Hexagonal radar charts displayed on a screen act as indicators of feature values corresponding to data obtained from each of 12 electrode leads and correlated with the related portions of the heart. For example, a (V1, V2) lead is an indicator of a right ventricle. Each of the radar charts is schematically arranged to correspond with the related portion of the heart. Each vertex of the hexagonal radar charts acts as an indicator of the recognized value. More specifically, each vertex of the radar chart is based on a value obtained by extracting a waveform critical point, a waveform start point, a waveform end point, or the like, of constituent elements of the ECG waveform as the P wave, the Q wave, the R wave, the S wave, the ST segment, the T wave, or the like. Therefore, a user of the ECG radar chart device can intuitively and easily carry out interpretation of ECG data. | 1. An electrocardiogram (ECG) chart-display device for displaying ECG data in a radar chart form, comprising: means for receiving radar chart data which includes the feature values of the ECG data, wherein each feature value of the ECG data is obtained based on grouped ECG data, said grouped ECG data being obtained by grouping the ECG data according to each physical location of the heart, andmeans for displaying plural radar charts in accordance with the plural chart data received, wherein each of the radar charts shows feature values of each group displayed, where the feature values of each group are arranged positionally corresponding to a physical location of the heart from which the feature values were obtained. 2. The device according to claim 1, wherein feature value data is to be used to vary the display style of the feature value when the feature value is in an abnormal range. 3. A non-transitory computer readable medium having stored thereon a program product for an electrocardiogram (ECG) chart-display device, wherein the program product is executable in a computer and capable of causing the computer to perform: receiving radar chart data which includes the feature values of the ECG data, wherein each feature value of the ECG data is obtained based on grouped ECG data, said grouped ECG data being obtained by grouping the ECG data according to each physical location of the heart, anddisplaying plural radar charts in accordance with the radar chart data received, wherein each of the radar charts shows feature values of each group displayed, where the feature values of each group are arranged positionally corresponding to a physical location of the heart from which the feature values were obtained. 4. An ECG display device for displaying measured ECG data, comprising: means for obtaining plural feature value data indicating an ECG feature values which are grouped according to each physical location of the heart, andmeans for displaying plural radar charts in accordance with the plural feature value data received, wherein each of the radar charts shows feature values of each group displayed, where the feature values of each group are arranged positionally corresponding to a physical location of the heart from which the feature values were obtained. 5. An ECG chart-display device for displaying ECG data in a radar chart form, a CPU of the ECG chart-display device is to execute the procedures of: receiving radar chart data which includes the feature values of the ECG data, wherein each feature value of the ECG data is obtained based on grouped ECG data, said grouped ECG data being obtained by grouping the ECG data according to each physical location of the heart, anddisplaying plural radar charts in accordance with the radar chart data received, wherein each of the radar charts shows feature values of each group displayed, where the feature values of each group are arranged positionally corresponding to a physical location of the heart fr... | Nihon Kohden Corporation | G06T011/20 G09G005/20 G09G005/24
US08905939 | B2 | 2014-12-09 | Method and apparatus for continuous assessment of a cardiovascular parameter using the arterial pulse pressure propagation time and waveform | 2006-11-06 | A method and apparatus for determining a cardiovascular parameter including receiving an input signal corresponding to an arterial blood pressure measurement over an interval that covers at least one cardiac cycle, determining a propagation time of the input signal, determining at least one statistical moment of the input signal, and determining an estimate of the cardiovascular parameter using the propagation time and the at least one statistical moment. | 1. A method for determining a cardiovascular parameter comprising: receiving an input signal corresponding to an arterial blood pressure measurement over an interval that covers at least one cardiac cycle;determining a propagation time of the input signal;determining at least one statistical moment of the input signal; anddetermining, using at least a portion of a computing unit, an estimate of the cardiovascular parameter using the propagation time and the at least one statistical moment, wherein the cardiovascular parameter is selected from a group consisting of cardiac output and stroke volume. 2. The method as defined in claim 1 wherein the at least one statistical moment of the input signal is selected from a group consisting of a standard deviation of the input signal, kurtosis of the input signal and skewness of the input signal. 3. The method as defined in claim 1 wherein the step of determining a propagation time of the input signal includes determining a transit time between a reference signal detected near a heart of a subject and a peripheral arterial signal detected near an artery of the subject. 4. The method as defined in claim 3 wherein the reference signal is selected from a group consisting of an electrocardiogram measurement, a central aortic pressure measurement, a transthoracic bioimpedance measurement and a Doppler ultrasound blood velocity measurement. 5. The method as defined in claim 3 wherein the peripheral arterial signal is selected from a group consisting of an arterial blood pressure measurement, an optical oximetry measurement that measures the oxygen saturation of the blood of the subject, a peripheral bioimpedance measurement and a Doppler ultrasound blood velocity measurement. 6. The method as defined in claim 1 wherein determining an estimate of the cardiovascular parameter using the propagation time includes using a standard deviation of the input signal to determine an estimate of the cardiovascular parameter. 7. The method as defined in claim 1 further comprising receiving an anthropometric parameter of the subject. 8. The method as defined in claim 7 wherein determining an estimate of the cardiovascular parameter using the propagation time also includes using the anthropometric parameter to determine an estimate of the cardiovascular parameter. 9. The method as defined in claim 7 further comprising estimating an arterial compliance value using the propagation time and the anthropometric parameter. 10. The method as defined in claim 9 further comprising estimating a stroke volume using the arterial compliance value and a standard deviation of the input signal. 11. The method as defined in claim 10 further comprising: receiving a heart rate measurement of a subject; andestimating cardiac output using the heart rate measurement and the stroke volume. 12. The method as defined in claim 9 further comprising generating a cardiac output estimate using the arterial compliance and the standard deviation. ... | Edwards Lifesciences Corporation | A61B005/02 A61B005/0285 A61B005/029 A61B005/0402 A61B005/021 A61B005/053
US08359079 | B2 | 2013-01-22 | Pulse oximetry system and techniques for deriving cardiac and breathing parameters from extra-thoracic blood flow measurements | 2007-09-20 | Medical devices and techniques derive breath rate, breath distention, and pulse distention measurements of a subject from a pulse oximeter system coupled to a subject. These parameters, together with the conventional physiologic parameters obtained from a pulse oximeter system, can be used to assist in controlling the ventilation levels and the anesthesia levels of the subject. The development has human applications and particular applications for animal research. | 1. A non-invasive pulse oximetry system comprising: a controller;a light source coupled to the controller and emitting at least two light signals having distinct wavelengths adapted to be directed at an appendage of a subject; anda light receiver coupled to the controller and adapted to be mounted adjacent to said appendage and which receives said light signals;wherein the controller of the pulse oximetry system derives at least a heart rate value, a blood oxygenation value, a breath rate and a breath distention value from said received light signals, wherein the breath distention value is associated with the height of the blood flow change in the appendage derived from the endpoints of the breathing effort from inhale to exhale, and wherein the system derives the breath rate that is calculated by filtering the received signals in the frequency domain to remove the heart rate component thereof, then reconstructing a time domain breath signal in the absence of the heart rate components and wherein the breath rate is calculated using the reconstructed breath signal. 2. The non-invasive pulse oximetry system of claim 1 wherein the breath components of the received signals are filtered prior to reconstructing the breath signal. 3. The non-invasive pulse oximetry system of claim 1 wherein the system calculates arterial pulse distention measurements, wherein the arterial pulse distention measurements are associated with the height of the blood flow change in the appendage derived from the endpoints of the cardiac effort between systole and diastole. 4. A non-invasive pulse oximetry system comprising: A controller;A light source coupled to the controller and adapted to be attached to an external appendage of a subject and configured to emit at least two distinct wavelengths of light directed at the appendage; andA receiver coupled to the controller and adapted to be attached to the external appendage of a subject and configured to receive the light from the light source that has been directed at the appendage and generating received signals there from, wherein the controller of the pulse oximetry system derives a breath rate of the subject from the received signals, wherein the breath rate is calculated by transforming the received signals to the frequency domain, filtering the received signals to remove heart rate components thereof in the frequency domain, then reconstructing a breath signal in the time domain in the absence of the heart rate components and wherein the breath rate is calculated using the reconstructed breath signal in the time domain. 5. The non-invasive pulse oximetry system of claim 4 wherein the filtering the received signals to remove heart rate components thereof results in a filtered signal having breath components therein and wherein the breath components of the received signals are filtered prior to reconstructing the breath signal. 6. The non-invasive pulse oximetry system of claim 5 wherein the system calculates arteria... | Starr Life Sciences Corporation | A61B005/1455
US08727979 | B2 | 2014-05-20 | Disease management system and method including significant symptom filtering | 2007-10-31 | A system and method for allowing a patient to access an automated process for managing a specified health problem called a disease. The system performs disease management in a fully automated manner, using periodic interactive dialogs with the patient to obtain health state measurements from the patient, to evaluate and assess the progress of the patient's disease, to review and adjust therapy to optimal levels, and to give the patient medical advice for administering treatment and handling symptom flare-ups and acute episodes of the disease. The medical records are updated, the progression of the disease is stored and tracked, and the patient's preferences for treatment are stored and then used to offer medical advice based on the current state of the disease. A prestored general disease trend curve is compared against a patient specific disease trend curve, and the system makes an automated response such as adjusting therapy. | 1. A computerized method for determining if a patient has a severe symptom requiring automated notification and intervention by a human healthcare provider while performing a health assessment for a disease being managed, the method comprising: receiving, at a computing device, information related to a significant symptom from a patient via a direct interactive dialogue between a patient and the computing device, the direct interactive dialogue including a patient input of at least one of: a patient-measured objective measurement and a subjective severity of the significant symptom;storing the information related to the significant symptom in a data storage;determining, via the computing device, whether the significant symptom is related to at least one of: a disease being managed and a side effect of treatment for the patient;establishing, via the computing device, a severity of the significant symptom based on answers received from the patient to one or more symptom severity questions;adjusting, via the computing device, the subjective severity of the significant symptom based on a sensitivity factor set, the sensitivity factor set a level of a patient sensitivity, the sensitivity factor set further based on the patient sensitivity;offering, via the computing device, medical advice to the patient regarding at least one of administering treatment or handling symptom flare-ups, the medical advice to the patient based on the adjusted subjective severity, the patient-measured objective measurement, and the information related to a significant symptom; andoutputting, via the computing device, the established severity of the significant symptom to a human healthcare provider if the established severity exceeds a threshold, the threshold dynamically modified by the sensitivity factor set. 2. The method of claim 1, wherein the established severity of the significant symptom is classified as severe if the threshold is exceeded or is classified as mild if the threshold is not exceeded. 3. The method of claim 1, further comprising storing the established severity of the significant symptom into an electronic medical record. 4. The method of claim 1, wherein the determination whether the significant symptom is related to the disease being managed comprises comparing the significant symptom to a symptoms table comprising symptoms related to the disease being managed. 5. The method of claim 1, wherein the determination whether the significant symptom is a side effect of treatment comprises comparing the significant symptom to a side effects table comprising side effects related to a current therapy for the patient. 6. The method of claim 1, wherein establishing the severity of the significant symptom comprises at least one of obtaining a severity number via direct interactive dialogue between the patient and the computing device and comparing the severity number with a scale of numbers from a symptom database corresponding to the significant symptom's s... | Clinical Decision Support, LLC | A61B005/00 G06F019/00
US20080028625 | A1 | 2008-02-07 | Apparatus and Method for Replicating a Plantar Surface of a Foot | 2005-12-19 | An apparatus and method for replicating the profile of a plantar surface of a foot are provided. It has particular application in the production of footwear insoles, the apparatus comprises a pressure resistant container (2); an elastic membrane (3) sealed to an open face of the container, thereby defining a variable volume chamber within the container; means for reversibly introducing fluid (15) into the chamber; a bed of elongate rods (13) of substantially equal length, in which, in one configuration, the rods can slide freely, one relative to another, along their length; and clamping means (10) for reversibly clamping the bed of rods so that the relative sliding movement of the rods is resisted; the bed of rods being arranged, in use, outside the container so that ends of the rods abut the face of the membrane. In this way, a positive and negative mould of the surface can be formed. | 1. An apparatus for replicating the profile of a plantar surface of a foot comprising: at least one inflation device including: a pressure resistant container, an elastic membrane sealed to an open face of said pressure resistant container, thereby defining a variable volume chamber within the container, a manifold coupled to said pressure resistant container, a compressor pump configured to provide fluid into the chamber via said manifold, thereby to provide a predetermined pressure within said variable volume chamber, said predetermined pressure required for creating an equally distributed load on said plantar surface of the foot under full load with distribution of the load uniformly across the whole plantar surface; and an imprint-forming device mounted on the top of said at least one inflation device and configured for obtaining an imprint of said plantar surface of the foot under the load, said imprint-forming device including: a bed of elongate rods having substantially equal length, a clamping unit configured for reversibly clamping the bed of rods so that the relative sliding movement of the rods is resisted, the bed of rods being arranged so that ends of the rods abut the face of said elastic membrane. 2. The apparatus of claim 1 further comprising sensing elements configured for sensing contact between the elastic membrane and an opposite face of the container resulting from deformation of the elastic membrane. 3. The apparatus of claim 1 further comprising a moveably mounted platform within said variable volume chamber, substantially parallel to, and biased towards the elastic membrane. 4. The apparatus of claim 3 further comprising sensing elements configured for sensing contact between the elastic membrane and the platform resulting from deformation of the elastic membrane. 5. The apparatus of claim 1 claims wherein the clamping unit comprises a reversibly deformable tube encircling at least part of the bed of rods, the reversible clamping being achieved by manipulation of the pressure of fluid within the tube, the resultant deformation of the tube squeezes the rods together. 6. The apparatus of claim 1 wherein the clamping unit comprises an electromagnet acting upon a bed of magnetically susceptible rods for reversible clamping thereof. 7. The apparatus of claim 1 further comprising a deformable airtight enclosure surrounding the bed of rods and means to reversibly remove air from within the enclosure. 8. The apparatus of claim 2 further comprising a control unit configured to effect the steps of: unclamping the bed of rods, if clamped; receiving a signal from the sensing unit indicating contact between the membrane and the platform; introducing fluid into the chamber until receiving a signal from the sensing unit indicating loss of contact between the membrane and the platform; clamping the bed of rods; and releasing fluid from the chamber. 9. The apparatus of claim 1, comprising three inflation devices pivotab... | - | A43D001/00 A61B005/00 A61B005/103
US20080064979 | A1 | 2008-03-13 | SYSTEM AND METHOD FOR PREBALANCING ELECTRICAL PROPERTIES TO DIAGNOSE DISEASE | 2007-03-12 | A system and method for diagnosing the possibility of disease by making electrical measurements in one of a first body part and a second substantially similar body part are described. The present invention balances out differences between homologous body parts that are due to natural factors unrelated to disease, such as differences in size or symmetry between left and right breasts. Once data are prebalanced, statistical analyses can be performed on the data to diagnose disease. The system includes a normalizing module for obtaining a normalizing factors database from a screening population group to account for differences in spatial separation of impedance measurements. Once a set of normalizing factors is obtained, a prebalancing factor can be obtained that can further be used to adjust raw electrical measurements. Normalizing factors are applied to a smaller subset of measurements that are likely to better represent the body part as a whole.: This set of measurements is reduced further by eliminating a set of the measurements that can be biased by a presence of a disease in a body part. The remaining measurements for each body part are then averaged to obtain an overall measure of a body part electrical property. The quotient between these measures is then used to adjust raw measurements. The adjusted measurements remove the imbalance that might exist due to natural differences between body parts. Adjusted measurements are then used as an input to other methods to obtain more accurate disease diagnostics. | 1. A method for prebalancing an electrical property obtained from at least one of a first body part and a second substantially similar body part, the method comprising the steps of: obtaining a prebalancing factor (PBF) from a population group to account for variability between the first body part and the second body part; measuring an electrical property of at least one of the first body part and the second body part with an electrode array; and utilizing the prebalancing factor to prebalance the electrical property. 2. The method of claim 1, wherein the first and second body parts are breasts. 3. The method of claim 1, wherein the electrode array includes a plurality of current injection electrodes and a plurality of voltage measurement electrodes. 4. The method of claim 3, wherein the electrical property is electrical impedance, and wherein the step of measuring includes injecting currents into the first body part with the plurality of current injection electrodes; measuring a set of impedances {Zi,jfirst} with the plurality of voltage measurement electrodes; injecting currents into the second body part with the plurality of current injection electrodes; and measuring a set of impedances {Zi,jsec} with the plurality of voltage measurement electrodes. 5. The method of claim 4, wherein the step of utilizing the prebalancing factor includes prebalancing {Zi,jfirst} and {Zi,jsec} to yield the sets {Zi,jfirst*} and {Zi,jsec*}, where Zi,jfirst*=P⁢ ⁢B⁢ ⁢F×Zi,jfirst⁢ ⁢and⁢ ⁢Zi,jsec*=Zi,jsec,if⁢ ⁢P⁢ ⁢B⁢ ⁢F≥1,andZi,jfirst*=Zi,jfirst⁢ ⁢and⁢ ⁢Zi,jsec*=Zi,jsec/P⁢ ⁢B⁢ ⁢F,if⁢ ⁢P⁢ ⁢B⁢ ⁢F&lt;1. 6. The method of claim 5, further comprising comparing {Zi,jfirst*} to {Zi,jsec*} to diagnose the possibility of disease. 7. The method of claim 1, wherein the step of obtaining a prebalancing factor includes obtaining sets of normalizing factors {ri,jfirst} and {ri,jsec} from the population group to account for variability within the first and second body parts. 8. The method of claim 7, wherein the step of obtaining a prebalancing factor further includes obtaining a set of impedances {Zi,jfirst} from the first body part and a set of impedances {Zi,jsec} from the second body part; utilizing {Zi,jfirst} and {ri,jfirst} to calculate a set of normalized impedances {Znormi,jfirst}, and {Zi,jsec} and {ri,jsec} to calculate a set of normalized impedances {Znormi,jsec}; and averaging a subset of {Znormi,jfirst} and a subset of {Znormi,jsec} to obtain the prebalancing factor, the subsets formed by omitting normalized impedances that could correspond to anomalous electrical pathways. 9. The method of claim 8, wherein the step of obtaining the set of normalizing factors {ri,jfirst} includes applying ne voltage measurement electrodes to the first body part of a first member of the population group containing Ng members, where ne and Ng are integers greater than one; measuring in the first member a set of voltages {Vi,jfirst 1}, where Vi,jfirst 1 is the voltage... | Z-TECH (CANADA) INC. | A61B005/05
US20080021334 | A1 | 2008-01-24 | Apparatus and methods for non-invasively measuring hemodynamic parameters | 2006-07-19 | Improved apparatus and methods for non-invasively assessing one or more hemodynamic parameters associated with the circulatory system of a living organism. In one aspect, the invention comprises apparatus adapted to accurately place and maintain a sensor (e.g., tonometric pressure sensor) with respect to the anatomy of the subject, including an alignment apparatus which is separable from an adjustable fixture. The apparatus moveably captures the sensor to, inter alia, facilitate coupling thereof to an actuator used to position the sensor during measurements. In a second aspect, improved sensor apparatus is disclosed adapted to minimize the effects of shear during sensor movement and monitoring as well as maximize the lateral and proximal search area available to the sensor within the apparatus. Methods for positioning the alignment apparatus and sensor are also disclosed. | 1. A method of positioning at least one sensor with respect to the anatomy of a living subject, comprising: providing said at least one sensor;providing an alignment apparatus adapted to align said at least one sensor with respect to said anatomy, said alignment apparatus comprising a positioning element;disposing said at least one sensor over said positioning element, said positioning element further adapted to position said at least one sensor in a neutral position over the anatomy of said living subject; andpositioning said alignment apparatus with respect to said anatomy using at least said positioning element. 2. The method of claim 1, wherein said alignment apparatus further comprises a removable paddle element, said removable paddle element comprising said positioning element, and said method further comprises removing said paddle element, said act of removing releasing said at least one sensor from being constrained in said neutral position. 3. The method of claim 1, wherein said positioning element comprises a substantially fixed alignment reticle, said alignment reticle facilitating said act of positioning. 4. The method of claim 3, wherein said positioning element comprises at least two substantially parallel alignment features, and said act of positioning comprises optically disposing a predetermined portion of said anatomy substantially between said features. 5. The method of claim 3, wherein said neutral position comprises disposing a sensing surface of said at least one sensor out of contact with the tissue of said living subject. 6. The method of claim 1, wherein said at least one sensor comprises a substantially elliptical tonometric pressure sensor, said method further comprising: running a positioning computer program, said positioning program causing displacement of said at least one sensor in search of a blood vessel of said living subject;wherein said substantially elliptical shape of said tonometric pressure sensor facilitates said displacement. 7. The method of claim 6, wherein said facilitating said displacement comprises providing substantially rounded edges of said sensor so as to allow said sensor to move over tissue of said subject substantially unimpeded. 8. Apparatus adapted to measure at least one hemodynamic parameter of a living subject, comprising: alignment apparatus adapted to substantially conform to the anatomy of said subject, said alignment apparatus comprising: a frame comprising a conforming element; anda removable paddle apparatus, said removable paddle apparatus removably coupled to said frame;wherein said removable paddle apparatus further comprises an alignment element; andsensing apparatus adapted to be at least initially aligned into position over an artery of said living subject using at least said alignment apparatus. 9. The apparatus of claim 8, wherein said frame comprises a feature adapted to accommodate the thenar eminence of said living subject. 10. The apparatus of claim 8, wherein... | - | A61B005/02
US20080033274 | A1 | 2008-02-07 | Device and Method for Monitoring the Functioning of the Lower Esophageal Sphincter | 2005-05-23 | The present invention relates to a device for monitoring the functioning of the lower esophageal sphincter in mammals. | 1. A device for monitoring lower esophageal sphincter function in mammals which comprises a sensor for a marker gas. 2. A device for monitoring lower esophageal sphincter function in mammals which comprises a measuring probe, a sensor for a marker gas and a device which records the amount of marker gas detected in the sensor dependent of time. 3. A device as claimed in claim 1, wherein the sensor for a marker gas is a sensor for SF6, methane or hydrogen gas. 4. A device as claimed in claim 1, wherein the sensor for a marker gas is a sensor for hydrogen gas. 5. A device for monitoring lower esophageal sphincter function in mammals which comprises a measuring probe, a sensor for hydrogen gas and a device which records the amount of hydrogen gas detected in the sensor dependent of time. 6. A device for monitoring lower esophageal sphincter function in mammals which comprises a measuring probe head, a sensor for a marker gas, a first tube adducting transporting gas to the measuring probe head, a second tube leading a mixture of the transporting gas and the marker gas which is collected from an environment of the measuring probe head to the sensor for the marker gas, a vacuum pump which sucks the mixture of the transporting gas and the marker gas which is collected from the environment of the measuring probe head to the sensor for the marker gas, and a device which records the amount of marker gas detected in the sensor dependent of time. 7. A device as claimed in claim 6 wherein the sensor for a marker gas is a semiconductor sensor for the marker gas. 8. A device as claimed in claim 6 wherein the sensor for a marker gas is a sensor for hydrogen gas. 9. A device for monitoring lower esophageal sphincter function in mammals which comprises a measuring probe head, a semiconductor sensor for hydrogen gas, a first tube adducting transporting gas to the measuring probe head, a second tube leading a mixture of the transporting gas and hydrogen gas which was collected from an environment of the measuring probe head to the semiconductor sensor for hydrogen gas, a vacuum pump which sucks the mixture of the transporting gas and hydrogen gas which was collected from the environment of the measuring probe head to the semiconductor sensor for hydrogen gas, and a device which records the amount of hydrogen gas detected in the sensor dependent of time. 10. A method for monitoring lower esophageal sphincter function in mammals, comprising introducing a marker gas into the mammal's stomach and monitoring the marker gas with a device according to claim 1. 11. The method for monitoring lower esophageal sphincter function in mammals according to claim 10, wherein the marker gas is hydrogen. 12. (canceled) 13. (canceled) 14. (canceled) 15. (canceled) 16. (canceled) 17. A method for monitoring lower esophageal sphincter function in mammals which method comprises monitoring of a marker gas which is refluxed from the mammal's stomach into th... | Altana Pharma AG | A61B005/00
US20080033469 | A1 | 2008-02-07 | BLOOD WITHDRAWAL SYSTEM | 2007-08-02 | A blood withdrawal system for producing blood from a body part for diagnostic purposes, comprising a housing with a lancet guide capable of guiding a lancet on a predetermined puncturing path and a lancet drive for driving a puncturing movement of a lancet on the predetermined path. The lancet drive comprises a drive rotor driven by a drive spring and rotates about an axis during the puncturing movement, and a coupling mechanism which converts the rotational movement of the drive rotor into a puncturing movement, wherein the lancet is moved during a forward phase of the puncturing movement in the puncturing direction until its tip penetrates into the body part to create a wound and is retracted from the skin during a retraction phase of the puncturing movement. The coupling mechanism includes a translation element coupled to the lancet and guided by a guide on a movement path. | 1. A blood withdrawal system for producing blood from a body part for diagnostic purposes, comprising: a housing; a drive rotor capable of rotating about an axis, the drive rotor including a control element including a center and a control surface encompassing the center, the control element orientated radially outward from the center; and a coupling mechanism including a translation element having at least two guide walls each including a contact surface, the translation element coupled to a lancet and guided by a guide on a translational movement path; wherein during a puncturing movement, the control element rotates with the drive rotor about an axis of rotation spaced apart from the center of the control element and the control surface of the control element is in contact with the contact surfaces of at least one of the guide walls of the translation element during the rotation of the drive rotor such that the movement of the translation element is controlled by the drive rotor at least during a portion of the forward phase and at least during a portion of the retraction phase of the puncturing movement. 2. The blood withdrawal system according to claim 1 wherein the axis of rotation extends through a boundary defined by the control surface of the control element. 3. The blood withdrawal system according to claim 1 wherein the control element is formed by a circumferential wall of the drive rotor. 4. The blood withdrawal system according to claim 1 wherein the axis of rotation is located outside of the control surface of the control element. 5. The blood withdrawal system according to claim 1 wherein the control element revolves during rotation of the drive rotor on a circular path about the axis of rotation. 6. The blood withdrawal system according to claim 1 wherein the control element is a pin. 7. The blood withdrawal system according to claim 1 wherein the control element is in contact with the two contact surfaces of the guide walls of the translational element during at least half of the puncturing movement so that each position of the control element corresponds to the position of the translation element and the lancet. 8. The blood withdrawal system according to claim 1 wherein one contact surface of one of the guide walls of the translation element is oriented in the direction of the puncturing movement and another contact surface of another of the guide walls of the translation element is oriented in the direction opposite the puncturing direction. 9. The blood withdrawal system according to claim 1 wherein the contact surfaces of the guide walls of the translation element are located in a plane perpendicular to the axis of rotation. 10. The blood withdrawal system according to claim 1 wherein the contact surfaces are oriented essentially perpendicular to the puncturing direction of the lancet. 11. The blood withdrawal system according to claim 1 wherein at least the contact surfaces of the translation element t... | - | A61B005/151
US07666667 | B2 | 2010-02-23 | Safe self-contained bio-molecular sampling and transportation system utilizing a docking mechanism | 2007-08-31 | A safety bio-molecular sampling and transport system utilizing a docking connector mechanism includes a elongate enclosure having open ends along with a collection sponge slidably disposed within the enclosure. A sponge moving piston is provided within the enclosure and is engagable with a plunger handle which is configured for removably engaging the piston and enabling manual sliding of the collection sponge between the position inside of the elongate structure and a position exterior another end of the enclosure. A specimen capsule configured for removably docking to the enclosure is provided for receiving specimen and is sealable for safe and laborless transport thereof. | 1. A bio-molecular sampling and transportation system utilizing a docking mechanism, the system comprising: an elongate enclosure having open ends;a collection sponge slideably disposed within said elongate enclosure;a sponge moving piston, disposed within said elongate enclosure, having an engagable end disposed proximate one end of said elongate enclosure;a tubular plunger handle storable within said elongate enclosure between said collection sponge and an inside of said enclosure and removably engagable with the piston for enabling manual sliding of said collection sponge between a position inside of said elongate enclosure and a position exterior another end of said elongate enclosure;a specimen capsule, removably dockable to the another end of said elongate enclosure, for receiving specimens from said collection sponge, said specimen capsule including a perforated baffle, the baffle perforation enabling passage of specimen therepast into said specimen capsule upon compressing of said collection sponge thereagainst by the piston via said plunger handle;removable enclosure caps for sealing said elongate enclosure; anda removable specimen capsule cap for sealing said specimen capsule. 2. The system according to claim 1 further comprising a docking connector for removably docking said specimen capsule to said elongate enclosure. 3. The system according to claim 1 wherein the capsule cap includes a nozzle and a nozzle cap. 4. The system according to claim 1 wherein said specimen capsule is squeezable for enabling dispensing of specimen through said nozzle. 5. The system according to claim 1 wherein said collection sponge comprises a swab and a stem interconnecting the piston and said swab. 6. The system according to claim 1 wherein said elongate enclosure includes vents. 7. The system according to claim 1 wherein said specimen capsule further comprises an active agent for reacting with said specimen. 8. The system according to claim 1 wherein the capsule cap includes a nozzle and a nozzle cap. 9. The system according to claim 8 wherein said specimen capsule is squeezable for enabling dispensing of specimen through said nozzle. 10. The system according to claim 1 wherein said collection sponge comprises a swab and a stem interconnecting the piston and said swab. 11. The system according to claim 1 wherein said specimen capsule further comprises an active agent for reacting with said specimen. 12. A bio-molecular sampling and transportation system utilizing a docking mechanism, the system comprising: an elongate enclosure having open ends;a collection sponge, including a swab and a stem, slideably disposed within said elongate enclosure;a sponge moving piston, disposed within said elongate enclosure, and attached to said stem, having an engagable end disposed proximate one end of said elongate enclosure;a tubular plunger handle storable within said elongate enclosure between said collection sponge and an inside of said enclosure and enga... | - | C12M001/26 C12M003/00
US07536220 | B2 | 2009-05-19 | Methods for obtaining quick, repeatable and non-invasive bioelectrical signals in living organisms | 2007-11-26 | The present invention is a method for obtaining an electrical signal from a patient that corresponds to a meridian. The present method contemplates locating a dermal area of a patient proximate a meridian. One embodiment of the present invention comprises locating a dermal area by iteratively measuring and comparing the conductivity of a patient's skin until a significant level of conductance is indicated. A probe may then be placed in contact with the dermal area, and actuated to obtain an electrical signal therefrom. The probe tip may be specially designed to apply an appropriate amount of pressure to the dermal area to directly sense a meridian, and configured to avoid erroneous measurements resulting from misalignment of the probe or probe tip. | 1. A method for obtaining an electrical signal from a patient at the patient's skin, said method comprising: locating a probe in contact with the patient's skin for measuring an electrical signal of a dermal area, wherein the probe comprises a distally disposed isolation hood and a probe tip configured to independently slide through the isolation hood;contacting, with the isolation hood of said probe, the first dermal area;actuating a motor and feedback loop to apply pressure to the probe tip independent of the pressure on the isolation hood against the skin; andmeasuring, at the skin, an electrical attribute corresponding to the applied pressure of the probe tip against the dermal area. 2. The method of claim 1, wherein locating a probe for measuring an electrical signal of a dermal area further comprises providing a point locator for indicating a dermal location having a substantially greater electrical signal values than a surrounding dermal area, said point locator configured to produce audible signals indicating said dermal location. 3. The method of claim 1, wherein said probe further comprises: a biasing element operably connected to said probe tip to control at least one of the following: a) the rate that pressure is applied to said probe tip, andb) the amount of pressure applied to said probe tip. 4. The method of claim 1, wherein the biasing element is controlled via a feedback loop to provide a feedback signal containing information with respect to said electrical signal. 5. The method of claim 1, wherein said probe tip further comprises: a convex conductive base; andan abrasive bristly matrix coupled to a surface area of said convex conductive base, wherein a plurality of bristles of said abrasive bristly matrix simultaneously contact said dermal area. 6. The method of claim 1, wherein said applying pressure to said probe further comprises: stabilizing said probe against said dermal area;iteratively measuring a electrical signal value of said dermal area as said pressure increasesiteratively comparing a present electrical signal value of said dermal area corresponding to a present amount of pressure to a previous electrical signal value corresponding to a previous amount of pressure; and;changing said future amount of pressure when said present electrical signal value is substantially different than said previous electrical signal value. 7. A method for obtaining an electrical signal from a patient at the patient's skin, said method comprising: locating a probe in contact with the patient's skin for measuring an electrical signal of a first dermal area exhibiting higher conductivity than adjacent dermal areas, wherein the probe comprises a distally disposed isolation hood and a probe tip configured to independently slide through the isolation hood;contacting, with the isolation hood of said probe, the first dermal area;actuating a motor and feedback loop to apply pressure to the probe tip independent of the pressure on the isola... | BioMeridian International, Inc. | A61B005/05 A61H039/02
US20080009695 | A1 | 2008-01-10 | MULTI-MODALITY AUTOMATIC EXAM START NOTIFICATION AND PATIENT INFORMATION AUTO-QUERY MECHANISM | 2006-10-24 | A system and method for beginning an exam procedure in multiple modality systems during the performance of a physiology procedure. Upon the initiation of a physiology procedure in a physiology workstation, the physiology workstation automatically generates an exam notification message to each modality system required during the performance of the physiology procedure. Upon receiving the start exam notification message, each modality system automatically generates a patient information query back to the physiology workstation requesting patient information and exam information. The physiology workstation returns identical patient information and exam information to each of the modality systems, thereby ensuring that each of the modality systems is operating utilizing the same patient information and exam information. The generation of both the start exam notification message and the patient information query are automatically generated, such that an exam procedure can be initiated by a single manual entry into the physiology workstation, thus eliminating the requirement of manual initiation of each of the individual modality systems. | 1. A method of integrating a physiology workstation and at least one modality system to conduct a medical procedure on a patient, the method comprising the steps of: initiating the start of the medical procedure on the physiology workstation;automatically notifying the at least one modality system of the start of the medical procedure from the physiology workstation;automatically generating a patient information query from the modality system to obtain patient information; andtransmitting the patient information to the modality system. 2. The method of claim 1 wherein the start of the procedure is manually initiated at the physiology workstation. 3. The method of claim 1 further comprising the steps of: determining the modality systems required for the procedure; andautomatically notifying all of the required modality systems of the start of the procedure. 4. The method of claim 1 further comprising the step of obtaining the patient information from a storage database upon the initiation of the procedure. 5. The method of claim 1 wherein the modality system is an ultrasound modality system. 6. The method of claim 1 wherein the modality system is an x-ray modality system. 7. The method of claim 1 further comprising the step of transmitting procedure information relating to the procedure being performed on the patient to the modality system upon receipt of the patient information query. 8. A method of integrating the operation of a physiology workstation and a plurality of modality systems to conduct a procedure on a patient, the method comprising the steps of: initiating a start of a procedure on one of the plurality of modality systems;automatically notifying the physiology workstation of the start of the procedure;automatically notifying all of the modality systems of the start of the procedure from the physiology workstation;automatically generating a patient information query from each of the modality systems to the physiology workstation to obtain patient information and procedure information; andtransmitting the patient information and procedure information to each of the modality systems. 9. The method of claim 8 wherein the procedure is manually initiated at one of the modality systems. 10. The method of claim 8 further comprising the steps of: determining the modality systems required for the procedure; andautomatically notifying all of the modality systems of the start of the procedure. 11. The method of claim 8 further comprising the step of obtaining the patient information from a storage database upon the initiation of a procedure. 12. The method of claim 8 where at least one of the modality systems is an ultrasound modality system. 13. The method of claim 8 where at least one of the modality systems is an x-ray modality system. 14. A system for conducting a physiology procedure on a patient, the system comprising: a plurality of modality systems each operable to obtain a patient monitoring data during the physiology proc... | - | A61B005/05
US20080045844 | A1 | 2008-02-21 | Method and system for cardiovascular system diagnosis | 2007-08-21 | The present invention is directed to a method and system for monitoring function and/or diagnosing dysfunction of the cardiovascular system of a human subject. The method comprise measuring pulse wave signals of the subject during rapid excitation of the cardiovascular system, analyzing the measured signals and computing indicators reflecting a response to said excitation. The cardiovascular excitation preferably comprise a controlled breathing protocol characterized by a predefined frequency of breaths (e.g., about 0.1 Hz). | 1. A method for monitoring function and/or diagnosing dysfunction of the cardiovascular system of a subject, comprising obtaining pulse wave signals of said subject during periodic excitation of said cardiovascular system; analyzing frequency components of said signals; and computing based on said frequency components an indicator reflecting a cardiovascular response to said periodic excitation. 2. The method of claim 1, wherein obtaining said pulse wave signals comprises obtaining pulse wave signals of the subject at rest-state and during excitation of the cardiovascular system. 3. The method of claim 1, wherein analyzing said signals comprises comparing the pulse wave signals obtained at the rest-state to the pulse wave signals obtained during the excitation. 4. The method of claim 1, wherein the periodic excitation of the cardiovascular system is provided by the use of a periodic physical drill. 5. The method of claim 1, wherein the periodic excitation of the cardiovascular system is provided by the use of a facilitated periodic movement. 6. The method of claim 1, wherein the periodic excitation of the cardiovascular system is provided by the use of a periodic visual stimulation. 7. The method of claim 1, wherein the periodic excitation of the cardiovascular system is provided by the use of a periodic auditory stimulation. 8. The method of claim 1, wherein the periodic excitation of the cardiovascular system is provided by the use of a periodic pressure application. 9. The method of claim 1, wherein the periodic excitation of the cardiovascular system is provided by the use of periodic heating. 10. The method of claim 1, wherein the periodic excitation of the cardiovascular system is provided by the use of periodic cooling. 11. A method for computing a cardiovascular system indicator of a subject comprising: obtaining measurements of a sequence of breath signals and a corresponding sequence of pulse wave signals; computing a period of said breath signals based on time between consecutive breaths taken by said subject; locating within the period of any of said consecutive breaths a predefined number of consecutive breaths having a variation in conjoint mean period of less than a predefined value; calculating a frequency of said conjoint mean period; and computing a respiratory modulation response indicator around said calculated frequency. 12. The method of claim 11, wherein obtaining said measurement of a sequence of pulse wave signals comprises obtaining measurement of pulse wave signals of the subject at rest-state. 13. The method of claim 11, wherein obtaining said measurement of a sequence of pulse wave signals comprises obtaining measurement of pulse wave signals during periodic excitation of the cardiovascular system of the subject. 14. The method of claim 13, further comprising using a periodic physical drill to provide periodic excitation of the cardiovascular system. 15. The method of claim 13, further co... | - | A61B005/0205
US20080058678 | A1 | 2008-03-06 | KIT FOR THE DETERMINATION OF AN ANALYTE IN A BODILY FLUID SAMPLE THAT INCLUDES A METER WITH A DISPLAY-BASED TUTORIAL MODULE | 2006-10-30 | A kit for determining an analyte (e.g., glucose) in a bodily fluid sample (for example a whole blood sample) includes a meter and analytical test strip(s). In addition, the meter includes a display-based tutorial module with a memory unit, a microprocessor unit and a user interface that includes a visual display. The memory unit is configured for storing a tutorial, while the microprocessor unit is configured for controlling and coordinating the user interface and the memory unit. In addition, the tutorial stored in the memory unit has chapters, with each of the chapters containing one or more tutorial images depicting use of the kit. Moreover, the analytical test strip is configured for the application of a bodily fluid sample thereon and for insertion in the meter for subsequent determination of the analyte. Furthermore, the user interface, microprocessor unit and memory unit are operatively linked and configured for event-driven chapter-based display of the tutorial images to a user on the visual display. | 1. A kit for determining an analyte in a bodily fluid sample, the kit comprising: an analytical meter that includes: a display-based tutorial module with: a user interface that includes a visual display;a memory unit storing a tutorial, the tutorial having a plurality of chapters with each of the plurality of chapters containing at least one tutorial image depicting use of the kit; anda microprocessor unit configured for controlling and coordinating at least the user interface and the memory unit, andat least one analytical test strip configured for: the application of a bodily fluid sample thereon; andinsertion in the meter for subsequent determination of an analyte in the bodily fluid sample;wherein the user interface, microprocessor unit and memory unit are operatively linked and configured for event-driven chapter-based display of the tutorial images to a user on the visual display. 2. The kit of claim 1 wherein the analytical test strip and analytical meter are configured for determination of glucose in a whole blood sample. 3. The kit of claim 1 wherein the kit further includes a lancing device. 4. The kit of claim 1 wherein display-based tutorial module includes a user-operable tutorial button and the event-driven chapter-based display of the tutorial images includes at least one event-driven chapter-based display driven by an event of the user depressing the user operable tutorial button. 5. The kit of claim 1 wherein the event-driven chapter-based display of the tutorial images includes a sequence of animated tutorial images. 6. The kit of claim 1 wherein the visual display is configured to display an analyte concentration. 7. The kit of claim 1 wherein the event-driven chapter-based display of tutorial images is based on an analytical strip insertion event. 8. The kit of claim 1 wherein the event-driven chapter-based display of tutorial images is based on an bodily fluid dosing event. 9. The kit of claim 1 wherein the event-driven chapter-based display includes a chapter depicting preparation of a lancing device of the kit. 10. The kit of claim 1 wherein the event-driven chapter-based display includes a chapter depicting bodily fluid dosing. 11. The kit of claim 1 wherein the event-driven chapter-based display includes a chapter depicting analytical test strip insertion into the analytical meter. 12. The kit of claim 1 wherein the event-driven chapter-based display includes a chapter depicting a simulated determination of an analyte in a bodily fluid sample. | - | A61B005/00
US07346382 | B2 | 2008-03-18 | Brain stimulation models, systems, devices, and methods | 2004-07-07 | This document discusses, among other things, brain stimulation models, systems, devices, and methods, such as for deep brain stimulation (DBS) or other electrical stimulation. A model computes a volume of influence region for a simulated electrical stimulation using certain stimulation parameters, such as amplitude, pulsewidth, frequency, pulse morphology, electrode contact selection or location, return path electrode selection, pulse polarity, etc. The model uses a non-uniform tissue conductivity. This accurately represents brain tissue, which has highly directionally conductive neuron pathways yielding a non-homogeneous and anisotropic tissue medium. In one example, the non-uniform tissue conductivity is obtained from diffusion tensor imaging (DTI) data. In one example, a second difference of an electric potential distribution is used to define a volume of activation (VOA) or similar volume of influence. In another example, a neuron or axon model is used to calculate the volume of influence without computing the second difference of the electric potential distribution. | 1. A computer-assisted method comprising: a) obtaining volumetric imaging data representing an anatomic volume of a brain of a patient;b) generating from the volumetric imaging data a computer model that allows a non-uniform conductivity to represent inhomogeneous and anisotropic tissue properties;c) using the computer model to calculate at least one volume of influence, wherein the volume of influence comprises a predicted volume of tissue affected by an electrical stimulation delivered by an electrode at a corresponding at least one candidate electrode target location, and wherein calculating the volume of influence comprises at least one of: i) calculating a second difference of a potential distribution to represent the volume of influence; orii) calculating the volume of influence includes using an electric field model together with a multi-compartment neuron model oriented and positioned to represent at least one actual nerve pathway in the anatomic volume; andd) selecting a recommended electrode target location in the anatomic volume using the at least one calculated volume of influence. 2. The method of claim 1, further comprising displaying, using a computerized display, the volumetric imaging data on a computer display together with at least one of: the at least one candidate electrode target location; andthe at least one volume of influence corresponding to the displayed at least one candidate electrode target location. 3. The method of claim 2, further comprising also displaying an indication of a trajectory between an anatomic entry target location and the at least one candidate electrode target location. 4. The method of claim 1, in which the calculating the volume of influence near the candidate electrode target location in the anatomic volume includes calculating a second difference of a potential distribution to represent the volume of influence. 5. The method of claim 1, in which the calculating the volume of influence includes using an electric field model together with a multi-compartment neuron model oriented and positioned to represent at least one actual nerve pathway in the anatomic volume. 6. The method of claim 1, comprising calculating the at least one volume of influence without requiring measuring an electrophysiological response from the patient. 7. A machine-accessible medium comprising instructions for: a) obtaining volumetric imaging data representing an anatomic volume of a brain of a patient;b) generating from the volumetric imaging data a computer model that allows a non-uniform conductivity to represent inhomogeneous and anisotropic tissue properties;c) using the computer model to calculate at least one volume of influence, wherein the volume of influence comprises a predicted volume of tissue affected by an electrical stimulation delivered by an electrode at a corresponding at least one candidate electrode target location, and wherein calculating the volume of influence comprises at least one of: i) calc... | The Cleveland Clinic Foundation | A61B005/05
US07390302 | B2 | 2008-06-24 | Method and system of determining NIBP target inflation pressure using an SpO | 2006-08-16 | A method and system for operating a non-invasive blood pressure monitor that utilizes an SpO2 plethysmograph signal to determine the initial inflation pressure for the blood pressure cuff of the NIBP monitor. A pulse sensor is placed on the patient's limb distal to the blood pressure cuff such that as the blood pressure cuff is inflated, the pulse signals from the pulse sensor will be reduced. When the blood pressure cuff reaches systolic pressure, the pulse signals from the pulse sensor will be initially attenuated and eventually eliminated, thus providing an indication that the cuff pressure has reached systolic pressure for the patient. The central processor of the NIBP monitor compares the pulse signals during cuff inflation to an average pulse signal and terminates the inflation of the blood pressure cuff upon sufficient attenuation. The use of the SpO2 plethysmograph signal to determine the initial inflation pressure reduces both the over-inflation of the blood pressure cuff and the under-inflation of the blood pressure cuff which increases the rate at which the blood pressure measurement can be made while increasing patient comfort. | 1. A method of monitoring blood pressure in a patient, the method comprising the steps of: providing a pulse monitor having a sensor operable to detect pulse signals due to the patient's heartbeat;positioning a blood pressure cuff on the patient, the blood pressure cuff being operable to restrict a blood flow past the blood pressure cuff;positioning the sensor on the patient distal to the blood pressure cuff to detect pulse signals from the patient in the blood flow past the blood pressure cuff;inflating the blood pressure cuff to restrict the blood flow;monitoring for the presence of the pulse signals from the pulse monitor during inflation of the blood pressure cuff;terminating the inflation of the blood pressure cuff based upon the pulse signals to define an initial inflation pressure;decreasing the pressure in the blood pressure cuff from the initial inflation pressure while monitoring for oscillation pulses from the blood pressure cuff; andcalculating the systolic pressure, mean arterial pressure and diastolic pressure for the patient based upon the oscillation pulses detected during the deflation of the blood pressure cuff. 2. The method of claim 1 wherein the pulse monitor sensor is positioned on a finger of the patient. 3. The method of claim 2 wherein the pulse monitor is an SpO2 monitor and thesensor is an SpO2 sensor positioned on the finger of the patient. 4. The method of claim 2 wherein the inflation of the blood pressure cuff isterminated upon the absence of the pulse signals. 5. The method of claim 2 wherein the inflation of the blood pressure cuff isterminated based upon the attenuation of the amplitude of the pulse signals during the inflation of the blood pressure cuff. 6. The method of claim 2 further comprising the steps of: calculating an average pulse amplitude for the pulse signals received from the patientprior to inflation of the blood pressure cuff;determining the amplitude of each pulse signal during inflation of the blood pressure cuff; andterminating the inflation of the blood pressure cuff when the difference between the average pulse amplitude and the amplitude of at least one of the pulse signals detected during inflation exceeds a threshold value. 7. The method of claim 6 wherein the pulse monitor is an SpO2 monitor and thesensor is an SpO2 sensor positioned on a finger of the patient. 8. The method of claim 1 further comprising the step of modifying the rate of the blood pressure cuff inflation based upon the rate of change of the pulse signals. 9. A method of operating a non-invasive blood pressure (NIBP) monitor having a central processor, a blood pressure cuff positionable on an arm of the patient and a pressure transducer operable to detect oscillation pulses beneath the blood pressure cuff, the method comprising the steps of: providing a pulse monitor having a sensor positioned to detect pulse signals from the patient representative of the patient's heartbeat;positioning a blood pressure cuff on an ... | The General Electric Company | A61B005/02
US07318827 | B2 | 2008-01-15 | Osteotomy procedure | 2002-12-02 | An osteotomy resection procedure for removing a wedge from a bone utilizing a localization device. The localization device being used to track reference points associated with the bone, track surgical instruments, perform calculations to determine a resection angle for the wedge, and assist a surgeon in performing the procedure. | 1. A localization device for use in an osteotomy procedure to remove a wedge from a bone by making first and second cuts in the bone to reshape said bone, wherein, prior to removing said wedge, said bone extends between a first position corresponding to a first end of said bone and a second position corresponding to a second end of said bone and wherein, after removing said wedge, said second end of said bone is relocated to a third position such that a desired correction angle is produced between a first vector extending from the first position to the second position and a second vector extending from the first position to the third position, said device comprising: sensors for sensing information corresponding to the locations of markers associated with one or more of the bones and one or more surgical instruments;a computer coupled to said sensors for tracking the markers;means for recording an angle and depth of the first cut;means for determining a pivot point within the recorded first cut in the bone; andmeans for calculating a resection angle for making the second cut relative to the recorded first cut that will produce the desired correction angle when the wedge is removed from the bone. 2. The localization device of claim 1, further comprising: means for guiding the second cut relative to the first cut so as to produce the calculated resection angle. 3. The localization device of claim 2 wherein said means for recording an angle and depth of the first cut comprises: markers trackable by said localization device for mounting to said bone in order to permit tracking of said reference points associated with said bone;a first cut cutting jig having a guide, said cutting jig capable of receiving a marker for use by said localization device in orienting said guide with respect to said bone;a saw having a cutting tip insertable into said guide for making said first cut, said saw capable of receiving a marker for use by the localization device in tracking said cutting tip with respect to the bone; anda display device adapted to generate a display indicating the position of said cutting tip with respect to the bone during the cutting of the bone to provide visual assistance for performing said first cut. 4. The localization device of claim 3 wherein said means for guiding the second cut relative to the first cut comprises: a second cut cutting jig having a guide, said second cut cutting jig capable of receiving a marker for use by the localization device in orienting said second cut cutting jig guide with respect to said bone;a second saw having a cutting tip insertable into said second cut cutting jig guide for making said second cut, said second saw capable of receiving a marker for use by the localization device in orienting said cutting tip with respect to said bone; andwherein said display is further adapted to generate a display indicating the position of the cutting tip of said second saw during said second cut with respect to the bone ... | Aesculap AG & Co. KG | A61F005/00 A61B005/05
US07340293 | B2 | 2008-03-04 | Methods and apparatus for a remote, noninvasive technique to detect core body temperature in a subject via thermal imaging | 2004-05-25 | An approach to noninvasively, remotely and accurately detect core body temperature in a warm-blooded subject, human or animal, via thermal imaging. Preferred features such as the use of in-frame temperature references, specific anatomical target regions and a physiological heat transfer model help the present invention to overcome pitfalls inherent with existing thermal imaging techniques applied to physiological screening applications. This invention provides the ability to noninvasively, remotely and rapidly screen for diseases or conditions that are characterized by changes in core body temperature. One human application of this invention is the remote screening for severe acute respiratory syndrome (SARS), since fever is a common, early symptom. Other diseases and conditions that affect the core body temperature of humans or animals may also be noninvasively and remotely detected with this invention. | 1. A thermal imaging system that provides core body temperature information of a distant subject, comprising a first, in-frame temperature reference having a known temperature;a thermal imaging device that remotely and noninvasively acquires thermal image data for a field of view that includes at least a portion of a surface of the distant subject and the first, in-frame temperature reference; anda processor configured to use thermal image data for the first, in-frame reference and the surface portion to derive a calibrated surface temperature of said surface portion; andsaid processor further configured to derive a core body temperature for the subject using the calibrated surface temperature and the ambient temperature in a manner that accounts for a heat transfer impact of the ambient temperature upon the calibrated surface temperature. 2. The thermal imaging system of claim 1, wherein said processor is further configured to identify a portion of the thermal image data that corresponds to said surface of the subject. 3. The thermal imaging system of claim 2, wherein the surface is an eye region of the subject. 4. The thermal imaging system of claim 2, wherein the surface is a forehead region of the subject. 5. The thermal imaging system of claim 1, wherein the thermal imaging system further comprises an additional in-frame temperature reference that has a known temperature and that is positioned in the field of view of the device when the thermal image of the subject is acquired; and wherein said processor is further configured to use the thermal image data of the additional in-frame reference in order to derive said calibrated surface and a calibrated ambient temperature. 6. The thermal imaging system of claim 5, wherein said processor is further configured to linearly calibrate the thermal image data using temperature data associated with the additional in-frame temperature reference. 7. The thermal imaging system of claim 5, wherein the first and the additional in-frame temperature references are maintained at two distinct temperatures. 8. The thermal imaging system of claim 5, wherein the first and the additional in-frame temperature references have different emissivity characteristics. 9. The thermal imaging system of claim 8, wherein the first and the additional in-frame references are maintained at the same temperature. 10. The thermal imaging system of claim 1, wherein said processor is further configured to derive the calibrated surface temperature using information comprising a measured temperature of the first in-frame reference and the known temperature of the reference. 11. The thermal imaging system of claim 1, wherein said processor is further configured to use an emissivity characteristic to derive the calibrated surface temperature. 12. The thermal imaging system of claim 1, further comprising an ambient temperature reference near the surface portion of the subject, and wherein the frame of view further comprises th... | - | A61B005/01
US07328070 | B2 | 2008-02-05 | Multi-tube sensor for sensing urinary sphincter and urethral pressure | 2005-04-28 | The disclosure describes a multi-tube pressure sensor to measure the pressure at two sites that may be used in a therapeutic incontinence control system. The system senses urinary sphincter pressure and urethral pressure and sends the information to a stimulator that is capable of stimulation therapy to control sphincter contractility, thus reducing unwanted urinary incontinence. Measuring sphincter pressure is accomplished through the use of a tube placed through the sphincter and urethral pressure is measured by a second tube placed within the urethra, both tubes may be attached to a single module implanted within the bladder. Pressure within the tube generates an electrical signal that is sent wirelessly to an implanted stimulator connected to a lead positioned near pelvic floor nerves. An external device may be used to wirelessly send information to the implanted stimulator and inhibit stimulation in order for the patient to empty the bladder. Additionally, the pressure information and stimulation information may be recorded and reviewed for continued patient monitoring. | 1. An implantable pressure sensor comprising: a sensor housing;a first flexible tube extending from the housing;a second flexible tube extending from the housing; anda sensing device that senses a fluid pressure within the first flexible tube indicative of a urinary sphincter pressure level outside of the first flexible tube when the first flexible tube is positioned adjacent a urinary sphincter of a patient, and senses a fluid pressure within the second flexible tube indicative of a urethral pressure level outside of the second flexible tube when the second flexible tube is positioned within a urethra of the patient,wherein each of the first flexible tube and the second flexible tube includes a closed distal end and an open proximal end in communication with the sensing device, andwherein a proximal portion of the second flexible tube is disposed within the first flexible tube, and a distal portion of the second flexible tube extends beyond a distal portion of the first flexible tube such that the distal portion of the second flexible tube is positioned within the urethra when the first flexible tube is positioned adjacent to the urinary sphincter. 2. The sensor of claim 1, wherein the second flexible tube is longer than the first flexible tube. 3. The sensor of claim 1, wherein the second flexible tube is disposed substantially concentrically within the first flexible tube. 4. The sensor of claim 1, further comprising a substantially rigid interface tube that separates an outer surface of the second flexible tube from an inner surface of the first flexible tube. 5. The sensor of claim 4, wherein the first flexible tube comprises a material, the second flexible tube comprise the same material, and the rigid interface tube comprises the same material with a greater density than the first flexible tube and the second flexible tube. 6. The sensor of claim 4, wherein the rigid interface tube is configured to substantially prevent pressure exerted on the first flexible tube from affecting the pressure within the second flexible tube. 7. The sensor of claim 1, wherein the sensing device includes a first sensing element that senses the fluid pressure within the first flexible tube, and a second sensing element that senses the fluid pressure within the second flexible tube. 8. The sensor of claim 1, wherein the sensing device includes a strain gauge sensor that generates an electrical signal indicative of fluid pressure within at least one of the first and second flexible tubes. 9. The sensor of claim 1, further comprising a wireless telemetry interface that transmits information based on the sensed fluid pressure. 10. The sensor of claim 1, wherein the sensor housing includes a fixation mechanism to mount the sensor housing within a bladder of a patient. 11. The sensor of claim 1, further comprising a memory that stores information based on the sensed pressures. 12. The sensor of claim 1, wherein the first flexible tube has an outer diameter... | Medtronic, Inc. | A61N001/00 A61B005/00 A61B005/103 A61B005/117
US07328061 | B2 | 2008-02-05 | Method and apparatus for perioperative assessment of cardiovascular risk | 2003-10-15 | A method and apparatus for providing real-time support in interpreting a patient's ECG in order to assess the probability of perioperative cardiovascular risk associated with performing a non-cardiac surgery. The apparatus includes an acquisition unit for acquiring an ECG and a processor for determining whether the ECG has diagnostic statements of risk. From the diagnostic statements of risk, the processor determines the probability of cardiovascular risk associated with the non-cardiac surgery. The probability of cardiovascular risk is displayed on display in the form of an indicator of either major, intermediate, or minor cardiovascular risk.;The method includes acquiring a patient's ECG, determining whether the ECG exhibits diagnostic statements of cardiovascular risk, and determining the probability of cardiovascular risk based on the diagnostic statements, and displaying the determined probability of cardiovascular risk. | 1. A method of assessing a patient's perioperative cardiovascular risk, the method comprising the acts of: providing a statement code library;acquiring an electrocardiogram for the patient;generating statement codes for the acquired electrocardiogram;comparing the statement codes for the acquired electrocardiogram with the statement code library, wherein the statement code library includes a set of indicators that define which of the statement codes are relevant to the assessment of the patient's perioperative risk;determining the probability of perioperative cardiovascular risk to the patient from the comparison; anddisplaying the probability of perioperative cardiovascular risk to a clinician. 2. The method of claim 1 and further comprising the act of conducting a patient history and physical examination before the act of acquiring an electrocardiogram for the patient. 3. The method of claim 1 wherein the statement code library has configurable settings. 4. The method of claim 3 wherein the configurable settings include a probability either major, intermediate, or minor cardiovascular risk. 5. The method of claim 4 wherein the configurable settings include diagnostic statements of cardiovascular risk associated with one of the major, intermediate, and minor probabilities of cardiovascular risk. 6. The method of claim 5 wherein the diagnostic statement of cardiovascular risk associated with the major probability of cardiovascular risk is at least one of recent myocardial infarction and significant arrhythmia. 7. The method of claim 6 wherein the arrhythmia is at least one of atrioventricular block, symptomatic arrhythmias in the presence of underlying heart disease, and supraventricular arrhythmias with uncontrolled ventricular rate. 8. The method of claim 5 wherein the diagnostic statement of cardiovascular risk associated with the intermediate probability of cardiovascular risk is prior myocardial infarction. 9. The method of claim 5 wherein the diagnostic statement of cardiovascular risk associated with the minor probability of cardiovascular risk is at least one of left ventricular hypertrophy, left bundle branch block, ST abnormality in the presence of adequate functional capacity, and a rhythm other than sinus rhythm. 10. The method of claim 3 wherein the configurable settings include a list of statements and a statement number. 11. The method of claim 10 wherein the act of generating statement codes further comprises the act of importing the acquired electrocardiogram into an interpretation module and exporting statement numbers from the interpretation module. 12. The method of claim 11 wherein the act of generating statement codes further comprises the act of performing a serial comparison between the acquired electrocardiogram and a previous electrocardiogram. 13. The method of claim 11 wherein the act of displaying the probability of cardiovascular risk further comprises the act of generating a textual report by correlating... | GE Medical Systems Information Technologies | A61B005/04
US07335168 | B2 | 2008-02-26 | Monitoring system for animal husbandry | 2005-08-05 | A monitoring system (800) is operative for receiving sensor signals and analyzing the sensor signals to identify events or conditions of interest, such as colic, with respect to a monitored animal. The sensors may be animal-borne sensors such as motion related sensors. The system (800) includes a processor (802) operative to identify the conditions of interest based on a stored pattern database (806), threshold tables (808) and heuristic engines (812). Upon identification of a condition of interest, a human expert may be consulted and alerts may be generated as required. | 1. A method, comprising: monitoring multiple horses in an animal husbandry setting to detect a colic related event by processing and analyzing data representing a plurality of postures and movements of each of said multiple horses, wherein said colic related event is associated with symptoms of abdominal pain represented by said plurality of postures and movements, said monitoring comprising the steps of:providing sensor sets that detect motion related information to each of said multiple horses, wherein said motion related information comprises position, velocity, and acceleration representing said plurality of postures and movements, wherein said sensor set comprises a first motion sensor set comprising four sensors adhesively bonded to each hoof of each of said multiple horses and a second motion sensor removably disposed on a head of each of said multiple horses, and wherein said first motion sensor set and said second motion sensor comprise multi-axis accelerometers, inertial gyroscopic sensors, or combinations therof;operating said sensor sets to provide data indicative of said motion related information;outputting said data to a processor operably programmed with software for identifying said colic related event based on said data, wherein said outputting comprises using a wireless connection to transmit said data between said sensor sets and said processor;receiving and processing said data in said software to create processed data that distinguishes portions of said data associated with different ones of said sensor sets associated with different ones of said multiple horses and to create processed data; andanalyzing said processed data to identify said colic related event by comparing said processed data to stored pattern information comprising known baselines or thresholds, correlating said processed data to previously defined animal behaviors, utilizing pattern recognition algorithms on said processed data, or implementing a multi-variant analysis on the processed data. | Bio Equidae, LLC | A61B005/103 A61B005/117 A61B005/00 A61B005/04 G01L005/16 A01K037/00 A62B035/00
US07993267 | B2 | 2011-08-09 | Disease management system including a no response method | 2007-10-31 | A system and method for allowing a patient to access an automated process for managing a specified health problem called a disease. The system performs disease management in a fully automated manner, using periodic interactive dialogs with the patient to obtain health state measurements from the patient, to evaluate and assess the progress of the patient's disease, to review and adjust therapy to optimal levels, and to give the patient medical advice for administering treatment and handling symptom flare-ups and acute episodes of the disease. The medical records are updated, the progression of the disease is stored and tracked, and the patient's preferences for treatment are stored and then used to offer medical advice based on the current state of the disease. A prestored general disease trend curve is compared against a patient specific disease trend curve, and the system makes an automated response such as adjusting therapy. | 1. A computerized no response method comprising: retrieving, by a computing device, a prestored question associated with a medical aspect of a patient;outputting, by the computing device, the question to the particular patient;waiting, by the computing device; for a time period for a response from the particular patient; andtriggering, by the computing device, a time out condition if the response is not received in the time period; andif the time out condition is triggered, implementing a predetermined response from a plurality of possible responses based on information indicative of one or more previous health assessments in a medical history indicative of the particular patient. 2. The method of claim 1, wherein the time period is based on an assessment of a diagnosed disease of the patient. 3. The method of claim 1, wherein the time period is based on the retrieved question. 4. The method of claim 1, wherein the response to the time out condition comprises contacting a medical health professional or a person known by the patient. 5. The method of claim 1, wherein the response to the time out condition comprises one of: recording an entry into a patient log and contacting emergency services for a patient with a life threatening disease. 6. The method of claim 1, wherein the patient is a human being in need of wellness care. 7. The method of claim 1, further comprising informing the patient that the time out condition has been triggered. 8. The method of claim 1, further comprising ending a session when no response is received. 9. The method of claim 1, wherein the computing device is a portable computing device. 10. An automated disease management system for reacting to a time out condition when a patient does not respond to a question, the system comprising: a processor configured to: determine whether a time out condition has been satisfied, wherein the time out condition occurs when a patient does not provide a timely response to a question; anddetermine a party from a plurality of parties to be notified by the automated notification based on information indicative of one or more previous health assessments in a medical history of the patient if the time out condition has been satisfied; andan output device configured to provide an automated notification as a result of the time out condition that informs the party to be notified that the patient did not provide a response. 11. The system of claim 10, wherein the time out condition comprises a response time related to the question being asked. 12. The system of claim 11, further comprising a data structure accessed by the processor, wherein the data structure comprises a plurality of different response times. 13. The system of claim 10, wherein the time out condition comprises a response time unrelated to the question being asked. 14. The system of claim 10, wherein the party to be notified is the patient or a medical contact. 15. A non-transitory computer usable medium having c... | Clinical Decision Support, LLC | A61B005/00 H04M011/04
US08078255 | B2 | 2011-12-13 | Virtual surgical systems and methods | 2007-03-29 | Various embodiments of virtual surgical systems and methods are disclosed. | 1. A system for virtually reconstructing a fractured bone, comprising: a memory with software stored therein; anda processor configured with the software to: match fracture surfaces of an imaged fractured bone with a data aligned rigidity constrained exhaustive search (DARCES) surface matching algorithm that uses fracture surface data sets to produce a transformed sample data set for at least one of the fracture surfaces;match the fracture surfaces with an iterative closest point (ICP) algorithm that uses the transformed sample data set; andminimize a mean-squared error between the matched fracture surfaces based on iterative angular perturbations until a desired reconstruction of the fractured bone is achieved; andwherein the processor is further configured with the software to:receive image slices corresponding to the imaged bone having a hairline fracture, the image slices each comprising a plurality of pixel blocks;fit quadratic polynomial functions to inner and outer contours of the imaged bone for select pixel blocks less than the entire plurality of the pixel blocks for each of the images slices;iteratively sample the select pixel blocks based on Markov random field modeling and maximum a posteriori estimation to visualize the hairline fracture; andreconstruct the bone at the hairline fracture site in a manner to mimic the natural bone healing process in the absence of any surgical intervention. 2. The system of claim 1, wherein the processor is further configured with the software to: receive data corresponding to image slices of the imaged bone comprising a fracture;determine potential fracture points of the imaged bone from the data based on a curvature scale space algorithm;filter out one or more of the potential fracture points; anddetermine which of the remaining fracture points are stable across a predetermined number of the image slices based on a Kalman filter that provides surface data for the fracture. 3. The system of claim 1, wherein the processor is further configured with the software to: identify at least two fracture surface pairs based on a maximum weight graph matching algorithm;model the fracture surfaces as vertices of a general graph;compile a score matrix comprising edge weights between the vertices of the fracture surface pairs to determine opposing fracture surface pairs; andregister the opposing fracture surface pairs. | University of Georgia Research Foundation, Inc. | A61B005/05 G06K009/00
US08285011 | B2 | 2012-10-09 | Anatomical visualization and measurement system | 2007-04-03 | A method for deploying a device in a tortuous vessel, comprising: placing a virtual generalized-cylinder within a virtual representation of the tortuous vessel;measuring length along the perimeter of the virtual generalized-cylinder at a set numbers of longitudes;determining the maximum measured length;selecting a device based upon the maximum measured length; anddeploying the device in the tortuous vessel. | 1. A method for deploying a device in a tortuous vessel, comprising: storing a virtual representation of the tortuous vessel in a storage medium;accessing, by a processor, the virtual representation of the tortuous vessel;placing, by the processor, a virtual generalized-cylinder within the virtual representation of the tortuous vessel;measuring, by the processor, length along the perimeter of the virtual generalized-cylinder at a set numbers of longitudes;determining, by the processor, the maximum measured length;selecting, by a physician, a device based upon the maximum measured length; anddeploying, by the physician, the device in the tortuous vessel. 2. A method according to claim 1 wherein the virtual generalized-cylinder is placed within the virtual representation of the tortuous vessel by the processor (i) calculating the centerline of the virtual representation of the tortuous vessel, and (ii) generating the virtual generalized-cylinder by defining an extent along the centerline of the virtual representation of the tortuous vessel and constructing the virtual generalized-cylinder about the centerline. 3. A method according to claim 2 wherein measuring length along the perimeter of the virtual device at a set numbers of longitudes comprises the processor marching down the centerline of the virtual generalized-cylinder, incrementally adding to an array of longitudinal length counters as progressing along the centerline. 4. A method according to claim 3 wherein the amount to be added to the array of longitudinal length counters is calculated by the processor performing the steps of: (i) looking at the orientation of the centerline at the point in question;(ii) determining a perpendicular vector;(iii) rotating around the centerline's axis by a number of degrees relative to the number of longitudinal lengths to be calculated;(iv) pushing this vector out to the radius of the virtual generalized-cylinder so as to determine the location of a point on the outside of the virtual generalized-cylinder; and(v) calculating the distance from this point to the last point for this longitude and adding this to the total length previously determined in the longitudinal length counter. 5. A method according to claim 1 wherein the device is selected by the physician based upon the maximum measured length. 6. A method for measuring a length along a tortuous vessel, comprising: storing a virtual representation of the tortuous vessel in a storage medium;accessing, by a processor, the virtual representation of the tortuous vessel;placing, by the processor, a virtual generalized-cylinder within a virtual representation of the tortuous vessel;measuring, by the processor, length along the perimeter of the virtual generalized-cylinder at a set numbers of longitudes; anddetermining, by the processor, at least one of the maximum measured length and the minimum measured length. 7. A method according to claim 6 wherein the effect of twisting of the virtual generaliz... | M2S | G06K009/00
US08103335 | B2 | 2012-01-24 | Cardiogram waveform correcting and displaying device and a method of correcting and displaying cardiogram waveforms | 2005-12-20 | A cardiogram waveform correcting and displaying device is disclosed that is capable of facilitating visibility of cardiogram waveforms. A first filtering system 58-1 through nth filtering system 58-n are low-cut filters, each having a first cutoff frequency fc1 through an nth cutoff frequency fcn, respectively. Recognition module recognizes feature values of waveforms related to variation of the waveforms in accordance with any outputs of the first filtering system 58-1 through the nth filtering system 58-n. Judging module 62 selects which of the first through the nth filter is used based on the recognized feature values with the recognition module. A filter which restricts base-line variation is used when the base-line variation is large, and a filter having less influence to waveforms is used when the base-line variation is small. Display controller displays on a display portion output of the selected filter. | 1. A cardiogram waveform display device for displaying cardiogram waveforms comprising: a waveform data storage portion that stores waveform data which is converted to digital data from cardiogram waveform signals measured with a cardiograph;a first to an n th filtering means, for carrying out low frequency cut-off processing of the waveform data stored in the storage portion, and for acquiring a first to an n th corrected waveform data, each of the filtering means having a different cut-off frequency;selecting means, for recognizing an amount of variation of a base-line for each of a plurality of segments relative to at least any one of the waveform data and the first to the n th corrected waveform data, and for selecting any one of the first to the n th filters in accordance with the amount of variation of the base-line for each of the segments; anddisplay control means for displaying output of the filter selected for each of the segments by the selecting means. 2. A cardiogram waveform display device according to claim 1, wherein the display control means simultaneously displays an output of a filter having a lowest cut-off frequency out of the waveform data or the first to the n th corrected waveform data correspondently with an output of a filter selected by the selecting means. 3. A cardiogram waveform display device according to claim 1, wherein the selecting means recognizes an amount of variation of the base-line by calculating feature values of the waveform data or the corrected waveform data for each of the segments. 4. A cardiogram waveform display device according to claim 3, wherein the selecting means uses a waveform value for at least one of a P-wave, a Q-wave, an R-wave, a S-wave, a ST-segment and a T-wave as the feature values. 5. A cardiogram waveform display device according to claim 4, wherein the selecting means uses a waveform value of a point Pb or a waveform value of a point Qb as the feature values. 6. A cardiogram waveform display device according to claim 4, wherein for larger differences between the waveform value and a reference value, the selecting means selects filtering means having a higher cut-off frequency. 7. A cardiogram waveform display device according to claim 4, wherein the first cut-off frequency is a low cut-off frequency for performing functions of a cardiogram monitoring device as defined in the JIST 1304 standard. 8. A cardiogram waveform display device according to claim 3, wherein the cut-off frequency of the first to n th filters grows sequentially from the first filter, the second filter and up to the n th filter, and wherein the selecting means calculates an average of absolute values in difference between the first to the n th corrected waveform data for each of the plurality of segments as the feature value, and selects one of the filters in accordance with the averaged value in difference. 9. A cardiogram waveform display device according to claim 8, wherein the display control means ... | Nihon Kohden Corporation | A61B005/044
US08532741 | B2 | 2013-09-10 | Method and apparatus to optimize electrode placement for neurological stimulation | 2007-03-08 | A method and apparatus can be used to guide or navigate an instrument relative to a body. Various types of information can be used to assist in the navigation, such as MRI data, diffusion tensor image data, and the like. The information can assist in identifying the portions of the body. | 1. A method of performing a procedure on a selected portion of an anatomy, comprising: accessing image data of the selected portion of the anatomy;accessing a second source of data relating to the selected portion of the anatomy;analyzing the second source of data;identifying a fiber tract in the accessed image data based on the analyses of the second source of data;determining a selected position of treatment in the anatomy based on the accessed image data and the identified fiber tract to initially and directly affect the identified fiber tract with a treatment;providing an output from a processor to display a target icon on a display device superimposed on the accessed image data to illustrate the selected position in the anatomy;determining a location of an instrument with the processor via tracking a tracking device associated with the instrument by interaction with a localizer of a tracking system;providing an output from the processor to display an instrument icon superimposed on the accessed image data on the display based upon the determined location;moving and navigating the instrument to the selected position of treatment identified by the superimposed target icon, further comprising, executing instructions with the processor to plan at least a portion of a planned trajectory;superimposing a planned trajectory icon on the accessed image data relative to the superimposed target icon on the display device illustrating the planned trajectory; andupdating the display to illustrate the determined location of the instrument as the instrument icon representing the location of the instrument relative to the target icon and the planned trajectory icon; andapplying a treatment to the selected position in the anatomy with the instrument to efficiently affect the fiber tract after the instrument reaches the selected position illustrated by the target icon that is superimposed on or adjacent to a portion of the accessed image data, wherein the fiber tract includes at least an axon. 2. The method of claim 1, wherein accessing imaging data includes with an imaging system at least one of accessing magnetic resonance image data, accessing x-ray image data, accessing computer aided tomography image data, accessing PET image data, accessing ultrasound image data, accessing SPECT image data, or combinations thereof. 3. The method of claim 1, wherein accessing a second source of data includes accessing diffusion data of a material in the anatomy. 4. The method of claim 3, wherein accessing the image data of the anatomy and accessing the diffusion data of the anatomy occurs substantially simultaneously. 5. The method of claim 3, wherein analyzing the second source of data includes determining a diffusion direction of the material diffused in the anatomy. 6. The method of claim 5, further comprising: superimposing a fiber tract icon representing the identified fiber tract onto the obtained image data at the selected position of the anatomy. 7. The meth... | Medtronic, Inc. | A61B005/055 A61N001/18
US20080071185 | A1 | 2008-03-20 | Periodic breathing during activity | 2007-09-07 | An implantable respiration monitor can detect disordered breathing events that can be categorized, such as according to one or more of sleep, exercise, and resting awake states. The categorized frequency of such events can be compared to independently specifiable thresholds, such as to trigger an alert or responsive therapy, or to display one or more trends. The information can be combined with detection of one or more other congestive heart failure (CHF) symptoms to generate a CHF status indicator or to trigger an alarm or responsive. The alert can notify the patient or a caregiver, such as via remote monitoring. Respiration patterns from one or more of the activity states can be used to establish model of disordered breathing to which further respiration data can be compared for identifying periods of disordered breathing. Such identification can trigger an alert or response to therapy, or to display one or more trends. | 1. A method comprising: monitoring respiration of a subject; detecting physical activity of the subject; obtaining a respiration pattern of the subject during the activity; analyzing how well the respiration pattern fits a model, the analyzing providing a goodness of fit indication; identifying a disordered breathing during activity indication from the goodness of fit indication; and providing the disordered breathing during activity indication to a user or automated process. 2. The method of claim 1, wherein the obtaining a respiration pattern comprises determining tidal volume of the subject. 3. The method of claim 1, wherein the obtaining a respiration pattern comprises determining respiration rate of the subject. 4. The method of claim 1, wherein detecting physical activity comprises detecting a period of sustained physical activity exceeding an exertion or duration specified by a user. 5. The method of claim 4, wherein the specified exertion comprises activity exceeding at least 20 mGs. 6. The method of claim 4, wherein the specified duration comprises at least three minutes. 7. The method of claim 1, wherein analyzing how well the respiration pattern fits the model comprises using a model of a respiration signal over time. 8. The method of claim 1, wherein analyzing how well the respiration pattern fits the model comprises using a model of a respiration within the frequency domain. 9. The method of claim 1, wherein providing the goodness of fit indication comprises applying one or more of a least squares analysis or a power spectrum analysis to obtain the goodness of fit indication. 10. The method of claim 1, comprising reporting a respiration pattern magnitude, a respiration pattern cycle rate, or a respiration pattern cycle length in response to the goodness of fit indication meeting at least one criterion. 11. The method of claim 1, comprising automatically delivering a response to the subject in response to the periodic breathing during activity indication. 12. The method of claim 1, comprising trending periodic breathing during activity indication, wherein the periodic breathing indication occurs two or more times within a specified duration and the duration comprising at least two days. 13. The method of claim 1, comprising generating an alert in response to a change in value, the change in value comprising an increase or decrease in the cycle length of the periodic breathing during activity indication. 14. The method of claim 1, comprising generating an alert in response to a change in value, the change in value comprising an increase or decrease in the amplitude of the periodic breathing during activity indication. 15. The method of claim 1, wherein analyzing how well the lung ventilation data fits the model comprises updating the model using recent monitored respiration of the subject. 16. A system comprising: an activity detector, configured to detect a physical activity indication of a subject; a r... | Cardiac Pacemakers, Inc. | A61B005/08
US20080004501 | A1 | 2008-01-03 | Multirule Weight Control | 2006-06-29 | A method for controlling a body weight and any weight-dependent parameters comprising consistent daily measurement of these parameters, setting monthly runs for monitoring, constructing a new control scale for each run based on individual variability of these parameters for the previous month, and identification of in-control, out-of-control and on-target states according to real nonrandom shifts of these parameters. The real shifts among their random fluctuations are detected by special control rules developed before for quality control. The method provides evaluation of progress and efficacy of the weight control over the run by measuring a mean value of results, variability of results and a score for weight shifts. The method may be embodied in paper template forms separated or inserted in any printed materials as well as in algorithms for computer programs inserted into a weight scale and other measuring devices, personal computer, PDA and other electronic devices, and in algorithms for programs provided direct data transfer from measuring devices to the computer. | 1. A method for controlling a body weight or any weight-dependent parameters comprising the steps of: a) consistent daily measuring said parameters;b) setting monthly runs for monitoring said parameters;c) constructing a new control scale for each month by using statistics such as mean and standard deviation for the last results of previous month with no evident trend and shift but no less than for 7 measurements;d) identifying in-control, out-of-control and on-target states as to nonrandom shifts of the weight or weight-dependent parameters over the run by using control rules developed before for Quality control;e) evaluating monthly progress in the weight control by calculating mean and variability of said parameters for the whole run or for the last interval with no evident trend and shift;f) evaluating efficacy of the weight control by calculating a Score of weight shifts over the run. 2. The method of claim 1 wherein step (a) comprises daily measurement of said parameters for fasting body in the morning. 3. The method of claim 1 wherein step (a) comprises but is not limited to daily measurement of BMI, % Fat, % Body Water, Muscle Mass, Bone Mass, Visceral Fat as well as new parameters Fat Mass (FM) determined as % Fat multiplied by body weight and Fat Mass Index (FMI) determined as Fat Mass divided by square of height. 4. The method of claim 1 wherein step (c) comprises designation of control zones such as +3S, +2S, +1S, +M, −M, −1S, −2S and −3S with different color code for each zone. 5. The method of claim 1 wherein step (d) comprises designation of control rules for positive shifts of the weight and weight dependent parameters such as +4S, +3S, +2S, +1S, +M and +T and for negative shifts of said parameters such as −4S, −3S, −2S, −1S, −M and −T. 6. The method of claim 1 wherein step (d) comprises a template form for monthly run to log data on included identification of a run, control scale setup, a formula and a color code for each control rule and a table to put daily results. 7. The method of claim 1 wherein step (d) comprises a template graph for monthly run to plot data on included: a/X-axis for days of monitoring;b/first Y-axis with permanent S-scale and control limits for +3S, +2S, +1S, M, −1S, −2S and −3S where each control zone is colored with different color;c/second Y-axis related to values of the weight parameters specified for each new scale constructed by indicating said values for each control limit of S-scale. 8. The method of claim 1 wherein step (f) comprises calculating +Score as a sum of positive weight shifts, −Score as the sum of negative weight shift and Total Score as the sum of +Score and −Score over the run where the score for each shift is the value specified for the different shifts multiplied by days of the shift. 9. The method of claim 1 comprises but is not limited to embodiments such as: a/paper template forms implemented separately or inserted into books or other printed materials;b/algorithms for co... | - | A61B005/00
US20080044358 | A1 | 2008-02-21 | METHODS FOR LYMPH SYSTEM IMAGING | 2007-08-16 | Methods and contrast agents for imaging the lymph system are provided. The methods allow the diagnosis and staging of diseases of the lymph system, such as cancer and infections. | 1. A method for determining the presence or absence of a primary or metastatic cancer in a region of the lymph system comprising: (a) optionally preselecting a region of the lymphatic system of a mammal to image; (b) optionally obtaining a T1-weighted MR image of said region; (c) intravascularly injecting the mammal with an MR contrast agent, or a pharmaceutically acceptable salt or derivative thereof, wherein said MR contrast agent is selected from Gd-BOPTA, Gd-EOB-DTPA, MP-2269, and B-22956/1, or wherein said MR contrast agent comprises a phosphodiester moiety, a PPBM, and a paramagnetic metal chelate and wherein the contrast agent is capable of binding to a plasma protein; and (d) obtaining a T1-weighted MR image of said region of the lymphatic system, wherein said determination of the presence or absence of said primary or metastatic cancer is based on an evaluation of the signal intensity in said region of the lymphatic system. 2. The method of claim 1, wherein the signal intensity is evaluated by comparing an image obtained in step (d) with the pre-contrast agent image obtained in step (b). 3. The method of claim 1, further comprising obtaining a fat-suppressed T1-weighted MR image of the region in (d). 4. The method of claim 1, 2, or 3, wherein two or more 2D image planes of the region are examined in order to determine the presence or absence of the primary or metastatic cancer. 5. The method of claim 1, wherein said plasma protein is human serum albumin. 6. The method of claim 1, wherein said mammal is human. 7. The method of claim 1, wherein said region is one or more lymph nodes, vessels, ducts, channels or combinations thereof. 8. The method of claim 7, wherein said one or more lymph nodes, vessels, ducts, channels or combinations thereof is located in the iliac, lumbar, or inguinal region of said mammal. 9. The method of claim 7, wherein said one or more lymph nodes, vessels, ducts, channels or combinations thereof is located in the popliteal region of said mammal. 10. The method of claim 7, wherein said one or more lymph nodes, vessels, ducts, channels or combinations thereof is located in the axillary region of said mammal. 11. The method of claim 7, wherein said one or more lymph nodes, vessels, ducts, channels or combinations thereof is located in the mesenteric region of said mammal. 12. The method of claim 7, wherein said one or more lymph nodes, vessels, ducts, channels or combinations thereof is located in the cervical and/or neck region of said mammal. 13. The method of claim 7, wherein said one or more lymph nodes, vessels, ducts, channels, or combinations thereof is located in the thoracic region of said mammal. 14. The method of claim 1, wherein said PPBM is selected from alkyl, cycloalkyl, heteroalkyl, heterocyclyl, aryl, alkaryl, and aralkyl groups having from 1 to 25 carbon atoms, wherein said groups can be optionally substituted with 1 to 5 alkyl, aryl, heteroalkyl, cycloalkyl, heterocycly, ... | - | A61B005/055 A61P035/00
US20080064938 | A1 | 2008-03-13 | Method of determining location of an ingested capsule | 2007-09-06 | A method of determining the location of an ingested capsule comprising the steps of providing an ingestible capsule having a pH sensor and a pressure sensor, having a subject ingest the capsule, recording pH measurements from the pH sensor as a function of time as the capsule moves through at least a portion of the gastrointestinal tract of the subject, recording pressure measurements from the pressure sensor as a function of time as the capsule moves through at least a portion of the gastrointestinal tract of the subject, deriving a pressure pattern as a function of time and the pressure measurements, providing a reference pH, analyzing the pH variations for the subject relative to the reference pH to determine the capsule's location at a first position, providing a reference pressure pattern, and analyzing the pressure pattern variations for the subject relative to the pressure pattern reference to determine the capsule's location at a second position. The pressure pattern may be frequency of contractions relative to a baseline over a given time interval or motility index. The method may further comprise the steps of analyzing the pressure pattern variations for the subject relative to the pressure pattern reference in determining the capsule's location at the first position and/or analyzing the pH variations for the subject relative to the pH reference in determining the capsule's location at the second position. | 1. A method of determining the movement of an ingested capsule from a first segment of the gastrointestinal tract to a second segment of the gastrointestinal tract comprising the steps of: providing an ingestible capsule having a pH sensor and a pressure sensor;having a subject ingest said capsule;recording pH measurements from said pH sensor as a function of time as said capsule moves through at least a portion of the gastrointestinal tract of said subject;recording pressure measurements from said pressure sensor as a function of time as said capsule moves through at least a portion of said gastrointestinal tract of said subject;deriving a pressure pattern as a function of time and said pressure measurements; andidentifying an appreciable variation in said pressure pattern in substantially the same time period as an appreciable variation in said pH to determine said capsule's location at a first position. 2. The method set forth in claim 1, wherein said step of identifying an appreciable variation in said pressure pattern in substantially the same time period as an appreciable variation in said measured pH comprises the steps of: providing a reference pH and pressure pattern; andanalyzing said pH variations for said subject and said pressure pattern variations for said subject relative to said reference. 3. The method set forth in claim 2, wherein said reference pH is a sustained pH change that exceeds about 3. 4. The method set forth in claim 1, wherein said appreciable variation in said pressure pattern is identified by an algorithm. 5. The method set forth in claim 1, wherein said pressure pattern is frequency of contractions relative to a baseline over a given time interval. 6. The method set forth in claim 1, wherein said pressure pattern is motility index. 7. The method set forth in claim 1, and further comprising the step of identifying a second appreciable variation in said pressure pattern for substantially the same time period as a second appreciable variation in said measured pH to determine said capsule's location at a second position. 8. The method set forth in claim 7, and further comprising the step of determining transit time between said first position and said second position. 9. The method set forth in claim 1, wherein said first location is a junction between the stomach and the small bowel of said gastrointestinal tract of said subject. 10. The method set forth in claim 8, wherein said second location is a junction between the ileum and the caecum of said gastrointestinal tract of said subject. 11. The method set forth in claim 8, wherein said transit time is for transit of said capsule through the small bowel of said gastrointestinal tract of said subject. 12. The method set forth in claim 1, and further comprising the steps of: deriving a second pressure pattern different from said first pressure pattern as a function of time and said pressure measurements; andidentifying an appreciable variation in said second ... | - | A61B005/03
US20080058641 | A1 | 2008-03-06 | IMAGING METHOD, DEVICE AND SYSTEM | 2007-10-30 | A method, device and system or kit treat a lesion by injecting a contrasting agent into a body area to distinguish an osteolytic lesion for imaging; and delivering an effective amount of a debridement fluid to debride the distinguished lesion. | 1. to 30. (canceled) 31. A method of imaging an osteolytic lesion, comprising: injecting a contrast agent into synovial fluid in a vicinity of the osteolytic lesion; permitting contrast agent injected synovial fluid to circulate to the lesion; positioning an imaging device responsive to the contrast agent adjacent the vicinity of the osteolytic lesion; and imaging the osteolytic lesion distinguished by the contrast agent from adjacent tissue. 32. The method of claim 31, wherein the osteolytic lesion is fluoroscopically imaged and a location and orientation of a debridement delivery device is adjusted according to location or extent of the fluoroscopic image. 33. The method of claim 31, wherein the vicinity is a knee or hip joint space. 34. The method of claim 31, wherein injecting the contrast agent comprises: positioning an injection catheter into the vicinity of the osteoloytic lesion; and injecting the contrast agent into synovial fluid in the vicinity through the injection catheter. 35. The method of claim 31, further comprising effecting debridement of the distinguished lesion by a pulse lavage process. 36. The method of claim 31, further comprising: emitting x-rays from the imaging device toward the distinguished lesion, detecting x-rays that have traversed the lesion, constructing a tomographic image from signals that are responsive to the detected x-rays to generate a real-time fluoroscopic image on a display monitor depicting the distinguished lesion and the relationship of a delivery/aspirator end of a debridement device to the area; and adjusting the location and orientation of the delivery/aspirator end of the debridement device according to the display monitor image to debride the lesion. 37. The method of claim 31, further comprising delivering an effective amount of a debridement fluid to debride the distinguished lesion. 38. The method of claim 31, comprising injecting the contrast agent into synovial fluid in the body area that is in fluid communication with the osteolytic lesion, wherein the contrast agent migrates to the lesion by flow or diffusion. 39. The method of claim 31, comprising injecting the contrast agent into synovial fluid in the body area that is in fluid communication with the osteolytic lesion, wherein the contrast agent migrates to the lesion by flow or diffusion; and imaging a location or extent of a lesion in the area that has been distinguished by the contrasting agent. 40. The method of claim 31, comprising injecting the contrast agent into synovial fluid in the body area that is in fluid communication with the osteolytic lesion, wherein the contrast agent migrates to the lesion by flow or diffusion; imaging a location or extent of a lesion in the area that has been distinguished by the contrasting agent; and controlling debridement of the osteolytic lesion according to the imaging. 41. The method of claim 31, comprising injecting the contrast agent into synovial fluid in the body are... | - | A61B005/00 A61M001/00
US20080004538 | A1 | 2008-01-03 | MEDICAL TELEMETRY SYSTEM | 2007-06-13 | A medical telemetry system and a method for signaling leads-off information in a medical telemetry system. The medical telemetry system according to an embodiment of the invention comprises a sensor unit comprising ECG electrodes connected to a transmitter unit, and a receiver unit connectable to ECG input connector on a patient monitor. The ECG signal and leads-off state of the electrodes are transmitted from the sensor unit to the receiver unit using radio-wave communication. Leads-off information detected by the sensor unit is transmitted to the patient monitor and signaled by feeding a predefined low-impedance DC-voltage to the ECG signal port. | 1. A medical telemetry system, the system comprising: a patient monitor comprising an ECG input connector and a signal port;a sensor unit in proximity with the patient further comprising a transmitter unit and ECG electrodes to be attached on a patient and to be connected to the transmitter unit;a receiver unit connected to ECG input connector on a patient monitor, and configured to receive ECG signal and leads-off state information via wireless radio-wave communication from the transmitter unit, and configured to feed a reconstructed ECG signal to the input connector of the patient monitor; anda signaling unit for signaling leads-off information to the patient monitor by feeding a predefined DC-voltage to the ECG signal port. 2. The medical telemetry system according to claim 1, wherein the output impedance of the receiver unit is configured to remain constant when changing over from normal operation to leads-off state. 3. The medical telemetry system according to claim 1, wherein said receiver unit is further configured to detect radio wave disconnection state. 4. The medical telemetry system according to claim 3, wherein said receiver further comprises: signaling unit for signaling radio wave disconnection state information to the patient monitor by feeding a predefined DC-voltage to the ECG signal port. 5. The medical telemetry system according to claim 1, wherein the output impedance of the receiver unit is less than 100E6 ohms. 6. The medical telemetry system according to claim 1, wherein the output voltage of the receiver unit in leads-off state is greater than 1 V. 7. The medical telemetry system according to claim 1, wherein said transmitter unit comprises an impedance measurement circuit configured to detect the leads-off state. 8. The medical telemetry system according to claim 1, wherein said system further comprises an indicator configured to indicate the leads-off state to a user of the system. 9. The medical telemetry system according to claim 3, wherein the receiver unit further comprises: an indicator configured to indicate the radio wave disconnection state to a user of the medical telemetry system. 10. The medical telemetry system according to claim 1, wherein said transmitter unit and said receiver unit are arranged to be paired so as to be interchangeably connected to each other. 11. The medical telemetry system according to claim 1, wherein said transmitter unit is further configured to detect a pacemaker in the said ECG signal. 12. The medical telemetry system according to claim 11, wherein sharp voltage spikes are arranged to be superimposed on the reconstructed ECG signal in order to transmit a pacemaker peak timing information to the monitor. 13. The medical telemetry system according to claim 3, wherein at least one of the leads-off state information and the radio wave disconnection state information is arranged to activate the feeding of the DC-voltage to the ECG signal port. 14. A method for signaling lea... | - | A61B005/0402
US20080027345 | A1 | 2008-01-31 | Electrode Apparatus For Detecting Brain Waves And Package | 2005-06-21 | The labor involved in cleaning for each examination is reduced, the examination can be carried out hygienically, and the convenience of use is improved. An electrode apparatus for detecting brain waves which is arranged in contact with the scalp and which detects brain wave signals is provided. The electrode apparatus for detecting brain waves comprises a rod-shaped electrode apparatus main body having an electrode disposed at the tip thereof, a cap which is mountable on the tip of the electrode apparatus main body and which has an elastic member which contains an electrolyte and which is disposed making close contact so as to cover the electrode, and a connection means which detachably connects the cap to the electrode apparatus main body. | 1. An electrode apparatus for detecting brain waves which is disposed in contact with the scalp and detects brain wave signals, comprising: a rod-shaped electrode apparatus main body having an electrode disposed in a tip thereof; a cap which is mountable on the tip of the electrode apparatus main body and which has an elastic member containing an electrolyte and arranged in close contact so as to cover the electrode; and a connection means for connecting the cap in a detachable manner to the electrode apparatus main body. 2. An electrode apparatus for detecting brain waves which is arranged in contact with the scalp and detects brain wave signals, comprising: a rod-shaped electrode apparatus main body having a first contact point disposed in a tip thereof; a cap mounted such that the tip of the electrode apparatus main body is covered and having a second contact point for contact with the first contact point; and a connection means for connecting the cap in a detachable manner to the electrode apparatus main body; the cap having an electrode for connection to the second contact point and an elastic member containing an electrolyte and disposed in close contact so as to cover the electrode. 3. An electrode apparatus for detecting brain waves according to claim 2, wherein the connection means comprises a seal member which maintains a contact section of the first contact point and the second contact point in a watertight condition when the cap is mounted on the electrode apparatus main body. 4. The apparatus for detecting brain waves according to claim 1 or claim 2, wherein a plurality of the caps are integrally connected by means of a linking section. 5. The apparatus for detecting brain waves according to claim 4, wherein the linking section comprises a flexible material. 6. The cap according to claim 4, wherein an indicator mark for indicating a mounting direction is provided on the linking section. 7. The electrode apparatus for detecting brain waves according to claim 1 or claim 2, wherein the connection means comprises an elastic supporting member which is fixed to either one of the cap and the electrode apparatus main body in an engaging section of the cap and the electrode apparatus main body, and which maintains a connected condition by means of frictional force with the other one of the of the cap or the electrode apparatus main body. 8. The electrode apparatus for detecting brain waves according to claim 7, wherein the elastic supporting member comprises an O-ring or Y-packing. 9. The electrode apparatus for detecting brain waves according to claim 1 or claim 2, wherein the connection means comprises a female screw thread provided on one of the cap and the electrode apparatus main body, and a male screw thread provided on the other one of the cap and the electrode apparatus main body and which engages the female screw thread. 10. The electrode apparatus for detecting brain waves according to claim 1 or claim 2, wherein... | OLYMPUS CORPORATION BRAIN FUNCTIONS LABORATORY, INC. | A61B005/0476
US20080009698 | A1 | 2008-01-10 | Method and device for visualizing objects | 2007-05-22 | The present invention relates to a method and to a device for visualizing objects, in particular non-rigid objects. The method and the device are particularly suitable to visualizing three-dimensional objects in the case of medical interventions.;The method comprises: providing a three-dimensional image data record of the object,successively taking a series of two-dimensional image data records of the object,individually registering each individual two-dimensional image data record with the three-dimensional image data record,functionally evaluating functional parameters from the successively taken two-dimensional images,extracting two-dimensional projections from the three-dimensional image data record, andsuperimposing the recorded two-dimensional images with the extracted two-dimensional projections.;A clean copy of the abstract that incorporates the above amendments is provided herewith on a separate page. | 1.-6. (canceled) 7. A method for visualizing an object of a patient under a medical examination, comprising: generating a three-dimensional image data record of the object;successively recording a series of two-dimensional image data records of the object;individually registering each of the successively recorded two-dimensional image data records with the three-dimensional image data record;evaluating a parameter of the successively recorded two-dimensional image data records;extracting a further series of two-dimensional image data records from the three-dimensional image data record based on the evaluation;superimposing the extracted two-dimensional image data records with the successively recorded two-dimensional image data records; andvisualizing the object with the superimposed image data records for the medical examination. 8. The method as claimed in claim 7, wherein the object is a soft tissue or a soft organ of the patient. 9. The method as claimed in claim 7, wherein the successively recorded two-dimensional image data records record displacements of the object with respective to each other as a result of a respiration or a heart movement of the patient. 10. The method as claimed in claim 9, wherein the displacements are compensated in the superimposed image data records. 11. The method as claimed in claim 7, wherein the parameter is selected from the group consisting of: a mean transit time of a contrast medium in a vessel or a myocardium of the patient, a perfusion value, and a degree of perfusion. 12. The method as claimed in claim 7, wherein the extracted two-dimensional image data records are transparently superimposed on the successively recorded two-dimensional image records that are non-transparent. 13. The method as claimed in claim 7, wherein the three-dimensional image data record is generated from a method selected from the group consisting of: CT, MR, and ultrasound. 14. A device for visualizing an object of a patient under a medical examination, comprising: an image recording device that successively records a series of two-dimensional image data records of the object;a storage device that stores a three-dimensional image data record of the object that is pre-operatively generated; anda computer that: individually registers each of the successively recorded two-dimensional image data records with the three-dimensional image data record,evaluates a parameter of the successively recorded two-dimensional image data records,extracts a further series of two-dimensional image data records from the three-dimensional image data record based on the evaluation, andsuperimposes the extracted two-dimensional image data records with the successively recorded two-dimensional image data records for visualizing the object. 15. The device as claimed in claim 14, wherein the object is a soft tissue or a soft organ of the patient. 16. The device as claimed in claim 14, wherein the successively recorded two-dimensional image data r... | SIEMENS AKTIENGESELLSCHAFT | A61B005/05
US20080009688 | A1 | 2008-01-10 | METHODS FOR NON-INVASIVE ANALYTE MEASUREMENT | 2007-08-10 | A method of non-invasively measuring the presence, absence, or concentration of one or more analytes in a tissue of a subject includes exposing at least a portion of a tissue of the subject to electromagnetic radiation; obtaining electromagnetic radiation measurement data of electromagnetic radiation from the tissue; using a mathematical transformation to filter or smooth the electromagnetic radiation measurement data; and determining the presence, absence, or concentration of one or more analytes by determining a radiation signature of the filtered or smoothed electromagnetic radiation measurement data; correlating the radiation signature of the filtered or smoothed electromagnetic radiation measurement data with the presence, absence, or concentration of one or more analytes to determine the presence, absence, or concentration of one or more analytes in the subject. | 1. A method of non-invasively measuring the presence, absence, or concentration of one or more analytes in a tissue of a subject, comprising: exposing at least a portion of a tissue of the subject to electromagnetic radiation; obtaining electromagnetic radiation measurement data of electromagnetic radiation from the tissue; using a mathematical transformation to filter or smooth the electromagnetic radiation measurement data; and determining the presence, absence, or concentration of one or more analytes by determining a radiation signature of the filtered or smoothed electromagnetic radiation measurement data; correlating the radiation signature of the filtered or smoothed electromagnetic radiation measurement data with the presence, absence, or concentration of one or more analytes to determine the presence, absence, or concentration of one or more analytes in the subject. 2. The method of claim 1, wherein the one or more analytes include a member from the group consisting of metabolic compounds or substances, neurotransmitters, carbohydrates, sugars, glucose, proteins, glycated proteins, peptides, amino acids, fats, fatty acids, triglycerides, polysaccharides, alcohols, ethanol, toxins, hormones, nucleic acids, vitamins, bacteria-related substances, fungus-related substances, virus-related substances, parasite-related substances, pharmaceutical compounds, non-pharmaceutical compounds, pro-drugs, drugs, and any precursor, metabolite, degradation product or surrogate marker. 3. The method of claim 2, wherein the one or more analytes include glucose. 4. The method of claim 1, wherein the non-invasive method does not contact the subject or tissue. 5. The method of claim 1, wherein the electromagnetic radiation is infrared radiation. 6. The method of claim 1, wherein the tissue is an ocular element. 7. The method of claim 1, wherein the ocular element is at least one of a conjunctiva and a tear layer. 8. The method of claim 1, wherein a 1 st or higher derivative of reflectance measurements is used to select or measure one or more ideal wavelengths of electromagnetic radiation from the tissue. 9. The method of claim 1, further including filtering the electromagnetic radiation measurement data to select or measure the one or more ideal wavelengths of the electromagnetic radiation from the tissue. 10. The method of claim 1, wherein the determining step further comprises using a microprocessor. 11. The method of claim 1, wherein the measurement is a specular reflection measurement, and obtaining includes obtaining electromagnetic radiation with specular reflection optics. 12. The method of claim 1, wherein the measurement is a diffuse reflection measurement, and obtaining includes obtaining electromagnetic radiation with diffuse reflection optics. 13. An instrument for non-invasively measuring the presence, absence, or concentration of one or more analytes in a tissue of a subject, comprising: a. a radiation source configured... | OCULIR, INC. | A61B005/00
US20080058667 | A1 | 2008-03-06 | Gas Monitoring System and Sidestream Gas Measurement System Adapted to Communicate with a Mainstream Gas Measurement System | 2007-10-31 | A method and apparatus for interfacing a plurality of gas measurement systems, including a mainstream and a sidestream gas measurement system, to a host system via an interface unit. The present invention also pertains to a sidestream gas measurement system that output signals emulating the signals output by a mainstream gas measurement system or portion thereof, so that the sidestream gas measurement system can seamlessly communicate with a host system configured to communicate with a mainstream gas measurement system or a portion thereof. | 1. A monitoring system comprising: an interface unit having a input coupling and an output; a plurality of gas measurement systems, wherein each gas measurement system is adapted to be placed in fluid communication with an airway of a patient to measure at least one respiratory gas, wherein each gas measurement system has an output coupling that is adapted to be removable coupled to the input coupling of the interface unit, and wherein each gas measurement system includes processing means for determining, from the respiratory gas, at least one respiratory variable of such a patient and for providing an output to the interface unit via the output coupling; a display coupled to the output of the interface unit, wherein the display is adapted to display the respiratory variable of such a patient provided by any one of the plurality of gas measurement systems. | RIC Investments, LLC | A61B005/08 G01N033/497
US20080013814 | A1 | 2008-01-17 | Pharmacokinetic Image Registration | 2005-04-26 | Image registration very often used to be a tedious task which had to be performed manually. According to an exemplary embodiment of the present invention, a registration of image time series is performed on the basis of a pharmacokinetic model in which alternative translation sequences of a region of interest are compared to each other on the basis of the pharmacokinetic model and the best translation vector sequence is used for image registration. Advantageously, this may allow for an effective compensation of organ movement, even if there is no or only little anatomical contrast. | 1. A method of registering a time series of images, the time series comprising at least a first image and a second image, the method comprising the steps of: selecting a first region of interest in the first image; selecting a second region of interest in the second image; determining a first translation from the first region of interest to the second region of interest on the basis of a pharmacokinetic model; registering the first image and the second image on the basis of the first translation; wherein the first region of interest corresponds to the second region of interest. 2. The method according to claim 1, wherein the determination of the first translation comprises the steps of: determining a first pharmacokinetic parameter on the basis of a second translation from the first region of interest to a third region of interest selected in the second image and on the basis of the pharmacokinetic model; determining a second pharmacokinetic parameter on the basis of a third translation from the first region of interest to a fourth region of interest selected in the second image and on the basis of the pharmacokinetic model, wherein the third translation is a variation of the second translation and wherein the third and the fourth regions of interest correspond to the first region of interest; performing a quality determination of the first compartment parameter and the second compartment parameter, resulting in a first quality value and a second quality value; determining, which one of the first and second quality values is a better quality value; selecting a translation from the second translation and the third translation; wherein the selected translation is the translation corresponding to the better quality value; and wherein the selected translation is the first translation. 3. The method according to claim 2, wherein the quality determination is performed on the basis of at least one of: a determination of a statistical parameter on the basis of at least one of the first pharmacokinetic parameter estimate and the second pharmacokinetic parameter estimate; a library of pharmacokinetic parameters; and a consistency of the first pharmacokinetic parameter estimate and the second pharmacokinetic parameter estimate. 4. The method according to claim 1, wherein at least one of the first and second regions of interest and the pharmacokinetic model are interactively selected from a predefined set of options. 5. The method according to claim 2, wherein the method is iteratively repeated until at least one of the first quality value and the second quality value exceeds a preset threshold value. 6. The method according to claim 1, wherein the method is applied in medical imaging to one of CT data sets, MRI data sets, PET data sets, SPECT data sets, and ultra sound imaging data sets. 7. An image processing device for registering a first image and a second image, the image processing device comprising: a memory for storing a multi-dimensio... | KONINKLIJKE PHILIPS ELECTRONICS, N.V. | A61B005/05
US07347823 | B2 | 2008-03-25 | Hemadynamometer | 2004-05-26 | A hemadynamometer is provided. The hemadynamometer includes a bag, an inflation unit, a deflation unit, a piezoelectric device and a processor. The bag is used for wounding on the user's wrist or upper arm. The inflation unit is used for inflating the pressure inside the bag, and the deflation unit is used for deflating the pressure inside the bag. When the blood in the artery of the user oppresses the piezoelectric device, the piezoelectric device outputs a number of pulse piezoelectric signals accordingly. The processor is used for comparing the waveform slope of the pulse piezoelectric signals to determine a systolic blood pressure value and a diastolic blood pressure value. | 1. A hemadynamometer, comprising: a piezoelectric device for being pressed by the blood in the artery of a user to output a plurality of pulse piezoelectric signals accordingly;a processor for comparing the waveform slope of the pulse piezoelectric signals to determine a systolic blood pressure wave and a diastolic blood pressure wave, wherein the processor determines and outputs a systolic blood pressure value and a diastolic blood pressure value corresponding to the systolic and diastolic blood pressure waves, respectively, wherein each of the pulse piezoelectric signals before the systolic blood pressure wave has a first wave and a second wave, and the systolic blood pressure wave has a first wave and a second wave, wherein a rising rate and a descending rate of the second wave of the pulse piezoelectric signal are smaller than a rising rate and a descending rate of the first wave of the pulse piezoelectric signal, respectively, a rising rate and a descending rate of the second wave of the systolic blood pressure wave being greater than a rising rate and a descending rate of the first wave of the systolic blood pressure wave, respectively; anda display unit for displaying the systolic and diastolic blood pressure values. 2. The hemadynamometer according to claim 1, wherein the processor determines the first one of the pulse piezoelectric signals whose second wave has a larger rising rate and descending rate than the rising rate and the descending rate of the first wave as the systolic blood pressure wave corresponding to the systolic blood pressure value. 3. The hemadynamometer according to claim 1, wherein the rising rate and the descending rate of the diastolic blood pressure wave are smaller than the rising rate and the descending rate of the second wave of the systolic blood pressure wave respectively. 4. The hemadynamometer according to claim 3, wherein the processor determines the first one of the pulse piezoelectric signals having a smaller rising rate and a descending rate than the rising rate and the descending rate of the second wave of the systolic blood pressure wave as the diastolic blood pressure wave corresponding to the diastolic blood pressure value. 5. The hemadynamometer according to claim 1, wherein at least one of the pulse piezoelectric signals between the systolic blood pressure wave and the diastolic blood pressure wave has a first wave, a second wave subsequent to the first wave, and a third wave subsequent to the second wave, wherein a rising rate and a descending rate of the second wave are greater than a rising rate and a descending rate of the first wave and the third wave respectively, and a rising rate and a descending rate of the diastolic blood pressure wave are respectively smaller than a rising rate and a descending rate of the second wave of the pulse piezoelectric signal adjacent to the diastolic blood pressure wave. 6. The hemadynamometer according to claim 1, wherein the hemadynamometer further compr... | Rossmax International Ltd. | A61B005/02
US07341563 | B2 | 2008-03-11 | Sidestream gas sampling system with detachable sample cell | 2003-03-07 | A sidestream sampling system includes a sidestream gas measurement assembly and a sample cell configured to be assembled therewith. The sidestream gas measurement assembly includes a receptacle for removably receiving at least a portion of the sample cell. The sample cell is coupled to a sampling tube that is configured to communicate with an airway of an individual. When the sample cell is assembled with the sidestream gas measurement assembly, a window of the sample cell is oriented toward a corresponding source and/or detector of the sidestream gas measurement assembly to facilitate monitoring of an amount of at least one gas or vaporized material in an individual's respiration. | 1. A sidestream carbon dioxide gas sampling system, comprising: (1) a sampling tube having a first end and a second end and adapted to carry a sidestream flow of gas from a sampling site, wherein the sidestream flow of gas is a fraction of a total flow of gas exhaled from a user or inhaled by such a user;(2) a sidestream carbon dioxide gas measurement assembly, including, (a) a housing,(b) a receptacle associated with the housing,(c) a radiation source disposed in the housing on a first side of the receptacle,(d) a radiation detector disposed in the housing on a second side of the receptacle, and(e) a pump disposed in the housing and adapted to draw the sidestream flow of gas into the sampling tube from the sampling site; and(3) a sample cell coupled to the first end of the sampling tube, the sample cell including: (a) a sample cell body,(b) a sample chamber defined in the sample cell body for receiving the sidestream flow of gas from such a user,(c) a first window defined in a first wall of the body and forming at least a portion of a boundary of the sample chamber, wherein the first window is disposed at a location on the sample cell body such that the first window is proximate to the radiation source responsive to the sample cell being disposed in the receptacle, and wherein the first window is substantially transparent to at least one wavelength of radiation to be used in determining a concentration of carbon dioxide disposed in the sample chamber, and(d) second window disposed in a second wall of the sample cell body at opposite sides of the sample chamber, wherein the second window is disposed at a location on the sample cell body such that the second window proximate to the radiation detector responsive to the sample cell being disposed in the receptacle, and wherein the second window is substantially transparent to at least one wavelength of radiation to be used in determining a concentration of carbon dioxide disposed in the sample chamber. 2. The sidestream sampling system of claim 1, wherein the radiation source comprises a source of at least one wavelength of infrared radiation, and wherein the radiation detector is configured to detect at least one wavelength of infrared radiation. 3. The sidestream sampling system of claim 1, wherein the sidestream gas measurement assembly further includes a processor operatively coupled to the radiation source, the radiation detector, or both. 4. The sidestream sampling system of claim 1, wherein the sidestream gas measurement assembly further includes at least one communication link for establishing communication between (1) a component external to the sidestream gas measurement assembly and (2) the radiation source, the radiation detector, or both. 5. The sidestream sampling system of claim 1, further comprising a first filter positioned along a portion of the sampling tube, a second filter disposed in the sample cell, a third filter in fluid communication with an exhaust port that is in flui... | RIC Investments, LLC | A61B005/08 G01N033/497
US07319782 | B2 | 2008-01-15 | Real-time imaging and analysis system | 2004-06-17 | A sub-surface imaging system includes a broadband set of coherent beams with low divergence angle. It further includes an optical processing system which provides a probe and a reference beam, applies the probe beam to the target to be analyzed, recombines the beams interferometrically and varies the relative temporal relationship of the coherence phase of the two beams at a frequency compatible with video display rates. It further includes control and processing systems. | 1. A method for sub-surface imaging a target comprising: generating at least one set of discrete coherent signals;applying at least part of said set of discrete coherent signals to the target to be analyzed;capturing and steering at least part of said set of discrete coherent signals (captured signal) returned from the target;combining the captured signal with a reference signal;modifying the temporal coherence phase relationship between the captured and reference signals;detecting the interference signal between the captured and reference signals;analyzing the detected interference signals at multiple temporal relationships; andgenerating an image of the target. 2. The method of claim 1, wherein the set of discrete coherent signals is a set of discrete coherent optical signals generated by a first mode-locked laser. 3. The method of claim 2, wherein the mode-locked laser is a mode-locked semiconductor laser. 4. The method of claim 2, wherein the mode-locked laser is electronically pumped. 5. The method of claim 2, wherein the mode-locked laser is optically pumped by a semiconductor laser diode. 6. The method of claim 2, wherein the mode-locked laser is a Cr:LiSAF laser. 7. The method of claim 2, wherein mode-locking is achieved electronically. 8. The method of claim 2, wherein mode-locking is achieved passively. 9. The method of claim 8, wherein passive mode-locking is achieved by means of a Kerr lens. 10. The method of claim 8, wherein passive mode-locking is achieved by means of a semiconductor saturable absorber mirror. 11. The method of claim 1, wherein at least a part of the set of discrete coherent signals is focused in the target to be analyzed by means of a lens with a long Rayleigh focus range. 12. The method of claim 11, wherein the Rayleigh range is of the order of one or more millimeters. 13. The method of claim 1, wherein part of the generated the set of discrete coherent signals is returned by reflective properties of the target. 14. The method of claim 1, wherein part of the generated set of discrete coherent signals is returned by discontinuities in the target. 15. The method of claim 14, wherein the discontinuities in the target are caused by changes of refractive index. 16. The method of claim 1, wherein the captured signal is captured by the focusing lens. 17. The method of claim 1, wherein the captured signal is separated by means of a polarization separator. 18. The method of claim 1, wherein the captured signal is combined with a reference signal generated by a second mode-locked laser. 19. The method of claim 18, wherein the second mode-locked laser has a mode locking frequency offset from the first mode-locked laser. 20. The method of claim 18, wherein the second mode-locked laser has the same wavelength range and mode locking frequency as the first mode-locked laser. 21. The method of claim 18, wherein the second mode locked laser has substantially the same wavelength values as the first mode-locked l... | - | G06K009/00 A61B005/05 A61B006/00
US07338443 | B1 | 2008-03-04 | Secure patient data recorder for recording monitored vital sign data | 2003-04-29 | A monitor and recorder system having a monitor unit for gathering vital sign data from a patient and a memory module for automatically recording the data. Means are provided for protecting the data from accidental or intentional deletion of the data or corruption or damage to the memory module without proper authorization. The data is recorded in a circular memory such that when data must be deleted, the last-recorded data is deleted first. A procedure is disclosed for preserving all data for at least a minimal period of time in case an event such as a patient death occurs. | 1. A method of recording patient vital sign data, comprising the steps of: providing a monitor and recorder system, the monitor and recorder system including a monitor unit, having at least one sensing device, and a memory module;facilitating the arrangement of the at least one sensing device in operative relationship with a patient;during operation of the monitor and recorder system, automatically determining, via an interlock system, whether the memory module is prepared to accept vital sign information received by the monitor unit via the at least one sensing device;if, in the determining step, it is determined that the memory module is prepared to accept vital sign information received by the monitor unit via the at least one sensing device, receiving vital sign information from the patient via the monitor unit and recording data representative of at least some of the vital sign information on the memory module; andif, in the determining step, it is determined that the memory module is not prepared to accept vital sign information received by the monitor unit via the at least one sensing device, automatically preventing the monitor unit from receiving vital sign information via the at least one sensing device. 2. The method of claim 1, wherein the monitor and recorder system is a bedside monitor and recorder device, wherein the method further comprises the step of positioning the monitor and recorder system adjacent the patient, and wherein if the memory module is prepared to accept vital sign information, the method further comprises the step of displaying, on the monitor unit, a graphical representation of the vital sign information as it is gathered from the patient. 3. The method of claim 2, wherein the step of automatically determining whether the memory module is prepared to accept vital sign information includes automatically determining whether the memory module is properly installed in the monitor recorder device. 4. The method of claim 2, wherein the step of automatically determining whether the memory module is prepared to accept vital sign information includes determining whether memory space in the memory module is available to receive vital sign data. 5. The method of claim 4, wherein the step of determining whether memory space is available includes determining whether a predetermined amount of memory space is available. 6. The method of claim 2, wherein the step of automatically determining whether the memory module is prepared to accept vital sign information includes determining whether input, representative of authorization from a user to record new data in the memory module, has been received by the bedside monitor and recorder device. 7. The method of claim 1, wherein if it is determined that the memory module is not prepared to accept vital sign information, the method further comprises the step of providing an indication, to a user, that the monitor and recorder system is inoperable. 8. The method of claim 7, whe... | - | A61B005/00
US07738938 | B2 | 2010-06-15 | Catheter and method for mapping a pulmonary vein | 2007-08-13 | An improved catheter is provided that is particularly useful for mapping the pulmonary vein and other tubular regions of or near the heart. The catheter comprises an elongated catheter body having a proximal end, a distal end and at least one lumen extending longitudinally therethrough. A mapping assembly is mounted at the distal end of the catheter body and comprises a stem and at least two spines. The spines are moveable between a collapsed position, where each spine has a distal end attached to the stem, and a free proximal end positioned generally against the stem, and an expanded position, where the free proximal end of each spine extends outwardly from the stem. Each spine carries at least one electrode. | 1. A catheter comprising: an elongated catheter body having proximal and distal ends and at least one lumen extending longitudinally therethrough;a mapping assembly mounted at the distal end of the catheter body comprising a stem and at least two spines moveable between a collapsed position, in which each spine has a distal end attached to the stem and a free proximal end positioned generally against the stem, and an expanded position, in which the free proximal end of each spine extends outwardly from the stem, wherein each spine carries at least one electrode; anda spine mounting assembly for mounting the spines to the stem, the spine mounting assembly comprising:an outer mounting ring, anda mounting structure provided coaxially within the outer mounting ring, wherein the outer mounting ring and the mounting structure form a channel in which the distal end of each spine is fixedly mounted. 2. The catheter according to claim 1, wherein the at least one electrode carried by each spine comprises a tip electrode mounted at the proximal end of the spine. 3. The catheter according to claim 1, wherein each spine carries at least two electrodes. 4. The catheter according to claim 1, wherein the spines are evenly-spaced around the stem. 5. The catheter according to claim 1, wherein the mapping assembly comprises at least four spines. 6. The catheter according to claim 1, wherein the mapping assembly comprises at least six spines. 7. The catheter according to claim 1, wherein the mapping assembly comprises at least eight spines. 8. The catheter according to claim 1, wherein the at least two spines are the same length. 9. The catheter of claim 1, wherein each spine carries at least four electrodes. 10. The catheter of claim 1, wherein each spine has a length ranging from about 4 cm to about 16 cm. 11. The catheter of claim 1, wherein each spine has a length ranging from about 6 cm to about 14 cm. 12. The catheter of claim 1, wherein each spine has a length ranging from about 9 cm to about 12 cm. 13. The catheter of claim 1, wherein each spine comprises a non-conductive covering having a support arm that has shape memory disposed therein. 14. The catheter of claim 13, wherein each support arm comprises nitinol. 15. The catheter of claim 1, wherein the stem of the mapping assembly and the distal end of the catheter body form a unitary construction. 16. A method for mapping a tubular region of or near the heart comprising: introducing into the tubular region the distal end of a catheter of claim 1;positioning the mapping assembly so that at least one electrode from each spine is near or in contact with tissue within the tubular region;recording electrical data received from the at least one electrode in contact with the tissue. 17. The method of claim 16, further comprising repositioning the mapping assembly such that at least one electrode from each spine contacts a second different area of tissue within the tubular region; and recording ele... | Biosense Webster, Inc. | A61B005/042
US07333874 | B2 | 2008-02-19 | Method and system for designing and producing dental prostheses and appliances | 2005-02-23 | A virtual model of an intraoral cavity is provided, wherein this process is initialized by a dental clinic, and the design and manufacture of a suitable dental prosthesis for the intraoral cavity is shared between a dental lab and a service center. | 1. A dental service center for providing at least manufacturing services to at least one of a plurality of dental clinics and dental labs, based on a 3D numerical model of a dentition requiring a prosthesis, wherein creation of said 3D numerical model is at least initiated at a said dental clinic, comprising: manufacturing means for manufacturing at least a part of said prosthesis;communication medium for enabling at least said 3D numerical model to be exchanged between said service center and at least one of said plurality of dental clinics and at least one of said plurality of dental labs;wherein said service center is adapted to manufacture said prosthesis based on said 3D numerical model, wherein said part is required to have a dimensional accuracy different from a dimensional accuracy of another part of said prosthesis as manufactured by at least one of said dental labs. 2. The service center according to claim 1 wherein said communication medium comprises an electronic communication network. 3. The service center according to claim 2 wherein the communication network is selected from the group consisting of the Internet, an intranet, a local access network, a public switched telephone network, and a cable network. 4. The service center according to claim 1 wherein at least one of the dental clinics is adapted for providing a negative cast of a patient's dentition, and said service center is adapted for providing said 3D numerical model from said negative cast of the dentition. 5. The service center according to claim 1 wherein said service center is adapted for designing said prosthesis based on said 3D numerical model, wherein said prosthesis comprises an inner surface and an outer surface, wherein said service center is adapted to provide said 3D numerical model of said prosthesis. 6. The service center according to claim 5 wherein the service center is adapted for manufacturing at least a first portion of said prosthesis based on said 3D model of said prosthesis. 7. The service center according to claim 6, wherein the service center is adapted for manufacturing at least an internal surface of said prosthesis, wherein said internal surface is designed for mounting onto a target site comprised in said dentition. 8. The service center according to claim 7, wherein said prosthesis comprises at least one coping and said internal surface is an internal surface of said coping. 9. The service center according to claim 8, wherein the service center is adapted for designing an external surface of said coping based on said 3D numerical model. 10. The service center according to claim 9, wherein said service center comprises a material removal machine for directly manufacturing said coping from a suitable coping material based on design of said internal surface and said external surface of said coping. 11. The service center according to claim 10, wherein said service center comprises a material removal machine for manufacturing a physical... | Cadent Ltd. | G06F019/00 G06F015/00 A61B005/00
US07474910 | B2 | 2009-01-06 | Textile-based electrode | 2007-09-21 | Textile-based electrodes include a fabric portion having stretch-recovery non-conductive yarns and an electrically conductive region having stretch-recovery electrically conductive yarn filaments. The electrodes can further include float yarns and can be configured in a textured or ribbed construction. When incorporated into a garment, the electrodes can be used to monitor biophysical characteristics, such as the garment wearer's heart rate. | 1. A textile-based electrode, comprising: a first fabric portion comprising (a) stretch-recovery non-conductive yarns and (b) at least one electrically conductive region comprising stretch-recovery electrically conductive yarn filaments, wherein the electrically conductive region comprises a fabric having a textured or ribbed construction, and wherein the electrically conductive region of the first fabric portion comprises a float yarn. 2. The textile-based electrode according to claim 1, wherein the electrically conductive region comprises an elastic yarn at least partially plated with a conductive yarn. 3. The textile-based electrode according to claim 1, wherein the electrically conductive region comprises a portion of hydrophilic material. 4. The textile-based electrode according to claim 1, wherein at least one hydrophobic material is incorporated into the electrically conductive region of the first fabric portion. 5. The textile-based electrode according to claim 1, further comprising a coating of polymer solution on and/or around the electrically conductive region of the first fabric portion. 6. A textile-based electrode, comprising: a fabric portion having at least one electrically conductive region comprising one or more stretch-recovery electrically conductive yarns, wherein the electrically conductive region further has at least one float yarn. 7. The textile-based electrode of claim 6, wherein the at least one electrically conductive region comprises a fabric having a textured or ribbed construction. 8. The textile-based electrode of claim 6, wherein the electrically conductive region comprises an elastic yarn at least partially plated with a conductive yarn. 9. The textile-based electrode of claim 6, wherein the electrically conductive region comprises a portion of hydrophilic material. 10. The textile-based electrode of claim 6, wherein at least one hydrophobic material is incorporated into the electrically conductive region of the fabric portion. 11. The textile-based electrode of claim 6, further comprising a coating of polymer solution on and/or around the electrically conductive region of the fabric portion. | Textronics Inc. | A61B005/04
US07343192 | B2 | 2008-03-11 | Magnetic resonance imaging method and apparatus for body composition analysis | 2003-09-23 | A method is disclosed for analyzing body composition. The method includes inducing a static magnetic field in the body. The static magnetic field has a known distribution along a longitudinal axis of the body. A radio frequency magnetic field is induced in the body. The radio frequency and a bandwidth thereof are selected to induce nuclear magnetic resonance phenomena in a selected axial segment along the body. Nuclear magnetic resonance phenomena are from the selected axial segment. Composition is determined from the magnetic resonance signals. The measurement may be repeated in different axial segments by changing the static field amplitude or a frequency of the RF magnetic field. In some embodiments, a gradient field is superimposed over the static field. | 1. A method for analyzing composition of a body portion, comprising: inducing a substantially homogeneous static magnetic field and a substantially uniform gradient magnetic field in an entire body, a gradient of the gradient magnetic field being along a predetermined axis of the body;inducing a substantially homogeneous radio frequency magnetic field in the entire body while inducing the combined static and gradient magnetic fields, the radio frequency magnetic field having a frequency and a bandwidth selected to excite nuclear magnetic resonance phenomena in a segment of the body along the axis;determining at least an amplitude of a nuclear magnetic resonance signal;adjusting at least an amplitude of the static magnetic field and repeating the inducing the radio frequency magnetic field and determining at least the amplitude of a nuclear magnetic resonance signal from another segment of the body along the axis;determining a portion of the body for analysis from the at least the amplitudes of the nuclear magnetic resonance signals;selecting at least an amplitude of the static magnetic field and a gradient of the gradient magnetic field to excite nuclear magnetic resonance phenomena in the determined portion of the body, the gradient selected such that the determined portion has a selected size along the axis;inducing a radio frequency magnetic field in the entire body;detecting nuclear magnetic resonance signals from the determined body portion;determining a mass of at least one constituent in the determined body portion from the detected nuclear magnetic resonance signals therefrom; andat least one of displaying and storing the determined mass. 2. The method of claim 1 wherein inducing the radio frequency magnetic field and detecting nuclear magnetic resonance signals to determine the body portion comprises performing a Carr Purcell Meiboom Gill sequence. 3. The method of claim 2 wherein the size and position of the body component are determined by a total nuclear magnetic resonance signal amplitude with respect to a position of each body portion along the axis. 4. The method of claim 1 further comprising analyzing a composition of the body portion by determining relative fractions of each of a plurality of components, each of the components having a unique transverse nuclear magnetic relaxation time. 5. The method of claim 1 further comprising analyzing a composition of the body portion by determining relative fractions of each of a plurality of components, each of the components having a unique longitudinal nuclear magnetic relaxation time. 6. The method of claim 1 wherein the inducing the radio frequency magnetic field and the detecting nuclear magnetic resonance signals are substantially localized with respect to the body portion. 7. The method of claim 1 wherein the body part is within a human patient and the mass is determined without anesthetizing, sedating and restricting movement of the human patient. 8. A system for body portio... | Echo Medical Systems, LLC | A61B005/05
US07346417 | B2 | 2008-03-18 | Method and device system for removing material or for working material | 2002-03-25 | Method and system, for which can be used in the fields of medicine and dentistry as well as for the most varied types of material working in different areas of application and model working, provides that an exact removal of material or a highly precise, reproducible material working can be realized by acquiring, storing and processing data pertaining to position and/or orientation of an effector and their changes relative to the position of at least one reference body. The effector is controlled and/or regulated with regard to its power and/or parameterization based on a predetermined working volume, material volume removed and remaining material volume. A first marking support with markings is arranged on a handpiece with the effector, where the handpiece is connected to a control unit, and a second marking support with markings is attached to the material object or tissue object. | 1. A method for removing and processing material with at least one effector, wherein the effector defines a volume and has a predetermined geometry, the method comprising: removing and processing material from an object with the effector, wherein the removing and processing comprises: manually guiding the effector in relation to the object;determining, using a navigation system, position and orientation of the effector in relation to at least one reference body as the effector removes material from the object;storing data representative of the position and orientation of the effector in relation to the reference body as the effector removes the material from the object; andsupplying at least one of power and parameterization control commands to the effector as a function of at least one of a predetermined work volume for the object, volume of the material removed from the object and volume of residual material in the work volume, wherein the removed material volume and the residual material volume are determined based on the volume and the geometry of the effector and the position and orientation of the effector data. 2. The method of claim 1 further comprising: measuring position and geometry of a removed portion of the object resulting from the removal of the material from the object by the effector; andstoring data representative of the measured position and geometry of the removed portion of the object for use in performing additional processing operations on the object or other objects. 3. The method of claim 1 further comprising: measuring the position of the effector relative to the position of the object quasi-continuously during a defined time interval; andcomputing geometry of the material removed by the effector based on the measurement of the position of the effector during the defined time interval. 4. The method of claim 3 further comprising: obtaining 3-D-surface image data of the object using a 3-D-scanner; andcomputing the geometry of the removed material using the 3-D surface image data. 5. The method of claim 1 further comprising: computing position and geometry of material to be removed from the object based on at least one of (i) predetermined length and geometry of a desired fitted object shape, and (ii) position and geometry of the material removed from the object; andusing the position and geometry of the material to be removed for arranging and guiding the effector. 6. The method of claim 5 further comprising: switching the power of the effector off no later than when the geometry of the removed material and the geometry of the fitted object shape overlap. 7. The method of claim 5 further comprising: controlling the power supplied to the effector at least within the geometry of the material to be removed based on the distance of at least one of (i) the position and (ii) the geometry of the effector to a boundary surface between the material to be removed and the desired fitted object shape. 8. The method of claim 5... | LB Medical GmbH | G06F019/00 A61B005/05
US07319894 | B2 | 2008-01-15 | Continuous spectroscopic measurement of total hemoglobin | 2006-09-13 | Methods for measuring the total hemoglobin of whole blood include measuring reflective light at multiple wavelengths within the visible spectrum, calculating light absorbance at each of the multiple wavelengths, performing a comparison in a change in like absorbance between the multiple wavelengths, and/or relating the comparison to total hemoglobin. A system for measuring total hemoglobin of whole blood may include at least one light source, a catheter, optical fibers, at least one photodetector, data processing circuitry, and/or a display unit. | 1. A method of determining total hemoglobin of whole blood to guide patient treatment, comprising: transmitting light at multiple wavelengths in the visible spectrum into whole blood;receiving the light from the whole blood;determining light absorbance of the light at each of the multiple wavelengths;determining a change in the light absorbance of the light between the multiple wavelengths; anddetermining total hemoglobin of the whole blood using the change in the light absorbance of the light between the multiple wavelengths in proportion to a difference between the wavelengths;providing the total hemoglobin for patient treatment. 2. The method of claim 1, wherein the multiple wavelength are between about 500 nanometers and about 900 nanometers. 3. The method of claim 1, wherein the multiple wavelengths include a first wavelength between about 500 nanometers and about 600 nanometers and a second wavelength between about 625 nanometers and about 850 nanometers. 4. The method of claim 1, wherein the multiple wavelengths include a first wavelength between about 500 nanometers and about 600 nanometers and a second wavelength between about 700 nanometers and about 720 nanometers. 5. The method of claim 1, wherein the multiple wavelengths include a first wavelength of about 548 nanometers and a second wavelength of about 805 nanometers. 6. The method of claim 1, wherein the first wavelength is between about 700 nanometers and about 720 nanometers. 7. The method of claim 1, wherein the second wavelength is between about 540 nanometers and about 560 nanometers. 8. The method of claim 1, wherein the multiple wavelengths include a first wavelength and a second wavelength where the first wavelength yields less change in the light absorbance than the second wavelength. 9. The method of claim further comprising relating the total hemoglobin of the whole blood to hematocrit. 10. A method of determining total hemoglobin of whole blood to guide patient treatment, comprising: providing a light source configured to emit light at multiple wavelengths;measuring a reference signal containing a spectra of the light source;measuring a dark signal when the light source is off;measuring a remitted signal from whole blood when the light source is on;determining light absorbance from the reference signal and the remitted signal; anddetermining total hemoglobin of the whole blood based on a change in the light absorbance between the multiple wavelengths in proportion to a difference between the wavelengths;providing the total hemoglobin for patient treatment. 11. The method of claim 10, further comprising removing noise from the reference signal and the remitted signal prior to determining light absorbance from the reference signal and the remitted signal. 12. The method of claim 10, further comprising: verifying that the remitted signal is within a preferred range; andremoving dark spectra from the remitted signal. 13. The method of claim 10, further comprisin... | Edwards Lifesciences Corporation | A61B005/00
US07603151 | B2 | 2009-10-13 | Non-invasive methods of using spectral information in determining analyte concentrations | 2007-08-21 | A non-invasive method of determining the concentration of an analyte uses Raman or fluorescence spectral information. A high-intensity band of light is applied to one side of skin tissue. The high-intensity light enters the skin tissue and generates a Raman or fluorescence signal. A Raman-generating material or fluorescence-generating material is placed in a location nearest the other side of skin tissue. The Raman-generating or fluorescence-generating material is located generally opposite of the entry of the applied high-intensity light. The Raman or fluorescence signal is collected and the analyte concentration is determined using the collected Raman signal. | 1. A non-invasive method of determining the concentration of an analyte using Raman spectral information, the method comprising the acts of: applying a high-intensity, narrow band of light to a first side of tissue, the high-intensity light entering the tissue and generating a Raman signal;placing a Raman-generating material in a location nearest a second side of the tissue, the second side being located generally opposite of the first side;reflecting the high-intensity light from the Raman-generating material so as to produce an additional Raman signal that passes through the tissue towards the first side of the tissue;reflecting the Raman signal generated from the high-intensity light entering the tissue towards the first side of the tissue via the Raman-generating material;collecting the Raman signal generated from the high-intensity light entering the tissue and the additional Raman signal generated from the Raman-generating material; anddetermining the analyte concentration using information from the collected Raman signals. 2. The method of claim 1, wherein the high-intensity light is applied from a monochromatic light source. 3. The method of claim 2, wherein the high-intensity light is applied from a laser-diode source. 4. The method of claim 1, wherein the analyte is glucose. 5. The method of claim 1, wherein the tissue is skin, and the skin tissue is from about 1 to about 5 mm in thickness. 6. The method of claim 1, wherein the Raman signal is collected at a wavelength range of from about 300 to about 5000 nm. 7. The method of claim 6, wherein the Raman signal is collected at a wavelength range of from about 830 to about 1030 nm. 8. The method of claim 1, wherein the information from the collected Raman signals assists in determining the level of optical scattering and absorbance of the tissue, the information being used to assist in determining the analyte concentration. 9. The method of claim 1, wherein the information from the collected Raman signals assists in determining the level of optical scattering of the tissue, the information being used to assist in determining the analyte concentration. 10. The method of claim 1, wherein the information from the collected Raman signals assists in determining the level of absorbance of the tissue, the information being used to assist in determining the analyte concentration. 11. A non-invasive method of diagnosis using Raman spectral information, the method comprising the acts of: applying a high-intensity, narrow band of light to a first side of tissue, the high-intensity light entering the tissue and generating a Raman signal;placing a Raman-generating material in a location nearest a second side of the tissue, the second side being located generally opposite of the first side;reflecting the high-intensity light from the Raman-generating material so as to produce an additional Raman signal that passes through the tissue towards the first side of the tissue;reflecting the Raman si... | Bayer Healthcare LLC | A61B005/1455
US07914460 | B2 | 2011-03-29 | Condensate glucose analyzer | 2006-08-15 | The present invention provides systems and methods for analyzing glucose present in exhaled breath condensate (EBC). In certain embodiments of the invention, electrochemical- or coulometric-based sensing technologies are used to analyze EBC for the presence and/or concentration of glucose. | 1. A non-invasive, portable glucose monitoring device comprising: a) at least one collection reservoir for collecting at least one exhaled breath sample, wherein said collection reservoir comprises a sensor and a signaling means, said sensor, said signaling means or both either comprising or being in operative communication with at least one processor; andb) a means for extracting condensates from the exhaled breath sample, wherein said sensor is equipped to identify glucose and at least one solute in the extracted condensate, and where the concentration of said at least one solute, the concentration of which is both tightly regulated in blood and which concentration is substantially identical in airway lining fluid to that in blood, is used by said processor as a ratio with the concentration of that same solute in blood to determine a dilution factor to be utilized in correlating the concentration of glucose in blood with the glucose identified in the extracted condensate by multiplying said dilution factor with the concentration of glucose in said condensate. 2. The device of claim 1, wherein the collection reservoir is comprised within at least one breathing tube. 3. The device of claim 2, wherein the at least one breathing tube is disposable. 4. The device of claim 2, comprising a plurality of breathing tubes that are provided in a collapsed state. 5. The device of claim 1, wherein the sensor comprises a hydrophilic hydrogel comprising at least one glucose-binding molecule. 6. The device of claim 5, wherein the glucose-binding molecule is selected from the group consisting of: antibodies, enzymes, oligonucleotides, peptides, or proteins. 7. The device of claim 6, wherein the glucose-binding molecule is selected from the group consisting of glucose-oxidase, glucose dehydrogenase, and glucose hexokinase. 8. The device of claim 5, further comprising a pressure transducer near the hydrogel. 9. The device of claim 1, wherein the means for extracting condensates comprises a Peltier device, which surrounds the collection reservoir or is otherwise in sufficient contact to achieve control over the temperature of said collection reservoir. 10. The device of claim 1, wherein the sensor is equipped to identify chloride or other electrolytes, and wherein the sensor comprises one sensor for identifying glucose and chloride, or other electrolytes, or a first sensor for identifying glucose and a second sensor for identifying chloride or other electrolytes. 11. The device of claim 1, wherein the sensor further comprises a calibration sensor. 12. The device according to claim 1 which detects the glucose concentration in a subject at risk of hyperglycemia, hypoglycemia or fluctuations between hyperglycemia and hypoglycemia. 13. The device according to claim 12 which detects blood glucose levels at frequent intervals or constantly over a period of time. 14. The non-invasive, portable glucose monitoring device according to claim 1 wherein said airway... | University of Florida Research Foundation, Inc. Xhale, Inc. | A61B005/08 A61B005/00
US08212100 | B2 | 2012-07-03 | Apparatus, system, and method for protecting and treating a traumatic wound | 2007-08-06 | An apparatus, system, and method are disclosed for protection, depressurization, and treatment of a traumatic wound. The disclosed apparatus comprises a flexible patch with an elevated portion configured to accommodate multiple connectors at least one of which is configured to interface with a two-way valve. | 1. An apparatus to treat a traumatic wound, the apparatus comprising: a flexible patch configured to cover and seal a wound;an elevated portion extending upward from the flexible patch, the elevated portion comprising an impermeable, transparent membrane defining an internal cavity;a plurality of valves extending outward from the elevated portion, wherein the at least one of the plurality of valves is a two-way valve; andan adhesive border on a surface of the flexible patch opposite the elevated portion, the adhesive border configured to seal the patch over the wound. 2. The apparatus of claim one, further comprising a protective membrane removably attached to the adhesive border and configured to cover and protect the surface of the patch opposite the elevated portion and the internal cavity of the elevated portion. 3. The apparatus of claim 1, wherein the two-way valve is selected from the group consisting of a luer lock valve, a ball and spring valve, and a pressure valve. 4. The apparatus of claim 1, wherein at least one of the plurality of valves is configured to receive a treatment device selected from the group consisting of a hand pump, an artificially powered pump, a syringe; an irrigation device, a medication dispensing device, a light, and a viewing device. 5. The apparatus of claim 4, wherein the viewing device comprises a fiber optic. 6. The apparatus of claim 1, further comprising a one-way valve. 7. The apparatus of claim 6, wherein the one-way valve is a flutter valve comprising a flexible tube, resiliently flattened at the distal end. 8. The apparatus of claim 7, further comprising a valve guard configured to protect the flutter valve. 9. The apparatus of claim 6, wherein at least one of the flexible patch, the one-way valve, and the two-way valve is transparent. 10. The apparatus of claim 1, wherein the elevated portion and the flexible patch function as a single unit, with the elevated portion permanently and impermeably attached to the flexible patch. 11. The apparatus of claim 1, wherein the elevated portion is removably attached to the flexible patch by means of an impermeable seal selected from the group consisting of threads, friction fit, snap fit, magnetic fit, and temporary adhesive. 12. The apparatus of claim 1, further comprising a light source configured to illuminate the application area of the patch. 13. The apparatus of claim 12, wherein the light source is a light emitting diode. 14. The apparatus of claim 12, further comprising a sensor configured to monitor patient vital signs and to trigger the light source. 15. A system for the treatment of a traumatic wound, the system comprising: a flexible patch configured to cover and seal a wound;an elevated portion extending upward from the flexible patch, the elevated portion comprising an impermeable, transparent membrane defining an internal cavity;a plurality of valves extending outward from the elevated portion, wherein the at least one of the plurali... | Quandra Innovations International, LLC | A61F013/00
US08454526 | B2 | 2013-06-04 | Carbon dioxide-sensing airway products and technique for using the same | 2006-09-25 | An airway device is provided that may track the flow of respiratory gases through the device with sensing elements at a plurality of locations along the gas flow path of the device. Such a device may be useful for assessing a variety of clinical states, for adjusting patient ventilator settings, or for determining whether or not an airway device has been properly inserted into a patient airway. | 1. A medical device comprising: a conduit adapted to transfer a gas to or from a patient; anda plurality of sensing components associated with a respective plurality of locations on the conduit, wherein the plurality of sensing components is adapted to provide a signal related to a carbon dioxide gas in the conduit at the respective plurality of locations, wherein at least one of the plurality of sensing components comprises a borosilicate substrate having an acrylic binder incorporated within the borosilicate substrate, and a carbon dioxide-responsive indicator solution disposed on the borosilicate substrate wherein the acrylic binder increases a hydrophobicity of the borosilicate substrate relative to borosilicate alone. 2. The medical device of claim 1, wherein the conduit comprises an endotracheal tube. 3. The medical device of claim 1, comprising a ventilator to which the conduit is operatively connected. 4. The medical device of claim 1, comprising a selective barrier disposed on at least one sensing component that is substantially impermeable to water. 5. The medical device of claim 1, comprising a temperature sensor adapted to provide signal related to a gas temperature, a humidity sensor, or an ambient pressure sensor. 6. The medical device of claim 1, wherein at least one of the plurality of sensing components comprises a chemical indicator. 7. The medical device of claim 1, wherein at least one of the plurality of sensing components comprises an electrochemical transducer. 8. The medical device of claim 1, wherein at least one of the plurality of sensing components comprises a non-optical transducer. 9. The medical device of claim 1, wherein at least one of the plurality of sensing components comprises an optical transducer. 10. The medical device of claim 1, wherein at least one of the plurality of sensing components comprises a quantum-restricted element. 11. The medical device of claim 1, wherein the conduit comprises at least one lumen adapted to transfer gas to at least one of the plurality of sensing components. 12. The medical device of claim 1, wherein at least one of the plurality of sensing components is embedded in the conduit. 13. A system comprising: a conduit adapted to transfer a gas to or from a patient;a plurality of sensing components associated with a respective plurality of locations on the conduit, wherein the plurality of sensing components is adapted to provide a signal related to a carbon dioxide gas in the conduit at the respective plurality of locations, wherein at least one of the plurality of sensing components comprises a borosilicate substrate having an acrylic binder incorporated within the borosilicate substrate, and a carbon dioxide-responsive indicator solution is disposed on the borosilicate substrate and wherein the borosilicate substrate having the acrylic binder is more hydrophobic than borosilicate alone; anda monitor adapted to be operatively coupled to the plurality of sensing compon... | Covidien LP | A61B005/08 G01N027/00
US08852093 | B2 | 2014-10-07 | Home care logistics and quality assurance system | 2007-03-14 | A mobile home care logistics and quality assurance system to enhance the efficiency, accuracy, accountability, and overall level of care for nurses visiting patients in their home. The system has a patient home health communication interface to establish a communication between a patient and a central server to receive instructions from and to transmit collected data/information to a remote server. The remote server generates various reports including a home visit prioritization report and a routing report based on the collected and stored data. The information and reports are used for billing, performance reviews, and patient data for assessment of each homecare nurse's in-field assignments. | 1. A mobile home care logistics and quality assurance system, comprising: a patient home health communication interface system installed at a patient's home, the patient home health communication interface system collects patient data, time stamps the patient data, and transmits collected patient data to a remote server, the patient home health communication interface system includes a location awareness device;the remote server communicatively coupled to patient home health communication interface system, the remote server receives collected patient data and stores collected patient data, scripted contents, patient location data and applications for processing collected patient data and for generating reports containing home prioritization data and routing data for visiting patient homes;a mobile unit held by a nurse visiting said patient at a home and communicatively coupled to said remote server, said mobile unit receives report data and transmits patient call visit data, the mobile unit includes a location awareness device;a home health care service provider interface communicatively coupled to said remote server, said home health care service provider interface receives collected patient data, generated report data and nurse call visit data to provide logistic support to patient at home and to visiting nurse, wherein said remote server generates various reports including a home visit prioritization report and routing report, the remote server generates a map image including a route and a patient priority for a visiting home care nurse based upon collected patient data, a location of the visiting home care nurse and a location of each patient which is transmitted to said mobile unit, the patient home health communication interface system communicates with said mobile unit and is configured to collect an arrival time of said nurse and a departure time of said nurse of a visit of said nurse; anda quality service monitoring device coupled to said remote server, said quality service monitoring device receives nurse visit data, said quality service monitoring device compares the received nurse visit data with prioritized patient visit data to evaluate efficiency. 2. The system according to claim 1 wherein the said patient home health communication interface comprises a microprocessor, a memory that stores scripted content, program instructions and data, a user interface and a communication unit. 3. The system according to claim 1 wherein the patient home health communication interface connects with a plurality of sensors to collect patient data. 4. The system according to claim 3 wherein said plurality of sensors includes any of a blood pressure monitor, a blood glucose level monitor, a pulse and heart rate variability monitor, a pulse oximeter device, a blood coagulation monitor, a respiratory sensor, a weight scale and body fat sensor, a smoke detector, a fire alarm detector, a gas leak sensor, and a humidity sensor. 5. The system according ... | Health Hero Network, Inc. | A61B005/00 G06Q010/00 G06Q050/00 G06Q010/06 G06F019/00 A61B005/145 A61B005/0205
US08870781 | B2 | 2014-10-28 | Pressure-providing instrument and biosignal-measuring device including a pressure-providing instrument | 2007-09-05 | A pressure supplier including an actuator that may be selectively expanded and contracted by applying a voltage, an elastic board being transformed in a predetermined direction to apply pressure upon a body part of a user when the actuator is contracted, and a guide member connecting with the actuator and the elastic board, and guiding the elastic board to be transformed in the predetermined direction while applying the pressure when the actuator is contracted. | 1. A pressure supplier comprising: an actuator;an elastic board being transformed in a predetermined direction to apply pressure upon a body part of a user when the actuator is contracted; anda guide member connecting with the actuator and the elastic board, and guiding the elastic board to be transformed in the predetermined direction while applying the pressure when the actuator is contracted, wherein the guide member comprises a sliding block sliding towards a contraction direction to apply pressure to the elastic board when the actuator is contracted. 2. The pressure supplier of claim 1, wherein the pressure supplier is in a form of a cover and installed in a predetermined biosignal measurement device which is wearable around the user's wrist, and measures the user's biosignal. 3. The pressure supplier of claim 1, wherein the actuator is a polymer actuator. 4. A pressure supplier comprising: an actuator;an elastic board being transformed in a predetermined direction to apply pressure upon a body part of a user when the actuator is contracted; anda guide member connecting with the actuator and the elastic board, and guiding the elastic board to be transformed in the predetermined direction while applying the pressure when the actuator is contracted, wherein the guide member comprisesa sliding block sliding towards a contraction direction to apply pressure to the elastic board when the actuator is contracted. 5. The pressure supplier of claim 4, further comprising a cover comprising a side portion and an upper portion and wherein the fixing support is installed in the upper portion of the cover and the elastic board connects with the side portion of the cover and the sliding block, and maintains contact with the fixing support when the actuator is not contracted. 6. The pressure supplier of claim 5, wherein the elastic board is transformed towards a direction opposite from the fixing support according to the pressure exerted by the sliding block, when the actuator is contracted, and the opposite direction from the fixing support is a direction towards the wrist of the user. 7. A biosignal measurement device comprising: a bracelet membrane capable of being worn around a user's wrist;a pressure supplier, installed in the bracelet membrane, including a guide member connecting with an actuator and an elastic board, and guiding the elastic board to be transformed in a predetermined direction to apply pressure to the user's wrist when the actuator is contracted, wherein the guide member comprises a sliding block sliding towards a contraction direction to apply pressure to the elastic board when the actuator is contracted; anda sensor unit installed in the bracelet membrane, and measuring the user's biosignal from a radial artery of the wrist. 8. The biosignal measurement device of claim 7, wherein the pressure supplier comprises: a cover comprising a first side portion, a second side portion, and an upper portion;a fixing support being install... | Samsung Electronics Co., Ltd. | A61B005/02 A61B017/00 A61B005/021 A61B005/022 A61B005/1455 A61B005/00
US08655432 | B2 | 2014-02-18 | Method and computer unit for setting a contrast agent injection pump for image recording | 2007-07-16 | A method is proposed for simple and quick setting of an injection pump for image recording. In at least one embodiment of the method, patient-specific and appliance-specific input parameters are entered and a contrast agent protocol is created from the patient-specific and appliance-specific input parameters, by computer, by way of a functional relationship, and the contrast agent protocol is output to the injection pump. Furthermore, a computer unit is provided in at least one embodiment, with the aid of which the method is carried out. | 1. A method for setting an injection pump for image recording, comprising: entering patient-specific and appliance-specific input parameters, an estimated scan duration being entered as an appliance-specific input parameter;creating a contrast agent protocol from the entered patient-specific and appliance-specific input parameters, by computer, by way of a functional relationship, a provisional amount of contrast agent being determined from the estimated scan duration as part of the contrast agent protocol before the start of image recording;outputting, to the injection pump, the contrast agent protocol, the provisional amount of contrast agent being drawn automatically by the injection pump;determining an actual scan duration;entering, during image recording, the actual scan duration as an appliance-specific input parameter;determining an actual amount of contrast agent as part of the contrast agent protocol based on the actual scan duration;comparing the provisional amount of contrast agent to the actual amount of contrast agent; andoutputting, if the actual amount of contrast agent is greater than the provisional amount of contrast agent, at least one of a request to add a dilution agent and a request for replenishment of the injection pump as part of the contrast agent protocol. 2. The method of claim 1, wherein at least one of mathematical and logical operations are used as part of fuzzy logic in the functional relationship. 3. The method as claimed is claim 1, further comprising: chancing the functional relationship on the basis of empirical values. 4. The method as claimed in claim 1, further comprising: outputting at least one of a matched couch feed rate for a patient couch and a matched rotation rate of an imaging appliance with the contrast agent protocol in order to comply with the estimated scan duration. 5. The method as claimed in claim 1, further comprising: outputting, if the actual amount of contrast agent is less than the provisional amount of contrast agent, a shorter injection time is output as a part of the contrast agent protocol. 6. A non-transitory computer readable medium comprising program segments for, when executed on a computer device, causing the computer device to implement the method of claim 1. 7. The method in claim 1, wherein an association of the entered patient-specific and appliance-specific input parameters with output parameters of the contrast agent protocol is used as the functional relationship. 8. The method as claimed in claim 7, wherein the association of the entered patient-specific and appliance-specific input parameters with the output parameters of the contrast agent protocol is contained in a table. 9. The method as claimed in claim 7, wherein at least one of mathematical and logical operations are used as part of the fuzzy logic in the functional relationship. 10. The method as claimed in claim 1, further comprising: outputting a changed contrast agent protocol as a function of a thres... | Siemens Aktiengesellschaft | A61B006/00
US09398882 | B2 | 2016-07-26 | Method and apparatus for providing analyte sensor and data processing device | 2006-09-10 | Method and apparatus for integrated sensor and data processing assembly is provided. | 1. An apparatus comprising: a base layer;a data processing unit disposed on an upper surface of the base layer;an analyte sensor coupled to the base layer and in electrical communication with the data processing unit, the analyte sensor including a plurality of electrical contacts provided on a planar portion of the sensor, the plurality of electrical contacts coupled to the data processing unit for the electrical communication; anda sensor introducer assembly disposed on the upper surface of the base layer, a needle of the sensor introducer assembly operatively coupled to an insertion portion of the analyte sensor to transcutaneously position the insertion portion of the analyte sensor under a skin layer and in contact with fluid at a sensor insertion site, the sensor introducer assembly including a spring biased mechanism configured to retract the portion of the sensor introducer assembly operatively coupled to the insertion portion of the analyte sensor upon transcutaneous positioning of the insertion portion of the analyte sensor, wherein the base layer including the data processing unit has an opening to pass therethrough the needle and the insertion portion of the analyte sensor during transcutaneous positioning of the insertion portion of the analyte sensor, and to retract therethrough and retain on the base layer the needle of the sensor introducer assembly by the spring biased mechanism upon the transcutaneous positioning of the insertion portion of the analyte sensor. 2. The apparatus of claim 1, wherein the base layer includes one or more of a polymer film, a woven layer, a knit layer, or a laminated layer. 3. The apparatus of claim 1, further including an adhesive layer disposed on a bottom surface of the base layer. 4. The apparatus of claim 3, wherein the adhesive layer is configured to substantially and securely retain the base layer adhered to the skin layer for a predetermined time period. 5. The apparatus of claim 4, wherein the predetermined time period includes one or more of a useful life of the analyte sensor or a useful life of the data processing unit. 6. The apparatus of claim 1, wherein the insertion portion of the analyte sensor is configured to be transcutaneously positioned by the sensor introducer assembly when the base layer is placed on the skin layer. 7. The apparatus of claim 1, wherein the data processing unit is configured to receive one or more signals associated with a corresponding one or more analyte levels of a patient from the analyte sensor. 8. The apparatus of claim 7, wherein the data processing unit further includes a data transmission unit configured to wirelessly transmit one or more data associated with the received one or more signals. 9. The apparatus of claim 1, wherein the analyte sensor is a glucose sensor. 10. The apparatus of claim 1, wherein the planar portion of the sensor is disposed substantially in parallel to and on the upper surface of the base layer, and the insertion portio... | ABBOTT DIABETES CARE INC. | A61B005/145 A61B005/1468 A61B005/1473 A61B005/00
US20080033312 | A1 | 2008-02-07 | Cardiac Magnetic Field Diagnostic Apparatus and Evaluating Method of Three-Dimensional Localization of Myocardial Injury | 2005-05-31 | A cardiac magnetic field diagnostic apparatus for evaluating intracardiac three-dimensional localization of a myocardial injury by means of cardiac magnetic field measurement and a three-dimensional localization evaluating method of myocardial injury are disclosed. A magnetic field distribution measuring instrument (1) creates magnetic field distribution data by contactless magnetic field measurement on coordinates on the breast of a subject. An arithmetic operation unit (2) computers intracardiac three-dimensional current density distribution data from the magnetic field distribution data, draws a magnetic field integral cubic diagram as a cardiac contour cubic diagram according to the three-dimensional current density distribution data, creates data to draw the three-dimensional distribution of the QRS difference, the T-wave vector, or the RT dispersion of the same subject according to the three-dimensional current density distribution data, and reconstructs it on the cardiac contour. With this, evaluation of three-dimensional localization of a myocardial injury is possible. | 1. A cardiac magnetic-field diagnostic apparatus for performing three-dimensional localization of a myocardial injury, comprising: cardiac magnetic-field distribution measuring means (1) that generates data on a two-dimensional distribution of a cardiac magnetic-field corresponding to a plurality of coordinates on the chest of a subject with contactless magnetic measurement of the plurality of coordinates; current-density data generating means (2) that generates data on a three-dimensional distribution of current densities of the myocardium of the subject on the basis of the generated data on the two-dimensional distribution of the cardiac magnetic-field; cardiac cubic diagram structuring means (2) that structures a cardiac magnetic-field integral cubic diagram indicating a cardiac contour on the basis of the data on the three-dimensional distribution of the current densities; myocardial injury data generating means (2) that generates data indicating the three-dimensional localization of a myocardial injury of the heart on the basis of the data on the three-dimensional distribution of the current densities; and image restructuring means (2) that restructures the three-dimensional localization of the myocardial injury on the same space as that of the structured cardiac magnetic-field integral cubic diagram. 2. The cardiac magnetic-field diagnostic apparatus according to claim 1, wherein the myocardial injury data generating means comprises: difference calculating means that obtains the QRS difference between average data of pre-obtained data on a three-dimensional distribution of the current densities of QRS waves of a plurality of healthy individuals and data on a three-dimensional distribution of the current densities of QRS waves of the subject; and drawing data generating means that generates data for drawing the three-dimensional localization of the myocardial injury on the basis of the obtained QRS difference. 3. The cardiac magnetic-field diagnostic apparatus according to claim 2, wherein the difference calculating means of the QRS difference comprises: integrating means that obtains an integral value for a period of the QRS waves of the data on the three-dimensional distribution of the current densities at the three-dimensional coordinates of the chest of the subject; data storing means that obtains and stores an average of the integral values for the period of the QRS waves of the plurality of healthy individuals, obtained by the integrating means; and arithmetic operation means that obtains, as the QRS difference, the difference between an average of the integral values of the data on the three-dimensional distribution of the current densities at the three-dimensional coordinates of the chest of the healthy individual and an integral value of the data of the three-dimensional distribution of the current densities of the subject. 4. The cardiac magnetic-field diagnostic apparatus according to claim 3, wherein the drawing data gen... | - | A61B005/05
US20080004535 | A1 | 2008-01-03 | IMPLANTABLE MEDICAL DEVICE WITH SENSING ELECTRODES | 2006-06-29 | An implantable medical device (IMD) with sensing electrodes that are relatively closely spaced subcutaneous electrodes arranged in a subcutaneous electrode array (SEA). The SEA is implemented to enable a leadless orientation-insensitive SEA scheme for receiving ECG signals. The SEA is distributed over the perimeter of the IMD and includes a non-conductive shroud. The shroud can be wider near the SEA electrodes, providing an enhanced signal to noise ratio, and narrower elsewhere to avoid interfering with pacing or defibrillation signals when the case of the medical device is used as an electrode. | 1.-20. (canceled) 21. A cardiac data acquisition system comprising: a. an implantable medical device having a case;b. an insulating shroud on the case;c. two or more electrodes disposed on the shroud, the insulating shroud being relatively larger at portions proximate to the electrodes; andd. signal processing circuitry disposed inside the case, the signal processing circuitry being electrically coupled to the electrodes to detect cardiac signals. 22. The cardiac data acquisition system of claim 21, wherein the insulating shroud comprises a band around the medical device, the band being relatively wider proximate to the electrodes. 23. The cardiac data acquisition system of claim 21, wherein the insulating shroud comprises a band around the case, the band being relatively narrower at locations distal to the electrodes. 24. The cardiac data acquisition system of claim 21, wherein the insulating shroud insulates the electrodes from the case. 25. The cardiac data acquisition system of claim 21, wherein the insulating shroud surrounds a perimeter of each electrode. 26. The cardiac data acquisition system of claim 21, wherein the insulating shroud includes recesses into which electrodes may be embedded. 27. The cardiac data acquisition system of claim 21, wherein the case provides an active electrode for the implantable medical device. 28. An apparatus for leadless acquisition of electrocardiographic data comprising: a. an implantable device case having insulative and conductive regions on the surface of the case, the conductive regions functioning as an indifferent electrode for pacing or defibrillation; andb. sensing electrodes capable of sensing cardiac depolarization, the sensing electrodes disposed on the insulative regions, the insulative regions increasing voltage differentials between the sensing electrodes and the conductive regions without substantially degrading use of the conductive regions for defibrillation or pacing. 29. The apparatus of claim 28, wherein the insulative regions comprise an insulative shroud insulating the sensing electrodes from the conductive regions. 30. The apparatus of claim 29, wherein the insulative shroud includes relatively wider regions proximate the sensing electrodes and relatively narrower regions distal from the sensing electrodes. 31. The apparatus of claim 29, wherein the case includes a peripheral edge surface, the insulative shroud being disposed along the peripheral edge surface. 32. The apparatus of claim 31, wherein the case includes a peripheral edge surface, the electrodes being disposed along the peripheral edge surface of the case at locations providing maximal electrode spacing. 33. The apparatus of claim 28, wherein the sensing electrodes are disposed with generally maximum spacing therebetween. 34. The apparatus of claim 28, further comprising one or more sense amplifiers each having terminals, the electrodes being sequentially coupled in one or more pairs to the terminals. 35. ... | - | A61B005/04
US20080021312 | A1 | 2008-01-24 | Needle targeting device | 2006-07-19 | The present invention is directed to a handheld needle targeting device which medical personnel can use to position a needle or K-wire under x-ray guidance, as part of a medical or surgical procedure. The device of this invention can also be used to both hold and advance a needle. The device is at least partially radiopaque, so that at least part of the device is visible under x-ray. | 1. A needle targeting device, comprising: a first arm and a second arm, wherein a living hinge is connected to the first arm and the second arm at a location between a proximal end and a distal end of the device; wherein the distal end comprises an aperture adapted to hold a needle; wherein the device is adapted such that squeezing the first arm and the second arm toward each other, at a location between the living hinge and the proximal end, causes the first arm and the second arm to separate between the living hinge and the distal end. 2. The needle targeting device of claim 1, wherein the living hinge extends between the first arm and the second arm. 3. The needle targeting device of claim 1, wherein the device is comprised of a resilient plastic material. 4. The needle targeting device of claim 1, wherein the device comprises a radiopaque material around at least part of the aperture. 5. The needle targeting device of claim 4, wherein the radiopaque material substantially forms a circle. 6. The needle targeting device of claim 1, wherein the device is coated with a radiopaque material around at least part of the aperture. 7. The needle targeting device of claim 6, wherein the radiopaque material substantially forms a circle. 8. The needle targeting device of claim 1, wherein a resilient material is attached to an edge of the aperture, such that the resilient material is capable of gripping a needle. 9. A needle targeting device, comprising: a first arm and a second arm, wherein a living hinge is connected to the first arm and the second arm at a location between a proximal end and a distal end of the device; wherein the distal end comprises an aperture adapted to hold a wire; wherein the device is adapted such that squeezing the first arm and the second arm toward each other, at a location between the living hinge and the proximal end, causes the first arm and the second arm to separate between the living hinge and the distal end. 10. The needle targeting device of claim 9, wherein the living hinge extends between the first arm and the second arm. 11. The needle targeting device of claim 9, wherein the device is comprised of a resilient plastic material. 12. The needle targeting device of claim 9, wherein the device comprises a radiopaque material around at least part of the aperture. 13. The needle targeting device of claim 12, wherein the radiopaque material substantially forms a circle. 14. The needle targeting device of claim 9, wherein the device is coated with a radiopaque material around at least part of the aperture. 15. The needle targeting device of claim 14, wherein the radiopaque material substantially forms a circle. 16. The needle targeting device of claim 9, wherein a resilient material is attached to an edge of the aperture, such that the resilient material is capable of gripping a needle. 17. A method of using a needle targeting device, comprising: moving the device under fluoroscopic guidance until a distal e... | - | A61B005/05
US20080045845 | A1 | 2008-02-21 | Apparatus and computer program for determining a patient's volemic status represented by cardiopulmonary blood volume | 2007-06-20 | An apparatus for determining a patient's volemic status can make use of a physiological heart-lung interaction during spontaneous breathing or mechanical ventilation. Further, a computer program for determining the patient's volemic status has instructions for carrying out the steps of generating data of a physiological heart-lung interaction during spontaneous breathing or mechanical ventilation, and determining the patient's volemic status when making use of the data of the physiological heart-lung interaction, when run on a computer. | 1. An apparatus for determining a patient's or mammalian animal's volemic status comprising: a device for determining the volemic status as a function of a physiological heart-lung interaction during spontaneous breathing or mechanical ventilation. 2. The apparatus according to claim 1, wherein the device is adapted to provide an envelope of the arterial pulse pressure or a surrogate and is capable to determine the physiological heart-lung interaction as a function of the arterial pulse pressure. 3. The apparatus according to claim 2, wherein the device is capable of deriving expiratory cardiopulmonary blood volume (CPBVex) by making use of the equation CPBVex=CO*TTcp,ex, wherein CO is the cardiac output and TTcp,ex is the cardiopulmonary transit time of blood in the hemodynamic status of expiration being derived from the envelope of the arterial pulse pressure. 4. The apparatus according to claim 2, wherein the device is capable of deriving the inspiratory left heart volume (LHVin) by making use of the equation LHVin=CO*TTlh,in, wherein CO is the cardiac output and TTlh,in is the inspiratory transit time of blood through the left heart being derived from the envelope of the arterial pulse pressure. 5. The apparatus according to claim 2, wherein the apparatus is capable of deriving a middle expiratory cardiopulmonary blood volume (CPBV) by making use of the equation CPBV=CO*TTcp, wherein CO is the cardiac output and TTcp is middle cardiopulmonary transit time ranging between the cardiopulmonary transit time of blood (TTcp,ex) in the hemodynamic status of expiration, and the inspiratory transit time (TTlh,in) of blood through the left heart, both being derived from the envelope of the arterial pulse pressure. 6. The apparatus according to claim 1, wherein the apparatus is capable of deriving an expiratory cardiopulmonary blood volume and a cardiopulmonary transit time of blood in the hemodynamic status of expiration (TTcp,ex) by making use of the equation TTcp,ex=t(B)−t(I−E), wherein t(I−E) is the time point of end-inspiration and start of expiration, and t(B) is the time point where the envelope of arterial pressure reaches the same level as at the time point of end-expiration and start of inspiration. 7. The apparatus according to claim 1, wherein the apparatus is capable of deriving an inspiratory transit time (TTlh,in) by making use of the equation TTlh,in=t(E−I)−t(A), wherein t(E−I) is the time point of end-expiration and start of inspiration, and t(A) is the time point where the envelope of arterial pressure starts to rise. 8. The apparatus according to claim 1, wherein the apparatus is capable of obtaining the cardiac output (CO) from any continuous real time cardiac output measurement method like arterial pulse contour analysis, esophageal Doppler, transthoracic or esophageal echo Doppler, transthoracic or esophageal electrical Bioimpedance, continuous heating right heart catheter, or CO2-rebreathing. 9. The apparatus acco... | IPRM Intellectual Property Rights Management | A61B005/02
US20080033273 | A1 | 2008-02-07 | Embedded Bio-Sensor System | 2007-10-15 | Provided is a bio-sensor system which utilizes radio frequency identification technology and which includes a remote transponder in wireless communication with an implantable passively-powered on-chip transponder. The bio-sensor system is specifically adapted to provide a substantially stable and precise sensor reference voltage to a sensor assembly that is included with the on-chip transponder. The remote transponder is also configured to remotely receive data representative of a physiological parameter of the patient as well as identification data and may enable readout of one or more of the physiological parameters that are measured, processed and transmitted by the on-chip transponder upon request by the remote transponder. The precision and stability of the sensor reference voltage is enhanced by the specific circuit architecture of the glucose sensor to allow for relatively accurate measurement of the physiological parameter such as measurement of glucose concentration by a glucose sensor without the use of a microprocessor. | 1. A bio-sensor system adapted to provide a substantially stable voltage to a sensor assembly that is implantable in a patient such that physiological parameters thereof may be accurately measured, the bio-sensor system comprising: a remote transponder configured to transmit a scanner signal to the sensor and to receive a data signal therefrom; an implantable on-chip transponder in wireless communication with the remote transponder and being configured to receive the scanner signal and transmit the data signal, the on-chip transponder including: a sensor being configured to generate a sensor signal representative of the physiological parameter of the patient; a power receiver configured to receive the scanner signal from the remote transponder and to generate a power signal for powering the on-chip transponder; an analog-to-digital (A/D) assembly connected to the power receiver and the sensor, the A/D assembly being configured to respectively receive the power signal and the sensor signal and generate a digital signal in response thereto; a data processor connected to the A/D assembly and the power receiver, the data processor being configured to respectively receive, the power signal and the digital signal and generate a data signal in response thereto; and an RF transmitter connected to the power receiver and the data processor and being configured to respectively receive the power signal and the data signal and to modulate, amplify, filter and transmit the data signal; wherein the power receiver is configured to supply a substantially non-deviating sensor reference voltage to the sensor for accurate measurement of the physiological parameter, the remote transponder being configured to receive the data signal from the RF transmitter and to extract data representative of the physiological parameter. 2. The bio-sensor system of claim 1 wherein: the sensor is a glucose sensor having an electrode assembly in fluid communication with the patient's blood and being configured to measure a glucose level thereof; the sensor reference voltage being supplied to the electrode assembly at a substantially constant value of about positive 0.7 volts. 3. The bio-sensor system of claim 2 wherein the glucose sensor is a 2-pin glucose sensor with the electrode assembly having first and second terminals in fluid communication with the patient's blood, the glucose sensor further including: a first precision resistor connected to the power receiver and configured to receive the sensor reference voltage therefrom for excitation of the glucose sensor; a first operational amplifier connected to the first precision resistor and being configured to receive the sensor reference voltage therefrom and generate a precision sensor reference voltage in response thereto; a voltmeter connected to the first operational amplifier and the first precision resistor and being configured to monitor the precision sensor reference voltage and establish a sensor operating point, th... | - | A61B005/145
US20080052110 | A1 | 2008-02-28 | Referral system | 2006-08-23 | A referral service system includes a user interface receiving, at a service location of a service provider, information identifying a referred entity. The service provider is a specialist or general practitioner in a professional field or trade that involves routinely rendering non-referral related services to persons seeking those services, and routinely evaluating the persons to determine need for referral to another service provider. A referral record output module generates a referral record and electronically communicates the referral record to a referee, wherein the referral record includes at least information identifying a referrer, the information identifying the referred entity, and information identifying the referee. A referee location indication module generates an indication of a location of the referee at which the referred entity can obtain services provided by the referee, and communicates the indication of the location of the referee to the referred entity. | 1. A referral service system, comprising: a user interface receiving, at a service location of a first service provider, information identifying a referred entity, wherein the first service provider is a specialist or general practitioner in a professional field or trade that involves routinely rendering non-referral related services to persons seeking those services, and also, in the course of or adjunct to providing the non-referral related services, routinely evaluating the persons to determine whether the recipients are in need of referrals to one or more second service providers for additional services not provided by the first service provider;a referral record output module generating a referral record and electronically communicating the referral record to a referee, wherein the referral record includes at least information identifying a referrer, the information identifying the referred entity, and information identifying the referee; anda referee location indication module generating an indication of a location of the referee at which the referred entity can obtain services provided by the referee, and communicating the indication of the location of the referee to the referred entity. 2. The system of claim 1, wherein said user interface receives data including contact information for contacting the referred entity, and said referral record output module includes the contact information in the referral record. 3. The system of claim 2, wherein said referral record output module communicates the referral record to the referee by utilizing an email address for contacting the referee to email the referral record to an email inbox of the referee. 4. The system of claim 2, wherein said referral record output module communicates the referral record to the referee by printing the referral record in a format for mailing to the referee. 5. The system of claim 1, wherein said referee location indication module electronically communicates the indication of the location of the referee to the referred entity. 6. The system of claim 5, wherein said user interface receives data including an identification of an electronic inbox of the referred entity; and said referee location indication module electronically communicates the indication of the location of the referee to the electronic inbox. 7. The system of claim 6, wherein said user interface receives data including an identification of a cell phone number for contacting the referred entity, and said referee location indication module uses the cell phone number to automatically send the indication of the referee's location by text message to a text message inbox of a cell phone of the referred entity. 8. The system of claim 6, wherein said user interface receives data including an identification of an email address for contacting the referred entity, and said referee location indication module uses the email address to automatically send the indication of the referee's location by email to an... | Cambridge Software Solutions Corp. | G06Q010/00 A61B005/00
US20080040150 | A1 | 2008-02-14 | METHODS AND APPARATUS FOR SEARCHING AND IDENTIFYING DISEASES | 2006-08-09 | The present invention relates to methods, computer systems and computer apparatus for obtaining references that assist in identifying a disease or condition in an individual, wherein the reference has been described or made part of a database having medical data. The steps of the method include obtaining or identifying two or more symptoms, conditions, procedures, medication or any combination thereof, experienced or used by the individual; transcribing the symptoms, conditions, procedures, medication or combination thereof into standardized medical codes to thereby obtain transcribed codes; categorizing transcribed codes by medical specialty; searching at least one medical literature database using one of the transcribed codes to thereby obtain code-specific results, and repeating this step for each of the transcribed codes; cross-referencing the code-specific results for each transcribed code with code-specific results of all other transcribed codes in the same categorized medical specialty to obtain common references, and repeating this step for each specialty for which the codes have been categorized; and studying the references to determine references applicable to or those that assist in identifying the disease or condition.;The computer system or computer apparatus of the present invention includes a source of transcribed codes that comprises standardized medical codes translated from two or more symptoms, conditions, procedures, medication or any combination thereof experienced or used by the individual; a processor routine coupled to receive transcribed codes from the source, wherein the processor routine performs the above steps of categorizing transcribed codes by medical specialty; searching the medical literature database and cross-referencing the code-specific results for each transcribed code with code-specific results of all other transcribed codes in the same categorized medical specialty to obtain common references. The computer system or apparatus further includes an output device, coupled to the processor routine, for indicating common reference grouped by the number of occurrences of transcribed codes present in the reference. | 1. A method for obtaining references that assist in identifying a disease or condition in an individual, wherein the reference has been described or made part of a database having medical data, the method comprises: a. obtaining or identifying two or more symptoms, conditions, procedures, medication or any combination thereof, experienced or used by the individual;b. transcribing said symptoms, conditions, procedures, medication or combination thereof into standardized medical codes to thereby obtain transcribed codes;c. categorizing transcribed codes by medical specialty;d. searching at least one medical literature database using one of the transcribed codes to thereby obtain code-specific results, and repeating this step for each of the transcribed codes;e. cross-referencing the code-specific results for each transcribed code with code-specific results of all other transcribed codes in the same categorized medical specialty to obtain common references, and repeating this step for each specialty for which the codes have been categorized; andf. studying said references to determine references applicable to or those that assist in identifying said disease or condition. 2. The method of claim 1, further includes studying a medical chart for the individual to obtain or identify two or more symptoms, conditions, procedures, medication or any combination thereof, exhibited or used by the individual. 3. The method of claim 1, wherein the standardized medical codes are International Classification of Diseases (ICD) codes, Current Procedural Terminology (CPT) codes, National Drug Codes (NDC) codes, or combination thereof. 4. The method of claim 1, further includes obtaining one or more demographics of the individual. 5. The method of claim 4, further includes filtering out references having inconsistent demographics with the demographics of the individual. 6. The method of claim 5, wherein obtaining one or more demographics of the individual includes obtaining age, sex, race, species, geographic location or combination thereof. 7. The method of claim 6, wherein filtering out results having inconsistent demographics involves excluding results that describe a demographic that is different than the demographic obtained from the individual. 8. The method of claim 1, wherein cross-referencing the code-specific results with code-specific consistent results of all other transcribed codes in the same categorized medical specialty includes making a two dimensional graph or representation that compares results for each transcribed code. 9. A method for obtaining references that assist in identifying a disease in an individual, wherein the references have been described or made part of a database having medical data, the method comprises: a. obtaining or identifying two or more symptoms, conditions, procedures, medication or any combination thereof, experienced or used by the individual;b. transcribing said symptoms, conditions, procedures, medication or an... | - | G06Q010/00 A61B005/00
US20080077028 | A1 | 2008-03-27 | Personal health monitoring and care system | 2006-09-27 | A personal health monitoring and care system includes at least one diagnostic device (2) implanted in a person (1), a data communication device (4) associated to the diagnostic device (2) for communicating relevant personal health data collected by the diagnostic device (2) to an external data information retrieval device (5), which processes and presents said relevant personal health data to the person (1) via information output means (6), wherein the person (1) according to the relevant personal health data perceived from the information output means (6) is able to start a health relevant action. | 1. A personal health monitoring and care system comprising: at least one diagnostic device (2) implanted in a non-expert person (1),a data communication device (4) associated to the diagnostic device (2) and communicating relevant personal health data collected by the diagnostic device (2) toan external data information retrieval device (5), which processes and presents said relevant personal health data to the non-expert person (1) via information output means (6),wherein the non-expert person (1) according to the relevant personal health data perceived from the information output means (6) is able to start a health relevant action. 2. A personal health monitoring and care system according to claim 1, wherein the at least one diagnostic device (2) comprises at least one sensor (3) adapted collecting a relevant physiological parameter. 3. A personal health monitoring and care system according to claim 1, wherein the at least one diagnostic device (2) is combined from or includes a therapeutical device (10) selected from at least one of heart pacemaker, defibrillator, cardioverter, insulin pump or neurostimulator. 4. A personal health monitoring and care system according to claim 3, wherein the therapeutical device (10) comprises an input device (7) to initiate a therapeutical action of the therapeutical device (10). 5. A personal health monitoring and care system according to claim 1, comprising a remote expert station (11) to which the data information retrieval device (5) sends the relevant personal health data. 6. A personal health monitoring and care system according to claim 5, wherein the data communication between the data information retrieval device (5) and the remote expert station (11) is provided via at least one of a wireless, mobile phone or land-line telephone communication means. 7. A personal health monitoring and care system according to claim 5, wherein an expert (13) checks the relevant personal health data and initiates the non-expert person (1) to start a health relevant action. 8. A personal health monitoring and care system according to claim 5, wherein an expert (13) checks the relevant personal health data and by remote control initiates a therapeutical action of a therapeutical device (10) which is combined with or included in the diagnostic device (2) implanted in the non-expert person (1). 9. A personal health monitoring and care system according to claim 7 wherein the expert (13) is a human being or a computerized expert system. 10. A personal health monitoring and care system according to claim 1, wherein the data communication retrieval device (5) communicates via wireless communication line (15) with the data communication device (4) of the diagnostic device (2). 11. A personal health monitoring and care system according to claim 2, wherein the relevant physiological parameter is selected from at least a heart rate, ECG, blood pressure, neuronal potentials or values of physiological fluids. | BIOTRONIC CRM PATENT | A61B005/04
US07848553 | B2 | 2010-12-07 | Method and apparatus of multi-modality image fusion | 2007-10-31 | The present invention is directed to a method and apparatus for fusing or combining functional image data and anatomical image data. The invention, which may be carried out through user interaction or automatically, enables composite and clinically valuable images to be generated that display functional and anatomical data acquired with different imaging systems. By identifying fiducial markers on a functional data image and correlating the fiducial markers with anatomical markers or indicia on the anatomical data image, the respective images may be aligned with one another before a composite image is generated. | 1. A method of medical image overlap comprising the steps of: determining at least two anatomical fiducial markers on a functional image;determining corresponding points to the at least two anatomical fiducial markers on an anatomical image;aligning the at least two anatomical fiducial markers with the corresponding points on the anatomical image;warping the functional image to fit constraints of the anatomical image while maintaining alignment of the at least two anatomical fiducial markers and the corresponding points on the anatomical image; andenforcing anatomical constraints during warping by projecting a nearest point on the functional image onto the anatomical image. 2. The method of claim 1 further comprising the step of accessing a model of functional data prior to determining the at least two anatomical fiducial markers. 3. The method of claim 1 wherein the functional image includes perfusion data and the anatomical image includes anatomical data of a coronary artery. 4. The method of claim 3 wherein the at least two anatomical fiducial markers and the corresponding points on the anatomical image correspond to ventricle grooves between ventricles of a medical patient. 5. The method of claim 4 wherein each of the perfusion data and the anatomical data include gated images acquired at different times. 6. The method of claim 3 wherein the perfusion data includes data acquired with positron emission tomography (PET) and the anatomical data includes data acquired with computed tomography (CT). 7. The method of claim 3 further comprising the step of determining anatomical constraints of the functional image based on cardiac motion. 8. The method of claim 1 wherein the step of determining the at least two anatomical fiducial markers includes the step of locating the at least two anatomical fiducial markers in a three-dimensional image. 9. The method of claim 1 wherein the step of aligning includes registering the functional image and the anatomical image by at least one of translating, scaling, and rotating the functional image and the anatomical image with respect to one another. 10. A diagnostic image generation system comprising: at least one database containing functional and anatomical image data; anda computer programmed to: determine at least a pair of fiducial markers on a functional image;locate corresponding anatomical indicia on an anatomical image; andgenerate a composite image of the functional image and the anatomical image such that the fiducial markers and the anatomical indicia are aligned and anatomical constraints are considered, wherein in being programmed to generate the composite image, the computer is programmed to: warp the functional image such that functional image data is fit to anatomical constraints of the anatomical image; andenforce anatomical constraints during warping by projecting a nearest point on the functional image onto the anatomical image. 11. The system of claim 10 wherein the computer is fur... | General Electric Company | A61B005/05 G06K009/36
US07324035 | B2 | 2008-01-29 | Amplifier with pulse coded output and remote signal reconstruction from the pulse output | 2004-05-13 | An amplifier-based system having pulsed output includes an amplifier for amplifying a time varying voltage signal to produce an output voltage signal. A voltage-to-current (V-I) converter converts the output voltage signal into a current signal. An output stage including a current integrator integrates the current signal to generate an integrated voltage. An amplitude to time converter generates a pulse train from the integrated voltage, wherein a timing of the pulses in the pulse train represents the original time varying voltage signal. The pulse train representation permits transmission and accurate remote reconstruction of the original time varying voltage signal, such as signals generated by electrodes implanted inside a subject, including neural signals. | 1. An amplifier-based system having pulsed output, comprising: an amplifier means for amplifying a time varying neural voltage signal, said amplifier means providing an output voltage signal;a voltage to current (V-I) converter, said (V-I) converter converting said output voltage signal into a current signal, andan output stage including a current integrator for integrating said current signal to produce an integrated voltage without sampling the current signal, and an amplitude to time converter for generating a pulse train defined by a sequence of pulses generated at varying time intervals, wherein time intervals between the pulses vary based upon said time varying voltage signal such that said pulse train represents said time varying voltage signal as a set of non-uniform time instances such that the integrated voltage between any two adjacent non-uniform time instances of the time-varying voltage signal is approximately equal to a constant. 2. The system of claim 1, wherein each pulse of said pulse train is initiated with a constant height and width at a time varying interval when said integrated voltage reaches a predetermined voltage related to the constant. 3. The system of claim 1, wherein said (V-I) converter comprises a fixed resistor. 4. The system of claim 1, wherein said amplifier means is a closed loop operational amplifier having an input stage including an inverting input and a non-inverting input. 5. The system of claim 4, wherein at least one diode is connected between an output of said operational amplifier and said inverting input and at least one diode is connected between said non-inverting input and a ground. 6. The system of claim 5, wherein said diode comprises a diode connected MOS transistor. 7. The system of claim 4, wherein said input stage comprises a PMOS differential pair. 8. The system of claim 1, wherein said current integrator comprises a capacitor. 9. The system of claim 8, wherein said amplitude to time converter comprises a comparator, wherein said comparator receives as inputs said integrated voltage and said predetermined voltage. 10. The system of claim 9, further comprising a MOS transistor switch connected in parallel to said capacitor for discharging said capacitor when said transistor switch is turned on, wherein a gate of said transistor switch is coupled to an output of said comparator. 11. The system of claim 1, further comprising a transducer coupled to said amplifier, wherein said transducer provides said time varying analog voltage signal. 12. The system of claim 1, wherein said system provides at least 35 dB of gain throughout a frequency band from 1 Hz to 1 kHz. 13. A system comprising: a signal-conversion portion for generating a pulse train defined by a sequence of pulses generated at varying time intervals based upon a time-varying voltage signal, said signal-conversion portion having an amplifier for amplifying the time varying voltage signal, said amplifier providing an output ... | University of Florida Research Foundation, Inc. | H03M001/12 A61B005/0476
US20080004522 | A1 | 2008-01-03 | Method in Mri-Imaging and Mri Apparatus with a Triggering Device | 2005-12-15 | The invention relates to MR imaging method enabling velocity encoded cine phase contrast (VE-PC) image acquisition of muscle tissue velocities during dynamic muscle contraction. Method comprises step of: a limb of a subject is inserted into the coil (13) of a MR scanner having a field of a view (FOV), the subject uses muscles in the field of view (FOV) causing a join movement of the limb, a synchronizing means (20, 35) are provided to contract the muscles in a predetermined cycle and the phase of the movement is detected, a set of MR images are provided during the cycle, where the MR image acquisition is triggered by the synchronizing means (20, 35). | 1. MR imaging method enabling velocity-encoded cine phase-contrast (VE-PC) image acquisition of muscle tissue velocities during dynamic muscle contraction, in which method a limb of a subject is inserted into the coil of a MR scanner having a field of a view (FOV); the subject uses muscles in the field of view (FOV); the subject is guided to contract the muscles in a cyclic way forming cycles of the contraction; the muscles are contracted relating to a joint movement of the limb and a dynamic muscle contraction is achieved; a phase of each cycle is determined and phase data is obtained; a set of MR images, each image presenting a chosen phase, are provided during the cycle and stored, where the MR image acquisition is synchronized with the phase data, characterized in that the phase of the cycle is detected essentially continuously and image data having same phase is combined. 2. Method according to claim 1, characterized in that multiple scan-line MR imaging is used, and that the number of the cycles is 2-4 times the number of phases in a cycle. 3. Method according to claim 1, characterized in that the actual phase of the cycle is detected by a pressure sensor of a pneumatic device exerted by the limb movement. 4. Method according to claim 1, characterized in that the actual phase is detected by a light sensor that directly senses the position of the limb. 5. MRI apparatus enabling velocity-encoded cine phase-contrast (VE-PC) image acquisition of skeletal muscle tissue velocities during dynamic muscle contraction, in which MRI apparatus includes MRI scanner with a coil adapted to receive a limb of a subject said coil having a field of view for muscles of the limb means for guiding subject for a cyclic contraction of the muscles means for determining the phase of a cycle of a muscle contraction MR image acquisition system to obtain and store a set of MR images presenting a whole cycle as predetermined phases means for synchronizing the acquisition system to the cycle of the muscle contraction, characterized in that the means for determining the phase of the cycle includes a detector for a limb movement, which detector is adapted to detect the phase of the movement essentially continuously, and the MRI apparatus is adapted to combine image data having same phase. 6. MRI apparatus according to claim 5, characterized in that the detector for limb movement is adapted directly to trigger the acquisition system. 7. MRI apparatus according to claim 5, where line-based scanning is used, characterized in that the MR image acquisition system is adapted to combine stored images of same phase and reject images in favour of next stored image when the stored phase differs from the predetermined phase. 8. MRI apparatus according to claim 5, characterized in that the detector is a light sensor. 9. MRI apparatus according to claim 5, characterized in that the detector is a pressure sensor and a pneumatic device exercised by the limb. 10. MRI a... | - | A61B005/055
US20080021295 | A1 | 2008-01-24 | Sample Acquisition and Analyte Measurement Device | 2007-07-30 | A sensor, and methods of making, for determining the concentration of an analyte, such as glucose or lactate, in a biological fluid such as blood or serum, using techniques such as coulometry, amperometry, and potentiometry. The sensor includes a working electrode and a counter electrode, and can include an insertion monitoring trace to determine correct positioning of the sensor in a connector. | 1. A sample acquisition and analyte measurement device, comprising: (a) a cassette containing a plurality of strips; (b) a skin piercing member; (c) a lancing instrument for holding the skin piercing member and a sensor strip; and (d) a glucose meter for determining an amount of glucose in body fluid sample drawn from a skin piercing site and applied to the sensor strip; and (e) wherein the device is configured to permit the user to adjust the depth of penetration of the skin piercing member into the skin. 2. The device of claim 1, wherein the device is further configured such that after inserting the cassette and pressing the device against the skin at the skin piercing site, the user need only read the result of the measurement because the device is configured to automatically move the sensor to receive the body fluid sample at the skin piercing site after the piercing of the skin and then to automatically determine a measurement result by applying and measuring electrical quantities via sensor electrodes. 3. The device of claim 2, wherein the lancing instrument and the meter are integrated into a single device. 4. The device of claim 3, wherein a sensor strip is integrated both with the meter and lancing device. 5. The device of claim 3, wherein the cassette is configured such that upon actuation, a single strip is dispensed from the cassette so that a portion extends out of the housing for use. 6. A sample acquisition and analyte measurement device, comprising: (a) a cassette containing a plurality of strips; (b) a skin piercing member; (c) a lancing instrument for holding the skin piercing member and a sensor strip; and (d) a glucose meter for determining an amount of glucose in body fluid sample drawn from a skin piercing site and applied to the sensor strip; and (e) wherein the device is configured to turn on upon contact with an insertion monitor present on a surface of a strip. 7. The device of claim 6, wherein the device is configured to recognize a calibration code from the insertion monitor. 8. The device of claim 7, wherein the device is configured to permit the user to adjust the depth of penetration of the skin piercing member into the skin. 9. The device of claim 6, wherein the device is further configured such that after inserting the cassette and pressing the device against the skin at the skin piercing site, the user need only read the result of the measurement because the device is configured to automatically move the sensor to receive the body fluid sample at the skin piercing site after the piercing of the skin and then to automatically determine a measurement result by applying and measuring electrical quantities via sensor electrodes. 10. The device of claim 9, wherein the lancing instrument and the meter are integrated into a single device. 11. The device of claim 10, wherein a sensor strip is integrated both with the meter and lancing device. 12. The device of claim 10, wherein the cassette is con... | - | A61B005/00
US20080071149 | A1 | 2008-03-20 | METHOD AND SYSTEM OF REPRESENTING A MEDICAL EVENT | 2007-09-20 | The present invention includes a system and a method of representing a medical event. The method includes the steps of collecting 3D information on an event, identifying a non-linear aspect of the event, determining a non-planar slice of the 3D information that represents the non-linear aspect, and outputting the non-planar slice as a representation of the event. The system includes an imaging device for collecting 3D information on an event. The system further includes a processor for identifying a non-linear aspect of the event, determining a non-planar slice of the 3D information that represents the non-linear aspect and outputting the non-planar slice as a representation of the event. | 1. A method of representing a medical event, comprising the steps of: (a) collecting 3D information on an event; (b) identifying a non-linear aspect of the event; (c) determining a non-planar slice of the 3D information that represents the non-linear aspect; and (d) outputting the non-planar slice as a representation of the event. 2. The method of claim 1 wherein step (a) includes generating acoustic waves and receiving acoustic echoes. 3. The method of claim 1 wherein step (b) includes identifying a non-linear portion of a medical instrument. 4. The method of claim 3 wherein step (b) includes sensing one or more markers on the medical instrument. 5. The method of claim 4 wherein step (b) includes sensing a coating on the medical instrument. 6. The method of claim 1 wherein step (b) includes identifying a non-linear trajectory of a medical instrument. 7. The method of claim 6 wherein step (b) includes time-based pattern recognition techniques. 8. The method of claim 1 wherein step (b) includes identifying a non-linear trajectory of blood flow. 9. The method of claim 8 wherein step (b) includes time-based pattern recognition techniques. 10. The method of claim 1 wherein step (b) includes identifying a non-linear aspect of a medical target. 11. The method of claim 10 wherein step (b) includes pattern recognition and segmentation techniques. 12. The method of claim 10 wherein step (b) includes receiving a user selection of a segment. 13. The method of claim 1 wherein step (c) includes pattern recognition and segmentation techniques. 14. The method of claim 1 where in step (d) includes visually displaying the non-planar slice. 15. The method of claim 1 wherein step (b) includes identifying a second non-linear aspect of the event, and wherein step (c) includes determining at least one non-planar slice of the 3D information that represents the first non-linear aspect and the second non-linear aspect. 16. The method of claim 15 wherein step (c) includes determining two non-planar slices, and wherein step (d) includes outputting the two non-planar slices. 17. The method of claim 15 wherein step (b) includes identifying a non-linear portion of a medical instrument and a non-linear aspect of a medical target. 18. The method of claim 15 wherein step (b) includes identifying a non-linear trajectory of a medical instrument and a non-linear aspect of a medical target. | - | A61B005/00
US20080045843 | A1 | 2008-02-21 | Via-Human-Body Information Transmission System and Transmitter-Receiver | 2005-12-07 | In a via-human-body information transmission system, there is made so as to be capable of more stably transmitting a signal. ;An electrode (104) of a transmitter-receiver (102) contacting with or capacitance-connected to a human body (101) and an electrode (108) of a receiver (106) contacting with or capacitance-connected to the human body (101) are electrically connected through the human body (101) (mainly, a chest part and a left arm). An electrode (105) of the transmitter-receiver (102) contacting with or capacitance-connected to the human body (101) and an electrode (109), of the receiver (106), having been disposed while being directed to an outside of the human body (101) are electrically connected by a capacitance connection. A communication between the transmitter-receiver (102) and the receiver (106) is performed through a path passing the electrodes (104, 105, 108, 109) and the human body (101) and a path by the capacitance connection. | 1. A via-human-body information transmission system performing an information transmission between plural communication means through a human body, comprising: a first communication means which has first and second electrodes contacting with or capacitance-connected to the human body and which is used while being attached to the human body, and a second communication means which has a third electrode contacting with or capacitance-connected to the human body and a fourth electrode having been disposed while being directed to an outside of the human body and which is used while being attached to the human body, characterized in that a communication is performed between the first and second communication means by the facts that the first electrode and the third electrode are electrically connected through the human body, and that the second electrode and the fourth electrode are electrically connected by a capacitance connection. 2. A via-human-body information transmission system according to claim 1, characterized in that an organism information of the human body is transmitted between the first communication means and the second communication means, and the first and second electrodes of the first communication means are used both for an electrode detecting the organism information of the human body and for an electrode performing a transmission of the organism information. 3.-7. (canceled) 8. A transmitter-receiver characterized by having a filter through which a signal of a predetermined frequency in a signal having been received by an electrode contacting with or capacitance-connected to a human body passes and which outputs it, a heartbeat detecting section detecting a heartbeat signal from an output signal of the filter, a processor section calculating a heartbeat number on the basis of the heartbeat signal having been detected in the heartbeat detecting section to thereby output a heartbeat number data signal denoting the heartbeat number, a modulating section modulating and outputting the heartbeat number data signal, and a data transmitting section outputting the heartbeat number data signal having been modulated in the modulating section from the electrode. 9. A transmitter-receiver according to claim 8, characterized in that a frequency of a carrier signal that the modulating section uses for modulating the heartbeat number data signal is a frequency within a range of 5 MHz-45 MHz. | - | A61B005/02
US20080045817 | A1 | 2008-02-21 | Apparatus and Method for Performing Othogonal Polarized Spectral Imaging (Opsi) | 2004-12-20 | Provided is a method and an apparatus for detection of objects below the surface of diffuse scattering media, in particular blood capillaries in organs such as the skin of human beings, using Orthogonal Polarized Spectral Imaging (OPSI), according to the invention comprising the steps of: imaging the object in question at at least two different angles so as to obtain a shift of position in the imaging plane; and subsequently comparing relative shifts of objects in the two images so as to obtain coordinates of the imaged objects with respect to the organ surface. | 1. An apparatus for performing Orthogonal Polarized Spectral Imaging for imaging objects below the surface of diffuse scattering media, comprising a light source for providing polarized light, an imaging device, a beam splitter, a focusing device, and means for imaging the object at two different imaging angles. 2. The apparatus according to claim 1, wherein the means for imaging the object is formed by two objectives having different imaging angles. 3. The apparatus according to claim 1, wherein the means for imaging the object is formed by a main objective, a scanning mirror, and at least one of a rotating wedge and two shifting wedges for shifting an imaging beam path from the polarizing beam splitter to the imaging device . 4. The apparatus according to claim 1, wherein a separate imaging device is provided for each image. 5. The apparatus according to claim 4, wherein a shutter is provided for transmitting each of the two images in alternation. 6. The apparatus according to claim 5, wherein the shutter is located between the polarizing beam splitter (6) and the imaging device. 7. The apparatus according to claim 5, wherein the shutter is one of a rotating-aperture shutter and a liquid crystal cell shutter. 8. (canceled) 9. The apparatus according to claim 1, wherein the two imaging angles differ by at least approximately 10 degrees. 10. Apparatus according to claim 1, wherein the imaging devices are one of CCD-cameras, CMOS-sensors, and a combination of CCD-cameras and CMOS-sensors. 11. (canceled) 12. The apparatus according to claim 1, characterized in further comprising a data processor for determining a position of the object, the position including at least information about the z-axis which is parallel to the optical axis. 13. The apparatus according to claim 12, further comprising a spectroscopic analysis system, with a spectroscopic light source and a spectroscopic light beam positioning device for directing the spectroscopic light beam to the object in dependence of the position of the object determined by the data processor. 14. A method for detection of objects below the surface of diffuse scattering media using Orthogonal Polarized Spectral Imaging, comprising the steps of: imaging the object in question at at least two different angles so as to obtain a shift of position in an imaging plane; and determining a shift in the object imaged at the two different angles so as to obtain coordinates of the imaged objects. 15. The method according to claim 14, wherein a direction of the shift determines whether the imaged object is above or below focal plane. 16. The method according to claim 14, wherein a distance between the object and a focal plane is calculated from the size of the shift. 17. The method according to claim 14, wherein the two imaging angles differ by at least approximately 10 degrees. 18. (canceled) 19. The method according to claim 18, wherein part of the objective (7) is illuminated with a parallel... | KONINKLIJKE PHILIPS ELECTRONICS NV | A61B005/00
US20080051671 | A1 | 2008-02-28 | INTRAVASCULAR FILTER MONITORING | 2007-10-30 | Devices and methods for monitoring the flow of blood through an intravascular device are disclosed. An apparatus for monitoring blood flow in accordance with an exemplary embodiment of the present invention includes an intravascular device coupled to an elongated member, a first sensor adapted to measure fluidic pressure proximal the intravascular device, a second sensor adapted to measure fluidic pressure distal the intravascular device, and a control unit for comparing the signals received from the first and second sensors to determine the pressure drop across the intravascular device. | 1. An apparatus for monitoring blood flow past an inflatable balloon, the apparatus comprising: an angioplasty catheter having a proximal end and a distal end; an angioplasty balloon coupled to the angioplasty catheter proximal of the distal end thereof; a first sensor adapted to measure a blood flow characteristic coupled to the angioplasty catheter proximal to the angioplasty balloon; and a second sensor adapted to measure a blood flow characteristic coupled to the angioplasty catheter distal to the angioplasty balloon. 2. The apparatus of claim 1, wherein the blood flow characteristic comprises blood flow rate. 3. The apparatus of claim 1, wherein the blood flow characteristic comprises blood pressure. 4. The apparatus of claim 1, further comprising a hub attached to the proximal end of the angioplasty catheter. 5. The apparatus of claim 1, wherein the first and second sensors comprise strain gauges. 6. The apparatus of claim 5, wherein the strain gauges are selected from the group consisting of resistive, capacitive, inductive and piezoelectric-type strain gauges. 7. The apparatus of claim 1, wherein the first and second sensors comprise ultrasonic sensors. 8. The apparatus of claim 1, wherein the first and second sensors comprise MEMS sensors. 9. The apparatus of claim 8, wherein the MEMS sensors comprise wireless MEMS sensors. 10. The apparatus of claim 1, further comprising a control unit for monitoring the signals received from the first and second sensors, said control unit comprising a comparator circuit for determining a pressure drop past the angioplasty balloon. 11. The apparatus of claim 10, wherein the control unit comprises calibration means for calibrating said first and second sensors, and reset means for resetting the control unit. 12. The apparatus of claim 11, wherein said control unit includes alarm means to notify the operator when the pressure drop past the angioplasty balloon has reached a pre-determined value. 13. The apparatus of claim 1, wherein the angioplasty balloon is in fluid communication with an external fluid source that can be used to inflate the angioplasty balloon from a collapsed position to an expanded position. 14. A method of monitoring blood flow past a lesion, the method comprising the steps of: providing an apparatus comprising: an angioplasty catheter having a proximal end and a distal end; an angioplasty balloon coupled to the angioplasty catheter proximal of the distal end thereof; a first sensor adapted to measure a blood flow characteristic coupled to the angioplasty catheter proximal to the angioplasty balloon; a second sensor adapted to measure a blood flow characteristic coupled to the angioplasty catheter distal to the angioplasty balloon; and a control unit; advancing the apparatus through a body lumen such that the angioplasty balloon is proximate a lesion; inflating the angioplasty balloon to dislodge the lesion; and monitoring a pressure drop across the angiop... | BOSTON SCIENTIFIC SCIMED, INC. | A61B005/026
US07474908 | B2 | 2009-01-06 | Method for measuring the transcutaneous CO | 2005-05-12 | In a process for measuring partial transcutaneous CO2 pressure on an earlobe by means of a sensor having a measuring device for measuring the partial transcutaneous CO2 pressure and a heating system for heating a sensor contact surface for contact with the earlobe, the sensor contact surface is heated. During a first phase, the sensor contact surface is kept at an elevated temperature of at least 41.5° C. in order to prevent the measured value of partial transcutaneous CO2 pressure from exceeding, due to the measurement process itself, the partial transcutaneous CO2 pressure achieved after stabilization. The temperature of the sensor contact surface is then reduced to between 37° C. and 41° C. This facilitates considerably faster evaluation of the measured values. | 1. A method for measurement of the transcutaneous CO2 partial pressure on an ear lobe by means of a sensor which has a measuring device for measurement of the transcutaneous CO2 partial pressure and a heating element for warming a sensor contact surface intended for contact with the ear lobe, said method comprising: maintaining the sensor contact surface at an elevated temperature of at least 41.5° C. during an initial phase; andsubsequently reducing the temperature of the sensor contact surface by a temperature reduction rate to between 37° C. and 41° C.,wherein the temperature reduction rate is less than or equal to 6° C. per minute. 2. The method according to claim 1, wherein the temperature reduction rate is less than or equal to 3° C. per minute. 3. The method according to claim 1, wherein the temperature reduction rate is less than or equal to 1° C. per minute. 4. A method according to claim 1, wherein the temperature is reduced by at least 1° C. 5. The method according to claim 1, wherein the elevated temperature is in the range of 41.5° C. to 44° C. 6. The method according to claim 1, wherein the initial phase lasts between 6 and 30 minutes. 7. The method according to claim 6, wherein the elevated temperature is at least 42° C. 8. The method according to claim 7, wherein the initial phase lasts between 6 and 20 minutes and wherein the elevated temperature is approximately 44° C. 9. A sensor for implementation of the method according to claim 1, comprising: a measuring device for measuring the transcutaneous CO2 partial pressure and a heating element for heating of a sensor contact surface intended for contact with an earlobe,wherein the sensor comprises a heater control with a timer which reduces the heating power of the heating element after a predefined period, so that the temperature of the sensor contact surface is reduced. 10. The sensor according to claim 9, wherein the predefined period is adjustable. 11. A method for prevention an increase of the transcutaneous CO2 partial pressure in the skin of an earlobe over the CO2 partial pressure achieved after stabilization during the arterialization of the skin with the measurement of the transcutaneous CO2 partial pressure, said method comprising: maintaining the skin at a measurement site for the transcutaneous CO2 partial pressure at an elevated temperature of at least 41.5° C. during an initial phase andsubsequently reducing the temperature of the skin by a temperature reduction rate to between 37° C. and 41° C.wherein the temperature reduction rate is less than or equal to 6° C. per minute. 12. The method according to claim 11, wherein the temperature reduction rate is less than or equal to 3° C. per minute. 13. The method according to claim 11, wherein the temperature reduction rate is less than or equal to 1° C. per minute. | Radiometer Basel AG | A61B005/05
US20080027305 | A1 | 2008-01-31 | Automatic determination of tumor load | 2007-07-31 | Embodiments generally relate to the automatic diagnosis of tumors. At least one embodiment of the invention relates to a medical appliance, to a method and/or to a computer program for automatically determining the tumor load from data records from imaging methods. According to at least one embodiment of the present invention, the medical appliance for determining the tumor load from data records from imaging methods includes at least one device/module for determining the size of lesions on the basis of given data records of imaging methods and tumor size determination criteria, at least one device/module for determining target lesions, at least one device/module for determining tumor loads on the basis of the determined lesion sizes of the target lesions and on the basis of tumor load criteria. | 1. A medical appliance for determining tumor load from at least one data record of at least one imaging method, comprising: means for determining a size of lesions on the basis of the at least one data record and tumor size determination criteria; means for determining target lesions; and means for determining tumor loads on the basis of the determined lesion sizes of the target lesions and on the basis of tumor load criteria. 2. The medical appliance as claimed in claim 1, wherein the means for determining target lesions is designed to determine the target lesions at least one of automatically and semi-automatically on the basis of criteria for determining target lesions. 3. The medical appliance as claimed in claim 1, further comprising: lesion segmentation means for segmentation of lesions and organ segmentation means for segmentation of organs affected by lesions. 4. The medical appliance as claimed in claim 3, wherein the organ segmentation means are additionally designed to identify the organs and to produce the identification information obtained in the process. 5. The medical appliance as claimed in claim 3, wherein the means for determining target lesions is designed to determine the target lesions on the basis of the output from the lesion segmentation means and to show at least one of on the basis on the output from the organ segmentation means and on the basis of the lesion sizes determined by the means for determining the size of lesions. 6. The medical appliance as claimed in claim 1, wherein the various criteria are each at least one of defined interactively by a user and selected by a user from a selection of criteria a least one of stored in a memory and read from a report. 7. The medical appliance as claimed in claim 1, wherein cross-references at least one of to the tumor size determination criteria used, to the tumor load criteria used, to the lesion sizes determined, to the definition of the target lesions, to the determined tumor loads, to position information of lesions and to at least one of the at least one data record and the respective information are stored in a report. 8. The medical appliance as claimed in claim 1, further comprising: a first data interface for receiving position information which describes the position of lesions in the at least one data record. 9. The medical appliance as claimed in claim 1, further comprising, means for detecting lesions in the at least one data record, including at least one of means for automatically detecting lesions, and means for manually detecting lesions. 10. The medical appliance as claimed in claim 1, further comprising: recording means for recording first data records with second data records and comparison means for automatically comparing at least one of lesion sizes and tumor loads from first data records with at least one of the corresponding lesion sizes and tumor loads from second data records, with the data records from at least one imaging ... | - | A61B005/00
US07646904 | B2 | 2010-01-12 | Computer-aided classification of anomalies in anatomical structures | 2007-07-09 | Candidate anomalies in an anatomical structure are processed for classification. For example, false positives can be reduced by techniques related to the anomaly's neck, wall thickness associated with the anomaly, template matching performed for the anomaly, or some combination thereof. The various techniques can be combined for use in a classifier, which can determine whether the anomaly is of interest. For example, a computed tomography scan of a colon can be analyzed to determine whether a candidate anomaly is a polyp. The technologies can be applied to a variety of other scenarios involving other anatomical structures. | 1. A computer-implemented method for processing an anomaly in an anatomical structure comprising a colon or a bronchus, the method comprising: in a digital representation of the anatomical structure comprising a representation of the anomaly, in a computer system, calculating a normalized wall thickness associated with the anomaly, wherein calculating the normalized wall thickness comprises measuring wall thickness at a particular wall site, determining a regional wall thickness based at least on a plurality of wall thickness measurements at a plurality of sites proximate to the particular wall site, and normalizing wall thickness at the particular wall site based at least on the regional wall thickness; andbased at least on the normalized wall thickness associated with the anomaly, classifying the anomaly in the computer system. 2. The method of claim 1 wherein classifying comprises disqualifying the anomaly as being of interest. 3. The method of claim 1 wherein classifying comprises designating the anomaly as being of interest. 4. Performing the method of claim 1 for a plurality of candidate anomalies. 5. The method of claim 4 wherein the candidate anomalies are discovered via measured curvatures associated with regions in the digital representation. 6. The method of claim 1 wherein: the anatomical structure comprises a colon; andclassifying the anomaly comprises designating the anomaly as a polyp. 7. The method of claim 1 wherein: the anatomical structure comprises a bronchus; andclassifying the anomaly comprises designating the anomaly as a lesion. 8. A computer-readable medium having computer-executable instructions for performing a method for processing an anomaly in an anatomical structure comprising a colon, the method comprising: in a digital representation of the anatomical structure comprising a representation of the anomaly, calculating a normalized wall thickness associated with the anomaly, wherein calculating the normalized wall thickness comprises measuring wall thickness at a particular wall site, determining a regional wall thickness based at least on a plurality of wall thickness measurements at a plurality of sites proximate to the particular wall site, and normalizing wall thickness at the particular wall site based at least on the regional wall thickness; andbased at least on the normalized wall thickness associated with the anomaly, classifying the anomaly. 9. A computer-implemented method of classifying an anomaly appearing in a digitized image of an anatomical structure of interest comprising a colon, wherein the digitized image portrays a wall of the anatomical structure and at least one anomaly of the anatomical structure, the method comprising, in a computer system: calculating an anomaly wall thickness at a location of the anomaly;measuring plural wall thicknesses at locations proximate to but away from the anomaly;normalizing the anomaly wall thickness based on the plural wall thicknesses and a standard devia... | The United States of America as represented by the Department of Health and Human Services | G06K009/00
US07330748 | B2 | 2008-02-12 | Method for determining in vivo concentration of a metabolite | 2004-09-24 | Method for determining in vivo concentration of a metabolite that includes administering a contrast agent to a subject, allowing the contrast agent to disperse to tissue of interest, performing CEDST MRI analysis of the subject, and comparing the results to known in vitro results to determine metabolite concentration. | 1. A method for determining the in vivo concentration of a metabolite, comprising: administering a contrast agent to a subject;allowing the contrast agent to disperse to tissue of interest;performing chemical exchange dependent saturation transfer MRI analysis of the subjectcomparing results of the MRI analysis to known in vitro results to determine metabolite concentration. 2. The method according to claim 1 where the contrast agent is 5,6-dihydrouracil. 3. The method according to claim 2 where the metabolite is phosphate. 4. The method according to claim 2 and further comprising irradiating at 2.67 ppm and 5.00 ppm on both sides of a water peak and then determining a ratio of (MO−MS)Site 1/(MO−MS)Site 2, where site 1 resonates at 5.00 ppm, and site 2 resonates at 2.67 ppm and MS represents a magnitude of a water proton signal in presence of contrast agent proton saturation and MO represents a magnitude of a signal under control irradiation at an opposite frequency offset. 5. The method according to claim 1 wherein the contrast agent is administered as an aqueous composition comprising an aqueous mixture of at least one contrast agent in amounts sufficient to perform chemical exchange dependent saturation transfer MRI analysis, the contrast agent being selected from the group consisting of sugars and oligomers and polymers thereof, amino acids and oligomers and polymers thereof, nitrogen-containing heterocycles, nucleosides, imidazole and derivatives thereof, imino acids and analogs thereof, barbituric acid and analogs thereof, guanidine, hydantoin, parabanic acid, biologically active salts of the contrast agents, and mixtures of contrast agents. 6. The method of claim 5 where the composition comprises from about 0.25 mM to 250 mM contrast agent. 7. The method of claim 1, where performing chemical exchange dependent saturation transfer MRI analysis comprises: selectively irradiating and saturating an exchangeable proton or protons of the contrast agent with an applied magnetic field;applying a selective irradiation with an equal but opposite chemical shift difference between the contrast agent proton exchange site and a water proton resonance frequency ()TCA), thereby providing a first image set with the irradiation ±chemical shift difference between the contrast agent proton exchange site and the water proton resonance frequency (±)TCA);producing a second image set using the first image set. 8. The method of claim 1 where the contrast agent is 5-hydroxy-tryptophan. 9. The method of claim 1 where the contrast agent comprises a tryptophan. 10. A method for determining in vivo phosphate concentration, comprising: administering 5,6-dihydrouracil to a subject;allowing the contrast agent to disperse to tissue of interest;performing chemical exchange dependent saturation transfer MRI analysis of the subject by irradiating at 2.67 ppm and 5.00 ppm on both sides of a water peak;determining a ratio of (MO−MS)Site 1/(MO−MS)Site 2 where site 1 res... | The United States of America as represented by the Department of Health and Human Services | A61B005/055
US07322358 | B2 | 2008-01-29 | Soft cling female condom | 2003-09-19 | A female condom is provided that includes a pouch of resilient membranous material and a hydrophilic cling mechanism. According to an embodiment of the invention, the cling mechanism includes three or more foam cling elements attached to an outer surface of the pouch. Upon insertion, the foam cling elements cling lightly to vaginal walls proximate a transition zone between the vagina's introitus and its rugated internal tissue. The foam cling elements may be shaped to permit them to nestle into a user's rugated internal vaginal tissue. An inserter may be coupled to the pouch for facilitating insertion of the condom. The inserter may retain a distal portion of the pouch in a collapsed form. The cling mechanism may be contained within the dissolvable inserter. The inserter may be dissolvable in the presence of vaginal moisture. Methods are also provided for collapsing the pouch and compressing it into an insertion package. | 1. A female condom, comprising: a pouch of resilient membranous material having an open end, a closed end, an outer surface and an inner surface;at least one hydrophilic cling element attached to said outer surface of said pouch, said at least one cling element being disposed between said open end and said closed end, each one of said cling elements adapted to cling lightly to walls of a vagina proximate a transition zone between the vagina's introitus and its rugated internal vaginal tissue for anchoring said pouch in or slightly beyond said introitus; andan inserter attached to said pouch for retaining a distal portion of said pouch and facilitating insertion of said female condom into a vagina;wherein said inserter is generally dissolvable in the vaginal environment and said distal portion of said pouch is slidably retained in said inserter. 2. The female condom of claim 1, wherein said female condom includes at least three hydrophilic cling elements. 3. The female condom of claim 2, wherein said at least three hydrophilic cling elements includes four foam cling elements to six foam cling elements. 4. The female condom of claim 2, wherein said hydrophilic cling elements are disposed in a belt-like pattern around said pouch. 5. The female condom of claim 1, wherein at least one hydrophilic cling element defines a generally elliptical shape. 6. The female condom of claim 1, wherein said at least one hydrophilic cling element defines a shape selected from the group consisting of a generally triangular shape and a generally circular shape. 7. The female condom of claim 1, wherein said at least one hydrophilic cling element is a polyurethane hydrophilic foam segment. 8. The female condom of claim 1, wherein said at least one hydrophilic cling element has a total surface area of approximately 0.75 square inches. 9. The female condom of claim 1, wherein said inserter is a cap attached to said pouch. 10. The female condom of claim 9, wherein said cap is selected from the group consisting of an elastomeric cap and a foam cap. 11. The female condom of claim 1, wherein a distal portion of said pouch is packed inside of said inserter. 12. The female condom of claim 11, wherein said at least one hydrophilic cling element is packed inside of said inserter. 13. The female condom of claim 1, wherein said inserter is selected from the group consisting of a band, a capsule, a spherical inserter, a envelope-shaped inserter, a bullet-tipped cylindrical inserter, and a closed-ended pouch. 14. The female condom of claim 1, wherein said inserter comprises a water-soluble material. 15. The female condom of claim 14, wherein said water-soluble material includes polyvinyl alcohol. 16. The female condom of claim 1, wherein the at least one hydrophilic cling element is welded to the outer surface of the pouch. 17. The female condom of claim 1, wherein the at least one hydrophilic cling element is disposed 3 inches to 4 inches from said open end. 18. A fe... | Path | A61F006/06 A61F005/37 A61B017/00 A61B019/00 A61B005/44
US07343194 | B2 | 2008-03-11 | Method and apparatus for performing neuroimaging | 2003-04-08 | In one aspect, a restraining assembly for an awake animal within a magnetic resonance imaging (MRI) device is provided and includes a body restrainer having a first part and a second part that hold a body of the awake animal therebetween. The assembly is of a dual coil design in that it has a volume coil for generating an excitation RF signal and an RF surface coil for receiving an RF response from the animal. The assembly further includes components that serve to restrain movements of the animal, thereby eliminating motion artifacts during the MRI procedure. For example, the assembly preferably includes an adjustable hip holder that has a first section that seats against and applies a restraining force to a buttocks/hip area of the animal and a second section that is adjustably coupled to a pivoting member that is attached to the first section of the body restrainer such that the hip holder is adjustable in both a longitudinal direction along a length of the body restrainer and an up/down direction within the body restrainer between the first and second parts thereof. The pivoting member having features that permit the hip holder to be locked in a desired location so that a sufficient restraining force is applied the animal. | 1. A restraining assembly for an awake animal within a magnetic resonance imaging (MRI) device, the restraining assembly comprising: a body restrainer having a first part and a second part that hold a body of the awake animal therebetween; a volume coil for generating an excitation RF signal, the volume coil being removably coupled to a holder that is securely coupled to the body restrainer; an RF surface coil for receiving an RF response from the animal, the RF surface coil being carried by a component that is disposed within the volume coil; and an adjustable hip holder that has a first section that seats against and applies a restraining force to a buttocks/hip area of the animal and a second section that is adjustably coupled to a pivoting member that is attached to the first part of the body restrainer such that the hip holder is adjustable in both a longitudinal direction along a length of the body restrainer and is pivotally adjustable in an up/down direction within the body restrainer between the first and second parts thereof, the first part of the body restrainer comprises a cover and the body restrainer further comprises a connector plate attached to the second part of the body restrainer, the connector plat having a flange member, one end of the first part seating against the flange member when the first and second parts are in a closed position, the connector plate having an opening formed threrethrough for receiving the head of the animal, the pivoting member having features that permit the hip holder to be locked in a desired location both in the longitudinal direction and the up/down direction so that a sufficient restraining force is applied the animal. 2. The restraining assembly of claim 1, wherein the volume coil includes a cylindrical non-magnetic core module having an outer shield and a longitudinal axis, a cylindrical bore extending through the core module along the longitudinal axis and defining an inner surface. 3. The restraining assembly of claim 1, wherein the second part is a generally hemi-spherical body and the first part is a generally hemi-spherical cover that is pivotally coupled to the second part, the cover having a length that is less than a length of the second part of the body restrainer. 4. The restraining assembly of claim 3, wherein the volume coil is disposed between the connector plate and one end of the second section that does not include the first section. 5. The restraining assembly of claim 1, wherein the second section includes a raised platform for receiving a chest region of the animal and a sloped ramp that joins one end of the platform and receives lower extremities of the animal, the ramp being sloped down toward one end of the second section opposite an end that receives the volume coil, the ramp terminating prior to an end of the second section of the body restrainer. 6. The restraining assembly of claim 5, wherein the sloped ramp has a pair of openings formed therein for receiving the... | Insight Neuroimaging Systems, LLC | A61B005/05
US07344499 | B1 | 2008-03-18 | Microneedle device for extraction and sensing of bodily fluids | 1999-12-02 | Microneedle devices are provided for controlled sampling of biological fluids in a minimally-invasive, painless, and convenient manner. The microneedle devices permit in vivo sensing or withdrawal of biological fluids from the body, particularly from or through the skin or other tissue barriers, with minimal or no damage, pain, or irritation to the tissue. The microneedle device includes one or more microneedles, preferably in a three-dimensional array, a substrate to which the microneedles are connected, and at least one collection chamber and/or sensor in communication with the microneedles. Preferred embodiments further include a means for inducing biological fluid to be drawn through the microneedles and into the collection chamber for analysis. In a preferred embodiment, this induction is accomplished by use of a pressure gradient, which can be created for example by selectively increasing the interior volume of the collection chamber, which includes an elastic or movable portion engaged to a rigid base. Preferred biological fluids for withdrawal and/or sensing include blood, lymph, interstitial fluid, and intracellular fluid. Examples of analytes in the biological fluid to be measured include glucose, cholesterol, bilirubin, creatine, metabolic enzymes, hemoglobin, heparin, clotting factors, uric acid, carcinoembryonic antigen or other tumor antigens, reproductive hormones, oxygen, pH, alcohol, tobacco metabolites, and illegal drugs. | 1. A device for collecting a sample of a biological fluid comprising: one or more hollow or porous microneedles, each having a base end and a tip;a substrate to which the base end is attached or integrated; andat least one collection chamber suitable for collecting said sample of said biological fluid, said collection chamber selectably in fluid communication with the base end, and wherein said collection chamber comprises a one-way valve and an upper portion which is formed of a deformable material. 2. A device for collecting a sample of a biological fluid comprising: one or more hollow or porous microneedles, each having a base end and a tip;a substrate to which the base end is attached or integrated; andat least one collection chamber suitable for collecting said sample of said biological fluid, wherein said collection chamber is selectably in fluid communication with the base end, and comprises a plurality of compartments. 3. The device of claim 2, further comprising a means for inducing transport of a biological fluid or component thereof into the collection chamber. 4. The device of claim 3 wherein the pressure within the collection chamber can selectively be reduced. 5. The device of claim 4 wherein the pressure reduction is induced by expanding the internal volume of the collection chamber. 6. The device of claim 5 wherein the collection chamber is a standard or Luer-lock syringe. 7. The device of claim 3 wherein the collection chamber comprises an upper portion which is formed of a material which is deformable. 8. The device of claim 7 wherein the collection chamber comprises a one-way valve. 9. The device of claim 4 wherein the means for inducing transport comprises a plunger movably secured to the substrate, wherein the plunger can deform the collection chamber. 10. The device of claim 2, comprising a three dimensional array of microneedles. 11. The device of claim 2, further comprising an adhesive material for securing the device to a biological barrier surface during fluid withdrawal or sensing. 12. The device of claim 2, further comprising a means for controlling flow through the microneedle. 13. The device of claim 12 wherein the means for controlling flow is a fracturable or removable barrier which is interposed between the collection chamber and base of the microneedle. 14. The device of claim 2, further comprising a sensor in communication with the collection chamber. 15. The device of claim 2, wherein the collection chamber is adapted to receive and use glucose strips. 16. The device of claim 2, wherein the microneedle is hollow and comprises at least one opening in the side of the microneedle. 17. The device of claim 2, wherein the microneedle has a hollow bore containing a material to modulate the flow of biological fluid through the microneedles into the collection chamber. 18. The device of claim 2, wherein the microneedle is hollow. 19. The device of claim 2, wherein the microneedle is perpendicular to a ... | Georgia Tech Research Corporation | A61B005/00
US07343197 | B2 | 2008-03-11 | Multi-scale analysis and representation of physiological and health data | 2004-04-02 | System comprised of a medical device and method for analyzing physiological and health data and representing the most significant parameters at different levels of detail which are understandable to a lay person and a medical professional. Low, intermediate and high-resolution scales can exchange information between each other for improving the analyses; the scales can be defined according to the corresponding software and hardware resources. A low-resolution Scale I represents a small number of primary elements such as intervals between the heart beats, duration of electrocardiographic PQ, QRS, and QT-intervals, amplitudes of P-, Q-, R-, S-, and T-waves. This real-time analysis is implemented in a portable device that requires minimum computational resources. The set of primary elements and their search criteria can be adjusted using intermediate or high-resolution levels. At the intermediate-resolution Scale II, serial changes in each of the said elements can be determined using a mathematical decomposition into series of basis functions and their coefficients. This scale can be implemented using a specialized processor or a computer organizer. At the high-resolution Scale III, combined serial changes in all primary elements can be determined to provide complete information about the dynamics of the signal. This scale can be implemented using a powerful processor, a network of computers or the Internet. The system can be used for personal or group self-evaluation, emergency or routine physiological monitoring and analysis, or continuous event, stress test or bedside physiological monitoring. | 1. A method for analysis of physiological or health data in at least two levels of detail, said method comprising: analyzing at least one of a plurality of primary elements in said data in first scale, low level resolution to detect one-time changes in such primary elements and thereby identify any abnormal or unstable primary elements by comparing said primary elements with at least one reference value for said at least one of a plurality of primary elements;analyzing said at least one of a plurality of primary elements in said data in a second scale, higher level resolution using at least one of the following methods selected from mathematical decomposition, time-series analysis, mathematical modeling, computer modeling, signal processing, statistical analysis, and methods of artificial intelligence, and a combination of mathematical decomposition with methods of artificial intelligence to provide detailed characterization of serial changes in any abnormal or unstable primary elements; andexchanging information between said analyzing in said first and second levels of resolution to improve at least one of said first and second analyses. 2. A method as set forth in claim 1 in which said analyzing a plurality of primary elements in said data in first-scale low resolution is selected from at least one of mathematical decomposition, mathematical modeling, computer modeling, time-series analysis, signal processing, statistical analysis, and methods of artificial intelligence. 3. A method as set forth in claim 1 in which analyzing said data to provide detailed characterization of serial changes in said abnormal or unstable primary elements is performed using at least one of the following methods selected from orthogonal decomposition, non-orthogonal decomposition (independent component analysis), multidimensional scaling based on non-metric distances and mapping techniques, non-orthogonal linear mappings, nonlinear mappings and other methods, that make use of projection, re-scaling (change of variables), methods from the theories of singularities, bifurcations, catastrophes, and dynamical systems, and other statistical estimators, linear and nonlinear correlation, analysis of variance, cluster analysis, factor analysis, canonical analysis, regression and discriminant function analyses, and probabilistic methods, Bayesian probability and Mahalanobis distance, pattern recognition, fuzzy logic, neural networks, expert systems, and hybrid artificial intelligence systems. 4. A method as set forth in claim 1 in which analyzing said data to provide detailed characterization of serial changes in said abnormal or unstable primary elements is selected from a fuzzy-logic classifier and a dynamic neural network with at least one neuron (unit) analyzing changes in at least one state of activity of at least one physiological, biochemical, biophysical, mechanical, and genetic system relative to at least one reference value. 5. A method as set forth in claim 1 i... | - | A61B005/0402
US07315755 | B2 | 2008-01-01 | Systems and methods for communicating a protocol over a network | 2002-07-23 | The present invention aims at permitting numerous user terminals to share protocols as common resources. A vendor terminal or user terminal registers a pair of a protocol and a medical image, which is produced during scanning performed according to the protocol, by recording data in a protocol/medical image database included in a protocol management server. The user terminal acquires a medical image from the protocol management server over a network, and displays it on a display device. Moreover, the user terminal downloads a required protocol from the protocol management server and sets it in a medical diagnostic imaging system. | 1. A protocol/medical image registration system comprising: a vendor terminal managed by a vendor;a protocol management server connected to said vendor terminal, wherein if an operator instructs new registration or update of a medical image and a protocol executed by a medical imaging system to generate the medical image, said vendor terminal transmits a new registration request including the new registration or an update request including the update via a network to said protocol management server;in response to the registration request, said protocol management server newly registers or updates the protocol and medical image, which are sent from said vendor terminal, by recording data in a database; anda user terminal configured to receive a determination whether to download the protocol from said protocol management server based on multiple levels of usefulness that are displayed by said user terminal and that include a grade value of the protocol received from a grader, the grader determining the grade value representative of a use value of the protocol based on a comprehensive assessment of the medical image, wherein the grade value is used to determine a monetary reward rewarding a provider of the protocol, wherein said protocol management sewer is configured to deny, to a user, a download of the protocol configured to generate an echo to generate the medical image, wherein said protocol management server is configured to deny the download of the protocol based on a legal condition established in a geographical region including said user terminal. 2. A protocol/medical image registration system according to claim 1, wherein the grade value is determined based on at least one of a quality of the medical image, a scan time, and a patient dose of radiation. 3. A protocol/medical image registration system according to claim 1, wherein said protocol management sewer is configured to record a protocol identifier assigned to the protocol and image data representative of the medical image. 4. A protocol/medical image registration system according to claim 1, wherein said protocol management sewer is configured to record at least one of a date of registration, a type of medical image, a region, the grade value, and a registering person. 5. A protocol/medical image registration system according to claim 1, wherein said user terminal further comprises a display device, said user terminal further configured to download a web page on said display device. 6. A protocol/medical image registration system according to claim 5, wherein said web page comprises at least one of a date of registration, a region, a thumbnail image of the medical image, and the grade value. 7. A medical image provision system comprising: a vendor terminal managed by a vendor;a protocol management sewer connected to said vendor terminal;a user terminal; anda network over which said protocol management sewer and said user terminal are interconnected,wherein if an operator inst... | GE Medical Systems Global Technology Company, LLC | A61B005/00
US07582059 | B2 | 2009-09-01 | Sensor inserter methods of use | 2007-09-06 | An analyte monitor includes a sensor, a sensor control unit, and a display unit. The sensor control unit typically has a housing adapted for placement on skin and is adapted to receive a portion of an electrochemical sensor. The sensor control unit also includes two or more conductive contacts disposed on the housing and configured for coupling to two or more contact pads on the sensor. A transmitter is disposed in the housing and coupled to the plurality of conductive contacts for transmitting data obtained using the sensor. The display unit has a receiver for receiving data transmitted by the transmitter of the sensor control unit and a display coupled to the receiver for displaying an indication of a level of an analyte, such as blood glucose. An inserter having a retractable introducer is provided for subcutaneously implanting the sensor in a predictable and reliable fashion. | 1. A method, comprising: providing an introducer sharp assembly configured to releasably receive a glucose sensor;positioning the introducer sharp assembly and the glucose sensor over an insertion site of the skin of a patient;driving at least portions of the introducer sharp assembly and the glucose sensor into the skin of the patient at the insertion site;releasing the glucose sensor from the introducer sharp assembly such that at least a portion of the glucose sensor remains in fluid contact with an interstitial fluid under the skin of the patient; andseparating the introducer sharp assembly and the glucose sensor such that the introducer sharp assembly is entirely withdrawn from under the skin of the patient; wherein releasing the glucose sensor comprises using an adhesive member in cooperation with the sensor to release the glucose sensor from the introducer sharp assembly. 2. A method, comprising: providing a sensor inserter device having a movable introducer sharp, the introducer sharp configured to releasably receive a sensor;placing the sensor inserter device adjacent to the skin of a patient;activating the inserter device to drive at least portions of the introducer sharp and the sensor into the skin of the patient; andreleasing the sensor from the introducer sharp such that at least a portion of the sensor remains in the skin of the patient as the introducer sharp is retracted from the skin; wherein the step of releasing the sensor comprises using an adhesive member to pull the sensor from the introducer sharp; and furtherwherein the introducer sharp includes a skin piercing edge which cuts the skin as the introducer sharp and the sensor are driven into the skin of the patient. 3. The method of claim 2 wherein the cutting portion of the introducer sharp is beveled. 4. The method of claim 2 wherein the introducer sharp is retracted from the skin and into a housing of the inserter device. 5. A method, comprising: providing a sensor inserter device having a movable introducer sharp, the introducer sharp configured to releasably receive a sensor;placing the sensor inserter device adjacent to the skin of a patient;activating the inserter device to automatically drive at least portions of the introducer sharp and the sensor into the skin of the patient; andreleasing the sensor from the introducer sharp such that at least a portion of the sensor remains in the skin of the patient as the introducer sharp is automatically retracted from the skin and into a housing of the inserter device; wherein the step of releasing the sensor comprises using an adhesive member to pull the sensor from the introducer sharp. 6. The method of claim 5, wherein at least one of the introducer sharp and the sensor comprises a dimple to releasably retain the sensor on the introducer sharp. 7. The method of claim 5, wherein the step of placing the sensor inserter device adjacent to the skin of a patient further comprises attaching an adhesive mount to the patient... | Abbott Diabetes Care Inc. | A61B005/00
US07324841 | B2 | 2008-01-29 | Sensor arrangeable on the skin | 2002-02-18 | The invention relates to a sensor (42) placed on the skin, which can advantageously be integrated in a garment and has a contact layer in contact with the skin containing conductive fibres for receiving signals and a moisture retentive moisture layer (41) on top of the contact layer. | 1. A sensor adapted to be integrated in a garment so as to be placed in contact with skin of a user during use of the garment, said sensor comprising: a contact layer including conductive fibers to be placed in contact with the skin for receiving signals, anda moisture retentive layer on top of the contact layer for retaining secretory products from the skin thereby enhancing the contact between the skin and the contact layer, and increasing the electric conductivity of the contact layer. 2. A sensor as defined in claim 1, wherein the moisture retentive layer is a seal layer substantially impervious to moisture. 3. A sensor as defined in claim 2, wherein the seal layer is made of fabric, a film-like material or laminate. 4. A sensor as defined in claim 1, wherein the contact layer is made of fabric. 5. A sensor as defined in claim 1 in combination with a garment, wherein the garment is at least one of the following garment: a shirt, a coat, a top, a girdle, a bra, a wrist strip, a headband, a belt, a band, a sock, a pair of trousers or a glove. 6. A sensor and garment in combination as defined in claim 5, wherein the sensor and the garment are arranged to be cleaned together. 7. A sensor as defined in claim 1, wherein the sensor is associated with a transmitter for transmitting a signal received by the contact layer from the skin. 8. A sensor as defined in claim 1, further comprising a short-circuit preventing insulating arrangement surrounding the other elements of the sensor, wherein the insulating arrangement is at least one of the following insulating arrangements: rubber, plastic fabric, glue and an opening. 9. A garment, comprising: a garment member,a sensor mounted on the garment member and adapted to be placed in contact with skin, said sensor comprising a contact layer containing conductive fibers to be placed in contact with the skin for receiving signals, anda moisture retentive layer on top of the contact layer for retaining secretory products from the skin thereby enhancing the contact between the skin and the contact layer, and increasing the electric conductivity of the contact layer. 10. A method for making measurements by means of a sensor integrated in a garment so as to be placed in contact with skin of a user during use of the garment, said sensor comprising a contact layer including conductive fibers to be placed in contact with the skin for receiving signals, anda moisture retentive layer on top of the contact layer and increasing the electric conductivity of the contact layer; the method comprising integrating the sensor in the garment and receiving signals from the contact layer for making the measurements. | Polar Electro OY | A61B005/04 A61B005/02
US07738951 | B2 | 2010-06-15 | Prioritized multicomplexor sensing circuit | 2006-07-28 | An implantable medical device having a prioritized multiplexor sensing circuit used for monitoring the condition or status of a patient. The device includes patient parameter sensors, such as electrodes, that are monitored for indications of significant events. Sensors indicating the presence of significant events may then be monitored more often than the other sensors. | 1. A medical device for monitoring patient comprising: a plurality of sensors operatively connected to a medical device and implantable within a patient for monitoring patient parameters;an analog-to-digital converter (ADC) located within the medical device; anda switching device at least partially located within the medical device and configured to operate in one of a first and a second mode, the switching device separately connecting the ADC to each sensor of the plurality of sensors at least once to complete a switching cycle, the switching device connecting the ADC to each sensor for an initial time increment in each switching cycle when operating in the first mode, the switching device connecting the ADC to a selected one of the sensors for an extended time increment with respect to the other sensors in each switching cycle when operating in the second mode, the extended time increment being longer than the initial time increment. 2. The medical device of claim 1, wherein the medical device includes a medical monitoring device. 3. The medical device of claim 2, wherein the plurality of sensors includes a plurality of one or more of a sense/pace electrode, a blood pressure sensor, an accelerometer, an impedance electrode, a flow probe, a microphone, a sonometric crystal, a metabolic or chemical sensor, and an electrical and/or mechanical sensor. 4. The medical device of claim 1, further comprising an event detector electrically connected to the first switching device so as to monitor the sampled signals both during the first and second operation modes, and wherein presence of an event across one of the sampled signals switches operation of the first switching device from the first mode to the second mode. 5. A computer-readable medium programmed with instructions for monitoring the condition or status of a patient, the medium comprising instructions for causing a programmable processor to: separately sample parameters of a patient from a plurality of sensors implanted within the patient, each parameter being sampled at least once to complete a switching cycle, the parameters being sampled in a first mode or a second mode, the parameters sampled an equal number of times in each switching cycle in the first mode, a selected one of the parameters being sampled more times than the other parameters in each switching cycle in the second mode;analyze each sampled parameter to determine whether such sampled parameter meets one or more criteria, the selected one of the parameters being the sampled parameter meeting the one or more criteria; andswitch sampling of the parameters from the first mode to the second mode if one of the parameters meets the one or more criteria. 6. The computer-readable medium of claim 5, wherein each parameter sampling occurs over an initial time increment in each switching cycle in the first mode. 7. The computer-readable medium of claim 5, wherein sampling of the selected one of the parameters occurs over an extended... | Medtronic, Inc. | A61B005/04
US07337012 | B2 | 2008-02-26 | Stretchable polymer-based electronic device | 2004-04-16 | A stretchable electronic circuit or electronic device and a polymer-based process to produce a circuit or electronic device containing a stretchable conducting circuit. The stretchable electronic apparatus has a central longitudinal axis and the apparatus is stretchable in a longitudinal direction generally aligned with the central longitudinal axis. The apparatus comprises a stretchable polymer body and at least one circuit line operatively connected to the stretchable polymer body. The circuit line extends in the longitudinal direction and has a longitudinal component that extends in the longitudinal direction and has an offset component that is at an angle to the longitudinal direction. The longitudinal component and the offset component allow the apparatus to stretch in the longitudinal direction while maintaining the integrity of the circuit line. | 1. A stretchable electronic circuit, the circuit having a central longitudinal axis and the circuit being stretchable in a longitudinal direction generally aligned with the central longitudinal axis, comprising: a solid stretchable polymer body made entirely of poly(dimethylsiloxane), said solid stretchable polymer body made entirely of poly(dimethylsiloxane) having a polymer body longitudinal axis that is concurrent with the central longitudinal axis of the circuit,at least one microchannel in said solid stretchable polymer body made entirely of poly(dimethylsiloxane), said at least one microchannel having a microchannel longitudinal axis that is concurrent with the central longitudinal axis of the circuit, wherein said at least one microchannel extends fully along said microchannel longitudinal axis,a multiplicity of microchannel longitudinal components that extend in the longitudinal direction, anda multiplicity of micro channel offset components that are at an angle to the longitudinal direction, andan electrically conductive media contained in said at least one microchannel,wherein said at least one microchannel and said electrically conductive media form an electronic circuit line that extends fully along said microchannel longitudinal axis and is operatively connected to said solid stretchable polymer body made entirely of poly(dimethylsiloxane), said at least one electronic circuit line extending in the longitudinal direction and havinga multiplicity of circuit line longitudinal components that extend in the longitudinal direction, wherein said multiplicity of circuit line longitudinal components include said multiplicity of microchannel longitudinal components and havinga multiplicity of circuit line offset components that extend at an angle to the longitudinal direction, wherein said multiplicity of circuit line offset components include said multiplicity of microchannel offset components,said circuit line longitudinal component and said circuit line offset component allowing the circuit to stretch in the longitudinal direction while maintaining the integrity of said at least one circuit line. 2. The stretchable electronic circuit of claim 1 wherein said circuit line is S-shaped. 3. The stretchable electronic circuit of claim 1 wherein said circuit line is sawtooth shaped. 4. The stretchable electronic circuit of claim 1 wherein said circuit line is sawtooth shaped with the sawtooth having adjacent segments and said adjacent segments are at an angle of 45° to each other. 5. The stretchable electronic circuit of claim 1 wherein said circuit line is sawtooth shaped with the sawtooth having rounded corners. 6. The stretchable electronic circuit of claim 1 wherein said circuit line is in the form of a serpentine channel. 7. The stretchable electronic circuit of claim 1 wherein said solid stretchable polymer body made entirely of poly(dimethylsiloxane) comprises cast poly(dimethylsiloxane). 8. The stretchable electronic circuit of cla... | Lawrence Livermore National Security, LLC | A61N001/375 A61B005/0408
US07322944 | B2 | 2008-01-29 | Guide wire | 2004-04-16 | A guide wire which includes: (a) a core wire formed with a mounting portion at the distal end portion; and (b) a plurality of coil wires being fitted onto the mounting portion substantially in tandem, and having different mechanical properties, the adjacent coil wires being connected with each other at the corresponding ends thereof. One of the corresponding ends of the adjacent coil wires is formed into a tapered portion gradually reducing in outer diameter toward said end. The other one of the corresponding ends is formed into a receiving end portion into which the tapered portion is inserted. | 1. A guide wire comprising: (a) a core wire formed with a mounting portion at a distal end portion and having a distal end;(b) a plurality of coil wires being fitted onto the mounting portion substantially in tandem, and having different mechanical properties, adjacent coil wires being connected with each other at the corresponding ends thereof, said plurality of coil wires including a first coil wire having a distal end extending from the distal end of the core wire in the proximal direction of the guide wire and a second coil wire in tandem with the first coil wire and having a distal end positioned distally of a proximal end of the first coil wire, and(c) a distal end tip formed into a solid semi-spherical shape with its spherical surface being a distal end surface of the core wire and fixed to the respective distal ends of the core wire and said first coil wire,wherein one of the corresponding ends of adjacent coil wires is formed into a tapered portion gradually reducing in outer diameter toward said end,the other one of the corresponding ends is formed into a receiving end portion into which the tapered portion is inserted,the length of the insertion of the tapered portion into the receiving end portion is 2% to 40% of the whole length of the coil wire having the receiving end portion, andthe pitches of the receiving end portion of the coil wire are formed to be larger than those of the remaining portion thereof. 2. A guide wire according to claim 1, wherein the mounting portion of the core wire comprises: (a) a plurality of transitional portions continuously disposed in the axial direction, and reduced gradually in outer diameter toward the distal end; and(b) a distal end portion continuously disposed distally from the most distal transitional portion, and formed into a plate shape,wherein the taper ratio of the most proximal transitional portion is larger than that of other transitional portions. 3. A guide wire according to claim 1, wherein the coil wire positioned on the proximal side out of the adjacent coil wires is formed with a tapered portion. 4. A guide wire according to claim 1, wherein the most distal coil wire is formed of a radiopaque material. | Nipro Corporation | A61B005/00 A61M025/00
US07608046 | B2 | 2009-10-27 | Apparatus for and method of biotic sleep state determining | 2007-10-02 | A biotic sleep state determining apparatus that determines a sleep state of a subject based on a series of pulse interval data that indicate a time interval of one cycle of a pulse wave of the subject, and on body movement data that indicates a body movement of the subject, the apparatus includes a body movement determining unit that determines that the body movement occurs if a fluctuation amount of the body movement data is greater than a first predetermined threshold, a pulse interval data processor that processes the series of pulse interval data after removing pulse interval data measured in parallel with the body movement data from the series of pulse interval data, if the body movement determining unit determines that the body movement occurs, and a sleep state determining unit that determines the sleep state based on autonomic nerve indexes acquired from the series of pulse interval data processed by the pulse interval data processor. | 1. A biotic sleep state determining apparatus that determines a sleep state of a subject based on a series of pulse interval data that indicate a time interval of one cycle of a pulse wave of the subject, and on body movement data that indicates a body movement of the subject, the apparatus comprising: a body movement determining unit configured to determine that the body movement occurs if a fluctuation amount of the body movement data is greater than a first predetermined threshold;a pulse interval data processor that processes the series of pulse interval data, after removing pulse interval data measured in parallel with the body movement data from the series of pulse interval data, if the body movement determining unit determines that the body movement occurs, and thereafter processes the series of pulse interval data other than the removed pulse interval data;a sleep state determining unit configured to determine the sleep state based on autonomic nerve indexes acquired from the series of pulse interval data processed by the pulse interval data processor;an awakening determining unit configured to determine that the body movement occurs during awakening if an occurrence frequency of the body movement determined by the body movement determining unit is equal to or greater than a second predetermined threshold, and to determine that the body movement occurs during sleep if the occurrence frequency of the body movement is smaller than the second predetermined threshold, wherein the pulse interval data processor that processes the series of pulse interval data after removing the pulse interval data measured in parallel with the body movement data, determined as the body movement during sleep from the series of pulse interval data, if the awakening determining unit determines that the body movement occurs during sleep;an abnormality data remover that removes the pulse interval data measured in parallel with the body movement data determined as the body movement by the awakening determining unit from the series of pulse interval data, if the awakening determining unit determines that the body movement occurs, and the pulse interval data processor that processes the series of pulse interval data after the abnormality data remover removes the pulse interval data measured in parallel with the body movement data determined as the body movement from the series of pulse interval data;a pulse interval data interpolating unit configured to interpolate the series of pulse interval data, from which the abnormality data remover removes the pulse interval data measured in parallel with the body movement data determined as the body movement, wherein the pulse interval data processor processes the series of pulse interval data temporally equidistant based on the series of pulse interval data interpolated by the pulse interval data interpolating unit;a body movement measuring unit configured to measure acceleration data in three-axis directions as the body movem... | Kabushiki Kaisha Toshiba | A61B005/00
US09427509 | B2 | 2016-08-30 | Transfer assembly | 2007-07-16 | A transfer assembly comprising an intracorporeal transfer coil of an implant, and an extracorporeal transfer coil of an extracorporeal supply unit. The transfer coil of the implant has permanently associated therewith a transmitting element. The transfer coil of the supply unit has permanently associated therewith at least one receiving element. Further, the supply unit comprises an evaluation module connected with the receiving element and issuing a locating signal depending on an offset and/or a direction of offset of the transmitting element relative to the receiving element. | 1. A transfer assembly comprising: an intracorporeal transfer coil of an implant and an extracorporeal transfer coil of an extracorporeal supply device,wherein said intracorporeal transfer coil is a single locating transmitter;a receiver of said extracorporeal supply device comprising a plurality of receiving elements; andan evaluation module associated with said extracorporeal supply device and connected with said receiver, said evaluation module issuing, depending on an angle of offset between said intracorporeal transfer coil and said plurality of receiving elements, a locating signal indicating the angle of offset, wherein said evaluation module determines said angle of offset based on an induced current and/or induced voltage measured by each of said plurality of receiving elements. 2. The transfer assembly according to claim 1, wherein the plurality of receiving elements comprises magnetic field receiving elements. 3. The transfer assembly according to claim 1, wherein the receiving elements are configured as Hall sensors. 4. The transfer assembly according to claim 1, wherein the receiving elements are configured as coils. 5. The transfer assembly according to claim 1, wherein the locating transmitter is configured as an optical transmitting element, and the receiver comprises optical receiving elements. 6. The transfer assembly according to claim 5, wherein the optical transmitting element is an infrared transmitting element. 7. The transfer assembly according to claim 1, wherein said locating signal indicating the angle of offset is based on a rotatory position of said extracorporeal transfer coil. 8. A transfer assembly comprising: an implant having an intracorporeal transfer coil and an optical transmitting element arranged in a center of said intracorporeal transfer coil;an extracorporeal supply device having an extracorporeal transfer coil, said extracorporeal transfer coil having a plurality of optical receiving elements; andan evaluation module associated with said extracorporeal supply device and connected with said plurality of optical receiving elements, said evaluation module issuing, depending on an angle of offset between said optical transmitter element and said plurality of optical receiving elements, a locating signal indicating the angle of offset. 9. The transfer assembly according to claim 8, wherein the optical transmitter element is an infrared transmitting element. 10. A transfer assembly comprising: an implant having an intracorporeal transfer coil, said intracorporeal transfer coil having an optical transmitter element;an extracorporeal supply device having an extracorporeal transfer coil, said extracorporeal transfer coil having a plurality of optical receiving elements; andan evaluation module associated with said extracorporeal supply device and connected with said plurality of optical receiving elements, said evaluation module issuing, depending on a direction of offset between said optical transmitter... | DEUTSCHES ZENTRUM FUER LUFT-UND RAUMFAHRT E.V. | A61N001/378 A61N001/372 A61M001/12
US20080027357 | A1 | 2008-01-31 | Method for managing labor and childbirth | 2006-07-27 | A method for managing labor and childbirth allows a laboring woman to push prior to full dilation and helps to prevent extreme pain, prolonged labor, and unnecessary cesarean sections and epidural anesthesia. The method involves the initial step of encouraging a laboring woman to wait, without pushing, through first and second stages of labor, culminating in cervical dilation of about five centimeters. It further involves the step of encouraging a laboring woman, during a third stage of labor beginning at a cervical dilation of about five to six centimeters and before a cervical dilation of ten centimeters, of pushing in response to an urge to push. In some embodiments, breathing and positioning techniques are utilized to increase the comfort of the birthing process. | 1. A method for managing labor and childbirth comprising the steps of: allowing a laboring woman to proceed naturally through a first stage of labor, defined as occurring when the laboring woman's cervix has become flattened and dilated to approximately one to three centimeters;allowing the laboring woman to proceed naturally through a second stage of labor, defined as occurring from an onset of contractions of active labor until the laboring woman's cervix has achieved dilation of approximately five centimeters, including encouraging the laboring woman to not push during the second stage;encouraging the laboring woman to push, in response to an urge to push, during a third stage of labor, defined as occurring after the second stage of labor, when there is an abrupt change in an intensity of the laboring woman's contractions and when dilation proceeds rapidly, but before dilation has reached ten centimeters; andencouraging the laboring woman to push, during a fourth stage of labor, after dilation has reached ten centimeters. 2. The method of claim 1, further comprising encouraging the laboring woman, during the first stage of labor, to engage in deep breathing and relaxation techniques. 3. The method of claim 2, further comprising encouraging the laboring woman, during the second stage of labor, to engage in deep breathing and relaxation techniques. 4. The method of claim 1, further comprising encouraging the laboring woman, during the third stage of labor, to engage in a breathing technique having the following steps: the laboring woman takes in a deep breath at the start of a contraction and then blows it out;the laboring woman takes in another deep breath and holds it for at least one second while gently beginning to bear down with her baby for at least one second and then blows the breath out; andthe laboring woman continuing the previous two steps until the contraction subsides. 5. The method of claim 1 wherein the laboring woman is positioned in a semi-sitting position on a floor during the fourth stage of labor. 6. The method of claim 5 wherein the laboring woman is further propped up with pillows at approximately a 45-degree angle. 7. The method of claim 1 wherein the laboring woman is lying down during the fourth stage of labor. 8. The method of claim 5 wherein the laboring woman pulls her knees to her chest. 9. The method of claim 7 wherein the laboring woman pulls her knees to her chest. 10. The method of claim I further comprising a fifth stage of labor, defined as occurring when a placenta of the laboring woman is delivered, prior to an umbilical cord being cut. 11. A method for managing labor and childbirth comprising the steps of: allowing a laboring woman to proceed naturally through a first stage of labor, defined as occurring when the laboring woman's cervix has become flattened and dilated to approximately one to three centimeters;allowing the laboring woman to proceed naturally through a second stage of labor, define... | - | A61B005/103
US20080033270 | A1 | 2008-02-07 | Micro-Analysis System | 2004-08-19 | A micro-analysis system for determining the concentration of a species within a medium is disclosed, said system comprising storage means for the storage of fluids, comprising at least one first fluid reservoir holding reagent fluid and at least one second fluid reservoir holding carrier fluid, sensing means for collecting species from the medium, said sensing means having an inlet and an outlet, analysing means for determining the concentration of the species in the medium, connecting means, comprising first connecting means for fluid connection between the first fluid reservoir and the analysing means, second connecting means for fluid connection between the second fluid reservoir and the inlet of the sensing means and third connecting means for fluid connection between the outlet of the sensing means and the analysing means, said first connecting means comprising at least one first flow restricting means and said second connecting means comprising at least one second flow restricting means, where a third fluid reservoir holding priming fluid and fourth connecting means for connection between said third fluid reservoir and the inlet of the sensing means are provided. Hereby, the necessary priming time of the system can be dramatically reduced. | 1. A micro-analysis system for determining the concentration of a species within a medium, said system comprising storage means for the storage of fluids, comprising at least one first fluid reservoir holding reagent fluid and at least one second fluid reservoir holding carrier fluid, sensing means for collecting species from the medium, said sensing means having an inlet and an outlet, analysing means for determining the concentration of the species in the medium, connecting means, comprising first connecting means for fluid connection between the first fluid reservoir and the analysing means, second connecting means for fluid connection between the second fluid reservoir and the inlet of the sensing means and third connecting means for fluid connection between the outlet of the sensing means and the analysing means, said first connecting means comprising at least one first flow restricting means and said second connecting means comprising at least one second flow restricting means, where a third fluid reservoir holding priming fluid and fourth connecting means for connection between said third fluid reservoir and the inlet of the sensing means are provided. 2. The micro-analysis system according to claim 1, wherein said fourth connecting means comprise at least one third flow restricting means. 3. The micro-analysis system according to claim 2, wherein said third flow restricting means exhibits less flow restriction than said second flow restricting means. 4. The micro-analysis system according to claim 1, wherein the volume of the third fluid reservoir is substantially equal to the total volume of said second and fourth connecting means and of said sensing means. 5. The micro-analysis system according to claim 2, wherein where said fourth connecting means communicate with said second connecting means downstream said second and third flow restricting means. 6. The micro-analysis system according to claim 1, further comprising means for pressurizing said fluid reservoirs. 7. The micro-analysis system according to claim 6, wherein at least parts of the walls of the fluid reservoirs are flexible. 8. The micro-analysis system according to claim 7, wherein the storage means further comprise a storage container with a fluid inlet communicating with said pressurizing means, said storage container delimiting a fluid chamber, within which the fluid reservoirs are arranged. 9. The micro-analysis system according to claim 6, wherein the pressurizing means is a constant pressure source. 10. The micro-analysis system according to claim 6, wherein said storage means, said connecting means, said analysing means and said pressurizing means are arranged within a common housing. 11. The micro-analysis system according to claim 1, wherein said medium is a human body fluid. 12. The micro-analysis system according to claim 1, wherein said sensing means is implanted in the body of a patient. | Danfoss A/S | A61B005/145
US20080045564 | A1 | 2008-02-21 | QUININE PRODUCTS, METHOD OF MANUFACTURE, METHOD OF USE | 2007-01-05 | Disclosed herein is a method of using quinine. The method comprises informing a user that quinine does not induce the activity of a cytochrome p450 isozyme. | 1. A method of optimizing the administration of quinine to treat a patient's condition wherein the patient has uncomplicated Plasmodium falciparum malaria, malaria caused by Plasmodium species, severe or complicated Plasmodium falcivarum malaria, leg cramps, or babesiosis, andwherein a substance that is a substrate of CYP2A6, CYP2B6, CYP2C8, CYP2C9, CYP2C19, CYP2D6, or CYP2E1 is being administered to the patient, the method comprisinginforming the patient or a medical care worker that quinine did not significantly induce activity of human CYP2A6, CYP2B6, CYP2C8, CYP2C9, CYP2C19, CYP2D6, or CYP2E1, wherein a significant induction of activity is at least a two-fold induction, andproviding the patient with quinine to optimize the administration of quinine and the substance that is a substrate of CYP2A6, CYP2B6, CYP2C8, CYP2C9, CYP2C19, CYP2D6, or CYP2E1 being administered to the patient. 2. (canceled) 3. The method of claim 1, wherein the patient is a patient receiving quinine therapy. 4. The method of claim 1, additionally comprising informing the patient or the medical care worker that administration of quinine with a substance that is a substrate of CYP2A6, CYP2B6, CYP2C8, CYP2C9, CYP2C19, CYP2D6, or CYP2E1 is unlikely to result in reduced plasma concentration of the substance. 5. The method of claim 4, wherein the substance is an active agent. 6. The method of claim 1, wherein induction was determined in an in vitro induction study using human hepatocytes 7. The method of claim 1, wherein informing the patient or the medical care worker comprises informing the patient or the medical care worker that quinine did not significantly induce activity of CYP2A6. 8. The method of claim 1, additionally comprising informing the patient or the medical care worker that administration of quinine with a substance that is a substrate of CYP2A6 is unlikely to result in reduced plasma concentration of the substance. 9. The method of claim 1, wherein informing the patient or the medical care worker comprises informing the patient or the medical care worker that quinine did not significantly induce activity of human CYP2B6. 10. The method of claim 1, additionally comprising informing the patient or the medical care worker that administration of quinine with a substance that is a substrate of CYP2B6 is unlikely to result in reduced plasma concentration of the substance. 11. The method of claim 1, wherein informing the patient or the medical care worker comprises informing the patient or the medical care worker that quinine did not significantly induce activity of human CYP2C8. 12. The method of claim 1, additionally comprising informing the patient or the medical care worker that administration of quinine with a substance that is a substrate of CYP2C8 is unlikely to result in reduced plasma concentration of the substance. 13. The method of claim 1, wherein informing the patient or the medical care worker comprises informing the patient or the medical ca... | MUTUAL PHARMACEUTICAL COMPANY, INC. | A61K031/4745 A61B005/00
US20080015449 | A1 | 2008-01-17 | Fiberoptic laser Doppler probe | 2007-04-02 | A laser Doppler flowmetry probe and method for monitoring blood flow in a locus of a tissue medium proximately located at the distal end, the probe having a proximal and distal end and comprising: an optical conductor, having one end located at the distal end, an opposite end located at the proximal end and having a central axis, that guides radiation to said distal end and guides radiation scattered from the tissue medium to the proximal end for providing an indicative of the blood flow in the locus of the tissue medium; and wherein the distal end of the optical conductor is angled with respect to the central axis of the optical conductor so as to provide maximal contact with the tissue. | 1. A laser Doppler flowmetry probe, having a proximal and distal end, for monitoring blood flow in a locus of a tissue medium proximately located at the distal end, said probe comprising: an optical conductor, having one end located at said distal end, an opposite end located at said proximal end and having a central axis, that guides radiation to said distal end and guides radiation scattered from said tissue medium to said proximal end for providing an indicative of the blood flow in the locus of the tissue medium; and wherein said distal end of said optical conductor is angled with respect to said central axis of said optical conductor so as to provide maximal contact with said tissue. 2. The probe of claim 1 wherein said tissue is nerve tissue. 3. The probe of claim 2 wherein said nerve tissue is the cochlear or facial nerve. 4. The probe of claim 1 wherein said distal end is angled between about 30° and about 60°. 5. The probe of claim 1 wherein said distal end is angled about 30°. 6. The probe of claim 1, wherein said optical conductor is housed in a sheath that will accommodate said angled distal end. 7. The probe of claim 1, wherein said sheath comprises an elongated housing member having proximal and distal ends and at least one elongated passage with proximal and distal openings, said optical conductor extending within said elongated passage. 8. The probe of claim 7 wherein said optical conductor extends through said proximal opening to provide a proximal section of said optical conductor outside of said elongated housing member. 9. The probe of claim 8, said proximal end of said optical conductor being configured for coupling to an optical radiation source. 10. The probe of claim 7 wherein said optical conductor extends through said distal opening to provide a distal section of said optical conductor outside of said elongated housing member. 11. A method monitoring blood flow by laser Doppler flowmetry in a locus of a tissue medium, comprising the steps of: inserting the probe of claim 1 into a subject such that maximum contact is made by said angled distal end thereof with said tissue; illuminating said tissue by generating an optical signal which is guided by said laser Doppler flowmetry probe to be incident on said tissue; receiving a backscattered optical signal from said tissue and guided by said laser Doppler flowmetry probe; and processing said backscattered optical signal to provide a signal indicative of blood flow within said tissue. 12. A system for assessing patient status, comprising: monitoring means for receiving said signal indicative of blood flow produced by the method of claim 10 and processing means adapted to acquire from said monitoring means, and for processing, said signal to assess patient status. 13. The system for assessing patient status of claim 11, further comprising: a laser Doppler flowmetry probe, having a proximal and distal end, for monitoring blood flow in a locus of a tis... | - | A61B005/0265 A61B018/22
US20080014149 | A1 | 2008-01-17 | Methods and Compositions for Imaging and Biomedical Applications | 2005-04-13 | The present invention is directed to detectable compositions and methods for making and using such compositions. Detectable compositions comprise detectable constructs comprising a detectable agent. Due to the actions of a specific bioactivity in vivo or in vitro, the detectable construct is altered in some manner so that the detectable agent is detected. The present invention provides diagnostic imaging agents such as for MRI and optical imaging, which are used for sensitive detection of a specific bioactivity within a tissue. The present invention comprises methods and compositions for biocleavable or biodegradable compositions for carrying and releasing active agents for therapeutic or other medical uses. The methods and compositions of the present invention further comprise micelle compositions. The active agents of the present invention may comprise drugs, vaccines, and imaging agents. | 1. A detectable construct, comprising, at least one detectable agent covalently bonded to at least one of a linking region or a reaction region, wherein the linking region is a polymer and the reaction region is altered by bioactivity. 2. The detectable construct of claim 1, wherein the detectable agent comprises an organic molecule, metal ion, salt or chelate, cluster, particle, inorganic dye, luminescent meal complex, or radiolabeled peptide, protein or polymer. 3. The detectable construct of claim 2, wherein the detectable agent comprises a chelator molecule and a metal ion. 4. The detectable construct of claim 3, wherein the chelator molecule is DTPA, DOTA, DTPA, HP-DO3A, DTPA-BMA, enterobactin, MECAMS, EDTA or chemically modified forms of DTPA, DOTA, DTPA, DTPA-BMA, enterobactin, MECAMS, EDTA or HP-DO3A. 5. The detectable construct of claim 2, wherein the metal ion is a paramagnetic ion. 6. The detectable construct of claim 4, wherein the paramagnetic ion is Gd(III), Fe(III), Mn(II), Mn(III), Cr(III), Cu(II), Dy(III), Y(III), Tb(III), Ho(III), Er(III) or Eu(III). 7. (canceled) 8. (canceled) 9. The detectable construct of claim 1, wherein the detectable construct comprises two detectable agents, and the detectable agents are the same detectable agents. 10. The detectable construct of claim 1, wherein the detectable construct comprises two detectable agents, and the detectable agents are different detectable agents. 11. (canceled) 12. (canceled) 13. (canceled) 14. (canceled) 15. (canceled) 16. (canceled) 17. The detectable construct of claim 1, wherein the polymer is PEG. 18. The detectable construct of claim 1, wherein the polymer is poly(methacrylic acid). 19. (canceled) 20. The detectable construct of claim 1, wherein the reaction region is an enzyme substrate, a chemically reactive combination of elements, one of a pair of binding partners, a nucleic acid polymer, or a photocleaveable moiety. 21. (canceled) 22. (canceled) 23. (canceled) 24. The detectable construct of claim 1, wherein the detectable construct comprises a detectable agent covalently bonded to a linking region and the linking region is covalently bonded to a reaction region. 25. The detectable construct of claim 1, wherein the detectable construct comprises a first detectable agent covalently bonded to a linking region and the linking region is covalently bonded to a reaction region and the reaction region is covalently bonded to a second detectable agent. 26. The detectable construct of claim 24, wherein the first or second detectable agent comprises a chelator molecule and a paramagnetic metal ion. 27. (canceled) 28. The detectable construct of claim 26, wherein the detectable agent comprises the metal ion Gd(III) and the chelator molecule is DTPA. 29. The detectable construct of claim 26, wherein the detectable agent comprises the metal ion Dy(III) and the chelator molecule is DTPA. 30. The detectable construct of ... | - | A61B005/055
US20080051670 | A1 | 2008-02-28 | PATCH SENSOR SYSTEM FOR MEASURING VITAL SIGNS | 2007-10-31 | The invention provides a system for measuring vital signs from a patient that includes: 1) a first adhesive patch featuring a first electrode that measures a first electrical signal from the patient; 2) a second adhesive patch featuring a second electrode that measures a second electrical signal from the patient; 3) a third adhesive patch, in electrical communication with the first and second adhesive patches, featuring an optical system that measures an optical waveform from the patient; and 4) a controller that receives and processes the first and second electrical signals and the optical waveform to determine the patient's vital signs. | 1. A body-worn system for measuring blood pressure from a patient, comprising: at least two adhesive electrodes, each comprising an electrode component configured to measure a unique electric signal from the patient, and an adhesive component configured to adhere to the patient, a sensor unit comprising a substrate that supports an optical sensor, a first connector, a second connector, and a routing circuit, the first connector configured to connect through a first cable to the two adhesive electrodes to receive their electrical signals and transfer them and a signal from the optical sensor to the second connector, a body-worn controller comprising a processor and a short-range wireless radio, the body-worn controller configured to connect through a second cable to the second connector on the sensor unit to receive optical and electrical signals, the processor configured to process the optical and electrical signals to generate a blood pressure value, and the short-range wireless radio configured to transmit the blood pressure value to an external receiver. 2. The system of claim 1, further comprising processing the optical and electrical signals to determine a time delay. 3. The system of claim 2, further comprising processing the time delay to determine the blood pressure value. 4. The system of claim 1, wherein the processing further comprises an algorithm that processes the first and second electrical signals to generate an ECG waveform. 5. The system of claim 4, further comprising processing the ECG waveform to determine a heart rate of the patient. 6. The system of claim 1, further comprising transmitting the blood pressure value from the body-worn controller to a computer. 7. The system of claim 6, further comprising transmitting the blood pressure value of to an Internet-accessible website. 8. The system of claim 1, further comprising transmitting the blood pressure value from the body-worn controller to a conventional cellular telephone or wireless personal digital assistant. 9. The system of claim 1, further comprising a third adhesive electrode. 10. A method for monitoring vital signs from a patient, the method comprising: attaching a body-worn sensor to a patient, the body-worn sensor comprising at least one single substrate that includes; an optical system comprising a light-emitting diode that emits an optical wavelength, and a photodetector that detects reflected radiation from the light-emitting diodes to generate at least one radiation-induced photocurrent, an electrode that generates an electrical signal from the patient, and attaching a calibration source to a patient, the calibration source comprising: a blood pressure cuff to measure an initial blood pressure value; and processing the radiation-induced photocurrent to generate an optical waveform; processing the electrical signal to generate an electrical waveform; processing the optical waveform, electrical waveform, and the initial blood pressure value... | TRIAGE WIRELESS, INC. | A61B005/021
US20080068182 | A1 | 2008-03-20 | SENSOR FOR MEASURING RELATIVE CONDUCTIVITY CHANGES IN BIOLOGICAL TISSUE | 2006-09-13 | A sensor for detecting changes in electrical conductivity in a patient is disclosed. The sensor includes a transmit antenna that has an interior area bounded by a periphery. Importantly, the periphery includes an outer ring portion and an inner ring portion therein that partially surrounds an open area. Further, the sensor includes a receive antenna that has a substantially circular circumference that bounds an interior area. In order to balance the antennas, approximately half of the interior area of the receive antenna is superposed on the interior area of the second antenna. In operation, the antennas are positioned at a selected distance from one another near a patient. Then a signal is sent from the transmit antenna to the receive antenna. The signal is affected by the conductivity of the patient. As a result, the received signal may be monitored to detect electrical conductivity changes in the patient. | 1. A sensor for detecting an onset of respiratory distress in a subject which comprises: a first antenna for transmitting a signal, said first antenna having a periphery that bounds a first interior area, with said periphery including an outer ring portion and an inner ring portion with the inner ring portion substantially surrounding an open area, with said first antenna being positioned at a selected position relative to the subject;a second antenna for receiving the transmitted signal, said second antenna having a substantially circular circumference bounding a second interior area, wherein approximately half of the second interior area is superposed on the first interior area and approximately half of the second interior area is superposed on the open area; anda means for monitoring the received signal to detect the onset of respiratory distress in the subject. 2. A sensor as recited in claim 1 wherein the onset of respiratory distress in the subject is detected by monitoring changes in electrical conductivity in the subject. 3. A sensor as recited in claim 1 wherein said first antenna consists of a flat wire forming three turns and wherein said second antenna consists of a flat wire forming six turns. 4. A sensor as recited in claim 3 wherein the first antenna and the second antenna are printed circuit board antennas. 5. A sensor as recited in claim 3 wherein each wire has a width, and wherein each turn is distanced from an adjacent turn by a distance equal to half of the width. 6. A sensor as recited in claim 1 further comprising a means for dynamically balancing the sensor to compensate for changes in the environment. 7. A sensor as recited in claim 1 wherein the signal is a continuous wave sinusoidal signal with a frequency of approximately 5 MHz. 8. A sensor as recited in claim 1 wherein a secondary signal is added to the received signal and wherein the sensor further comprises a proportional integral derivative controller to continuously adjust the secondary signal to eliminate drift in the sensor. 9. A sensor for detecting changes in overall electrical conductivity in an environment which comprises: a first antenna for transmitting a signal, said first antenna having a substantially crescent shaped periphery, with said first antenna defining a first plane and being selectively positioned relative to the environment;a second antenna for receiving the transmitted signal, said second antenna having a substantially circular circumference bounding an interior area, with said second antenna being substantially parallel to said first plane, and wherein the periphery of the first antenna divides the interior area of the second antenna into substantially equal portions when the periphery of the first antenna is extended perpendicular from the first plane through the circumference of the second antenna; anda means for monitoring the received signal to detect changes in overall electrical conductivity in the environment. 10. A sensor as ... | - | G08B023/00 A61B005/00 G08B001/08
US20080071177 | A1 | 2008-03-20 | Bioinformation Sensor | 2005-04-28 | In a bio-information detecting apparatus, whether detection of heartbeats by a steering wheel sensor is possible is judged. When it is judged that the detection by the steering wheel sensor is impossible, whether detection of heartbeats by an installed-in-seat sensor is possible is judged. In this judgment, a judgment based on an output from an acceleration sensor and a judgment based on a heart-rate fluctuation range obtained from an output from the steering wheel sensor are executed. | 1-16. (canceled) 17. A bio-information detecting apparatus that is installed in a moving object operated by an operator, and that detects bio-information on a mental and physical state of the operator, the bio-information detecting apparatus comprising: a first sensor that includes at least a pair of electrodes and that detects a first heartbeat based on potential difference between potential values measured at portions of a body of the operator that directly contact the electrodes; and a second sensor that detects a second heartbeat by detecting vibration of a surface of the body, the vibration associated with a heartbeat, wherein the bio-information detecting apparatus judges, when the first sensor is impossible to detect the first heartbeat, whether the second heartbeat is reliable. 18. The bio-information detecting apparatus according to claim 17, wherein the second heartbeat is used as the bio-information only when the bio-information detecting apparatus judges that the second heartbeat is reliable. 19. The bio-information detecting apparatus according to claim 17, wherein the bio-information detecting apparatus judges whether the second heartbeat is reliable, based on a normal fluctuation range of heartbeat that is determined based on first heartbeats that have been detected by the first sensor when the mental and physical state is normal. 20. The bio-information detecting apparatus according to claim 19, wherein a reference fluctuation range is set based on the normal fluctuation range, and the bio-information detecting apparatus judges, when the second heartbeat is within the reference fluctuation range, that the second heartbeat is reliable. 21. The bio-information detecting apparatus according to claim 17, wherein the first sensor detects the first heartbeat and the second sensor detects the second heartbeat at the same time to calculate first correlation between a first output waveform of the first heartbeat and a second output waveform of the second heartbeat, and the bio-information detecting apparatus creates a template waveform based on the first correlation to calculate second correlation between the second output waveform and the template waveform, and judges whether the second heartbeat is reliable based on the second correlation. 22. The bio-information detecting apparatus according to claim 21, wherein the second heartbeat is used as the bio-information only when the bio-information detecting apparatus judges that the second heartbeat is reliable. 23. The bio-information detecting apparatus according to claim 21, wherein the bio-information detecting apparatus judges, when a correlation value of the second correlation is equal to or larger than a threshold, that the second heartbeat is reliable. 24. The bio-information detecting apparatus according to claims 17, further comprising a third sensor that detects behavior information on behavior of the moving object, wherein the bio-information detecting apparatu... | PIONEER CORPORATION | A61B005/02
US20080009768 | A1 | 2008-01-10 | Devices and Methods for Accessing and Analyzing Physiological Fluid | 2007-09-20 | Systems, devices and methods for determining the concentration of physiological fluid analytes are provided. The subject systems have a plurality of biosensor devices present on a disposable cartridge. Each biosensor device includes a biosensor and a skin penetration means. In practicing the subject methods, a movement means of the device is used to move each biosensor device in a first direction that provides for penetration of the skin-piercing means into a skin layer followed by movement of the biosensor in a second direction that provides for removal of the skin-piercing means from the skin layer, where this movement profile provides for physiological fluid access and analyte concentration determination by the analyte sensor means. The subject systems, devices and methods for using the same find use in determining the concentration of a variety of different physiological fluid analytes, and are particularly suited for use in detection of physiological fluid glucose concentration. | 1. A system comprising: a housing including a plurality of devices, each device comprising: (i) a skin-piercing member configured to access physiological fluid beneath a skin surface; (ii) a biosensor configured to measure a characteristic of the accessed physiological fluid, the skin-piercing member being integrated with the biosensor via a physiological fluid transfer pathway; and the housing having a ramped surface and an advancing member configured to move each device so that the skin-piercing member cooperates with the ramped surface to deflect the skin-piercing member and penetrate the skin surface at an oblique angle relative to the skin surface. 2. The system according to claim 1, wherein each device comprises a planar configuration wherein the skin-piercing member extends therefrom. 3. The system according to claim 2, wherein the skin-piercing member extends substantially within a same plane as the planar configuration. 4. The system according to claim 3, wherein each device defines a biosensor having a test strip configuration and the skin-piercing member extends from the biosensor. 5. The system according to claim 2, wherein the skin-piercing member extends in a direction substantially transverse to the device. 6. The system according to claim 5, wherein each device defines a frame having a biosensor portion and a skin-piercing portion spaced apart from each other. 7. The system according to claim 1 wherein each device comprises an angled configuration having a distal end defining the skin-piercing member and a proximal end defining the biosensor. 8-9. (canceled) 10. A system comprising: a housing, the housing having a skin-facing portion; an aperture within the skin-facing portion; a cartridge receivable within the housing, the cartridge comprising a plurality of devices, each device comprising: (i) a skin-piercing member configured to access physiological fluid beneath a skin surface; (ii) a biosensor configured to measure a characteristic of the accessed physiological fluid, the skin-piercing member being integrated with the biosensor via a physiological fluid transfer pathway; the housing further comprising a ramped surface; an advancing member configured to move each device so that the skin-piercing member cooperates with the ramped surface to deflect the skin-piercing member towards the aperture and pierce the skin surface; and a meter disposed within the housing, the meter configured to measure a characteristic of the physiological fluid by applying a signal to the biosensor and receiving a resulting signal from the biosensor. 11-15. (canceled) 16. The system according to claim 10, wherein the advancing member is configured to move each device relative to the aperture in a forward and a reverse direction. 17. The system according to claim 10, wherein the advancing member is configured to rotate the cartridge. 18. The system according to claim 10, wherein a motor is configured to move the advancing mem... | LifeScan, Inc. | A61B005/157
US20080038194 | A1 | 2008-02-14 | System and Method for Expression Proteomics Based on Isotope Ratio Modification | 2005-01-13 | The present invention relates to modification of isotope ratios in peptides and polypeptides as an alternative to full isotopic exchange for coding in proteomics. Subtle modification of isotope ratio does not compromise protein identification experiments and can thus provide elemental composition data for accurate isotope ratio decoding. Application of subtle modification of isotope ratio proteomics (SMIRP) offers a convenient approach to in vivo isotope coding. | 1. A method for performing expression proteomic analysis, comprising: inducing a subtle isotope modification in an organism or sample;analyzing said subtle isotope modification with an analytic tool. 2. The method of claim 1 wherein said analytic tool is used to monitor turnover of peptides, polypeptides or both. 3. The method of claim 1 wherein said analytic tool is configured to calculate an isotope ratio for specific peptides or polypeptides by measuring isotope distributions. 4. The method of claim 1 wherein said organism is a mammal. 5. The method of claim 1 wherein said organism is a human. 6. The method of claim 1 wherein said subtle isotope modification includes swapping of 13C for 12C, 18O for 16O, 15N for 14N, deuterium for hydrogen, or combinations thereof. 7. The method of claim 1 wherein said subtle isotope ratio modification results in a modification of a 13C:12C isotope ratio of from about 100:1 to about 200:1. 8. The method of claim 1 wherein said subtle isotope modification is induced by a method selected from the group consisting of isotope-coded affinity tag (ICAT), stable isotope labeling with amino acids in cell culture (SILAC), enzymatic exchange, growth in stable isotopes, diet, injection and combinations thereof. 9. The method of claim 1 wherein said subtle isotope modification is analyzed by a method selected from the group consisting of matrix-assisted laser desorption ionization time-of-flight (MALDI-TOF) mass spectrometry, micro-liquid chromatography with tandem mass spectrometry (LC-MSMS), high resolution mass spectrometry, tandem mass spectrometry (MSMS), Fournier transform mass spectrometry (FTMS), averagine, isotope ratio mass spectrometry (IRMS) and combinations thereof. 10. A system for analyzing isotope distribution, comprising: an organism in which a subtle isotope modification has been induced; andan analytic tool to analyze said subtle isotope modification. 11. The system of claim 10 wherein said analytic tool is configured to analyze turnover of peptides, polypeptides or both. 12. The system of claim 10 wherein said analytic tool is configured to calculate an isotope ratio for specific peptides or polypeptides by measuring isotope distributions. 13. The system of claim 10 wherein said organism is a mammal. 14. The system of claim 10 wherein said organism is a human. 15. The system of claim 10 wherein said subtle isotope modification includes swapping of 13C for 12C, 18O for 16O, 15N for 14N, deuterium for hydrogen, or combinations thereof. 16. The system of claim 10 wherein said subtle isotope ratio modification results in a modification of a 13C:12C isotope ratio of from about 100:1 to about 200:1. 17. The system of claim 10 wherein said subtle isotope modification is induced by a method selected from the group consisting of isotope-coded affinity tag (ICAT), stable isotope labeling with amino acids in cell culture (SILAC), enzymatic exchange, growth in stable isotopes, diet, injection and c... | CEDARS-SINAI MEDICAL CENTER | A61B005/055 A61K051/00 A61P043/00 C07C331/16
US20080045854 | A1 | 2008-02-21 | HUMAN BODY IMPEDANCE MEASUREMENT DEVICE AND ITS APPLICATION | 2007-07-05 | A device for measuring human body impedance, comprising a pair of input electrodes and a pair of output electrodes, a constant-current source, a voltage measurement unit and an operation processing unit The voltage measurement unit measures the voltage generate by the current from the constant-current source passing through the human body, and the operation processing unit calculates the human body impedance according to correction parameters. When in use, the comparison with the measurement of the standard resistor and the switching of electronic analog switches is omitted, which greatly reduces the period of measurement lowers the cost of the product simplifies the circuit strengthens the anti-interference capability of the circuit, and cuts down the power consumption of the circuit A human body fat meter using the device for measuring the human body impedance is also disclosed, which quickly and precisely converts the impedance into fat content of the human body. | 1. A device for measuring a human body impedance, comprising: a pair of input electrodes in contact with the human body and introducing an alternating excitation current into the human body,a pair of output electrodes in contact with the human body and detecting a voltage drop generated in the human body by the alternating excitation current;a constant-current source for supplying the human body with the alternating excitation current via the input electrodes;a voltage measurement unit for measuring the voltage drop generated in the human body by the excitation current; andan operation processing unit that stores correction parameters and conducts operation on the correction parameters and the voltage measured by the voltage measurement unit so as to calculate the human body impedance;wherein the calculation of the human body impedance is carried out as follows: the voltage measurement unit measures the voltage generated by the current from the constant-current source passing through the human body, and the operation processing unit calculates the human body impedance based on the voltage and the correction parameters. 2. The device according to claim 1, wherein the correction parameters comprise at least an output current of the constant current source and a zero-point voltage. 3. The device according to claim 2, wherein the correction parameters further comprise temperature compensation coefficients of the voltage and the current; the operation processing unit performing temperature compensation for the calculated human body impedance according to an environmental 4. The device according to claim 2, wherein the correction parameters further comprise a drive capacity compensation coefficient of the constant-current source, for compensating for an error resulting from a variation of the output current from the constant current source due to a variation in a load resistance. 5. The device according to claim 3, wherein the correction parameters further comprise the drive capacity compensation coefficient of the constant-current source, for compensating for an error resulting from a variation in the output current from the constant-current source due to a variation in load resistance. 6. The device according to claim 1, wherein the operation processing unit judges whether or not the contact between the human body and the input and output electrodes is perfect according to a voltage range measured on the input electrodes, and gives a corresponding indication 7. The device according to claim 1, wherein the voltage measure unit comprises a differential amplifier, a rectifier and an A/D converter, the output electrodes are respectively connected with the non-inverting and inverting inputs of the differential amplifier, an alternating voltage signal with a certain level is obtained at the output of the differential amplifier, the alternating voltage signal being inputted into the rectifier so as to obtain a DC voltage signal with a corresponding le... | - | A61B005/053
US20080076977 | A1 | 2008-03-27 | Patient monitoring device snapshot feature system and method | 2006-09-26 | Embodiments of the present invention relate to a monitoring system. The monitoring system may comprise a monitor configured to receive input relating to patient physiological parameters, a screen configured to display data corresponding to the patient physiological parameters, and a snapshot display feature configured to display a snapshot view on the screen, wherein the snapshot view includes fixed or stabilized graphical features that correspond to measurements of the patient physiological parameters. | 1. A monitoring system, comprising: a monitor configured to receive input relating to patient physiological parameters;a screen configured to display data corresponding to the patient physiological parameters; anda snapshot display feature configured to display a snapshot view on the screen, wherein the snapshot view includes fixed or stabilized graphical features that correspond to measurements of the patient physiological parameters. 2. The system of claim 1, comprising a normal operation display feature configured to provide a real-time view of measured values of the patient physiological parameters. 3. The system of claim 2, wherein the snapshot view includes fixed graphical representations of the most recent measured values provided in the real-time view. 4. The system of claim 2, wherein the snapshot view includes fixed graphical representations of measured values provided in the real-time view for a time selected by a user. 5. The system of claim 2, wherein the snapshot view includes stabilized graphical representations of the measured values provided in the real-time view. 6. The system of claim 1, wherein the snapshot view includes an icon indicative of activation of the snapshot display feature. 7. The system of claim 1, wherein the snapshot view includes a graphical representation of an average of measured values of the patient physiological parameters. 8. The system of claim 7, wherein the measured values were measured within a time period selected by a user. 9. The system of claim 1, comprising a symbol indicative of a nature of the graphical features. 10. The system of claim 9, wherein the symbol indicates that the measurements of the patient physiological parameters include an average value of the measurements. 11. The system of claim 1, wherein the snapshot view includes a snapshot window. 12. The system of claim 1, wherein the snapshot view includes graphical features representative of scaling values, labels, instructions, or a combination of scaling values, labels, and instructions. 13. The system of claim 1, wherein the fixed or stabilized graphical features include representations of numerical data. 14. The system of claim 13, wherein the fixed or stabilized graphical features include Arabic numerals. 15. A method, comprising: receiving input relating to patient physiological parameters;displaying visual data corresponding to the patient physiological parameters in a normal view; anddisplaying a snapshot view including fixed or stabilized graphical features that correspond to measurements of the patient physiological parameters when a snapshot display feature is activated. 16. The method of claim 15, comprising displaying real-time measured values of the patient physiological parameters in the normal view. 17. The method of claim 16, wherein the snapshot view includes fixed graphical representations of the most recent real-time, measured values. 18. The method of claim 16, wherein the snapshot view includes fi... | Nellcor Puritan Bennett Inc. | A61B005/00
US20080071160 | A1 | 2008-03-20 | Displaying A Tracheobronchial Tree | 2005-06-15 | The invention relates to automatically segmenting and displaying the tracheobronchial tree (400) and displaying clinical values (404) related to the segmented tracheobronchial tree (400). | 1. Method of displaying a tracheobronchial tree comprising automatically segmenting the tracheobronchial tree from a three-dimensional image set of a body; automatically determining a quantitative measurement based upon the tracheobronchial tree;displaying the quantitative measurement in addition to the displayed tracheobronchial tree. 2. Method according to claim 1, comprising: extracting centerlines of trachea, bronchi, and/or smaller airways based upon the tracheobronchial tree;determining branching points of the tracheobronchial tree based upon the extracted centerlines. 3. Method according to claim 2, comprising determining for at least one centerline point at least one of a bronchial lumen,a lumen diameter,an inner radius from the centerline point to an inner bronchial wall,an inner diameter based upon the inner radius,an outer radius from the centerline point to an outer bronchial wall,an outer diameter based upon the outer radius,an artery radius of an accompanying artery,an artery diameter based upon the artery radius,wherein the centerline point comprises a point on a centerline of the extracted centerlines. 4. Method according to claim 3, comprising determining for the at least one centerline point at least one of a first difference between the outer radius and the inner radius as a function of the lumen diameter,a second difference between the inner bronchial diameter and the artery diameter as a function of the lumen diameter 5. Method according to claim 1, comprising displaying an indicator indicating a position in the tracheobronchial tree corresponding to the quantitative measurement 6. Method according to claim 5, wherein the indicator indicates an anomaly within the tracheobronchial tree. 7. Method according to claim 1, wherein an image acquisition device designed to reconstruct a volumetric image set acquires the three-dimensional image set. 8. Method according to claim 1, wherein the trachcobronical tree is displayed partially. 9. Method according to claim 1, wherein a user can manipulate the automatic segmentation and/or the displayed tracheobronchial tree. 10. System for displaying a tracheobronchial tree comprising segmentation means for automatically segmenting the tracheobronchial tree from a three-dimensional image set of a body. 11. System according to claim 10, comprising; determining means D for automatically determining a quantitative measurement based upon the tracheobronchial tree;displaying means for displaying the quantitative measurement. 12. System according to claim 10, comprising; extracting means for extracting centerlines of trachea, bronchi, and/or smaller airways based upon the tracheobronchial tree; andthe determining means further is arranged to determine branching points of the tracheobronchial tree based upon the extracted centerlines. 13. System according to claim 12, wherein the determining means further is arranged to determine for at least one centerline point at least one of a bronchi... | KONINKLIJKE PHILIPS ELECTRONICS N.V. | A61B005/04
US20080009893 | A1 | 2008-01-10 | Lancing Device with Releasable Threaded Enclosure | 2005-12-20 | A lancing device having a body and an endcap, the body and the endcap being connected to one another by a threaded coupling. One or the other of the body and the endcap has a threaded collar with at least one slot formed therein to permit the collar to flex upon application of excess force, so that the threaded coupling momentarily releases, skips a thread, and then re-engages, to relieve the strain of over-tightening and thereby prevent damage to the threads. | 1. In a lancing device of the type having a body and an endcap, the improvement comprising a threaded collar for connection of the endcap to the body, wherein the threaded collar has at least one slot therethrough. 2. The improvement to a lancing device according to claim 1, wherein the threaded collar comprises a plurality of slots therethrough, said plurality of slots dividing said threaded collar into segments. 3. The improvement to a lancing device according to claim 2, wherein at least one thread element is formed on said collar, and wherein portions of said at least one thread element are generally aligned along adjacent segments of the collar. 4. The improvement to a lancing device according to claim 3, wherein the at least one thread element comprises a non-square thread face geometry. 5. The improvement to a lancing device according to claim 2, wherein each of said segments flexes to momentarily release connection of the endcap and the body upon application of excess force, without causing thread damage. 6. The improvement to a lancing device according to claim 1, wherein the threaded collar extends from a proximal end of the endcap. 7. The improvement to a lancing device according to claim 6, wherein the threaded collar comprises an external threaded surface for engagement with a cooperating internal threaded surface of the body of the lancing device. 8. The improvement to a lancing device according to claim 7, wherein the external threaded surface has at least one male thread thereon, for engagement with a female thread formed in the internal threaded surface of the body of the lancing device. 9. A lancing device comprising a body and an endcap, at least one of the body and the endcap comprising a collar for connection of the endcap to the body, wherein the collar has at least one slot formed therein to permit flexure of at least a portion of the collar upon application of excess force. 10. The lancing device of claim 9, wherein the collar is threaded. 11. The lancing device of claim 10, wherein the threaded collar extends from a proximal end of the endcap. 12. The lancing device of claim 11, wherein the threaded collar comprises an external threaded surface for engagement with a cooperating internal threaded surface of the body of the lancing device. 13. The lancing device of claim 12, wherein the external threaded surface of the lancing device has at least one male thread thereon, for engagement with a female thread formed in the internal threaded surface of the body of the lancing device. 14. The lancing device of claim 10, wherein at least one thread element formed on the threaded collar comprises a non-square thread face geometry. 15. The lancing device of claim 9, wherein the collar comprises a plurality of slots therethrough, said plurality of slots dividing said collar into segments. 16. The lancing device of claim 15, wherein at least one thread element extends in general alignment along adjacent ... | FACET TECHNOLOGIES, LLC | A61B005/151
US07346998 | B2 | 2008-03-25 | Foot measuring method | 2006-02-15 | There is provided a foot measuring system that includes a support surface for a foot, a plurality of movable measurement structures, an inflatable diaphragm for contacting the first end of each structure and forcing a movement of each structure from an initial position toward a measurement position, a measurement device for measuring the measurement position relative to the initial position of each structure, after the movement of each structure, to determine a shape of the foot. Each structure of the plurality of movable structures has a first end and a second end. The present invention also includes a method for measuring the contours of a foot. | 1. A foot measuring system comprising: a support surface for a foot; a plurality of movable measurement structures, wherein each structure of said plurality of movable structures has a first end and a second end; an inflatable diaphragm for contacting said first end of each said structure and forcing a movement of each said structure from an initial position toward a measurement position; a protective diaphragm located at or near said surface that prevents contamination of said system when said foot is placed on said surface, yet does not restrict said movement of said plurality of structures beyond said surface; and a measurement device for measuring said measurement position relative to said initial position of each said structure, after said movement of each said structure, to determine a shape of said foot. 2. The system of claim 1, wherein said movable structures are elongated pins oriented in a direction perpendicular to a plane of said support surface. 3. The foot measuring system of claim 1, wherein said support surface includes a plurality of holes through which said second end of each of said structures can be advanced toward said foot. 4. The system of claim 1, wherein said movement of each said structure is restricted by contact between said second end and said foot. 5. The system of claim 1, wherein said measurement device includes a plurality of sensors that sense a selected area of each said structure to determine a relative change between said measurement position and said initial position of each said structure after said diaphragm is inflated. 6. The system of claim 5, wherein said plurality of sensors are positioned in an array on a circuit board, and wherein said selected area is a metalized area detectable by a respective sensor of said plurality of sensors. 7. The system of claim 5, wherein said measurement device performs said measurement once or multiple times to determine said shape of said foot. 8. The system of claim 5, further comprising a processor operatively connected to said plurality of sensors, wherein said processor: determines said initial position of each said structure prior to inflating said diaphragm; compares said initial position of each said structure with said measurement position of each said structure after said diaphragm is inflated and each said structure stops moving do to restrictions caused by said inflated diaphragm and by said foot; and constructs a digital impression based on said change of position of each said structure. 9. The system of claim 1, further comprising: a bottom surface in a substantially airtight connection with at least a portion of said diaphragm to form an airtight cavity bounded by said bottom surface and said diaphragm; and an air controller to introduce air into said cavity, wherein introducing air into said cavity applies a force to each said structure by said diaphragm to force said movement of each said structure toward said foot. 10. The system of claim 1, wh... | Amfit, Inc. | G01B007/28 A61B005/103
US07334472 | B2 | 2008-02-26 | Apparatus and method for measuring quantity of physical exercise using acceleration sensor | 2005-07-25 | Disclosed are a method for measuring quantity of exercise and an apparatus comprising an acceleration sensor for generating acceleration information by measuring the quantity of exercise according to user movement, sensor control unit for supplying power to the acceleration sensor and sampling the acceleration information generated from the acceleration sensor, a dynamic energy measurement unit for converting the sampled acceleration information into dynamic energy, comparing a local maximum value with a predetermined threshold value if an ascending gradient of the dynamic energy has the local maximum value exceeding a predetermined value and determining a user step if the local maximum value exceeds the predetermined threshold value, a calorie consumption measurement unit for calculating calorie consumption by analyzing an energy level of dynamic energy determined as a user step, a memory for storing information, and a display section for displaying information related to the number of steps and calorie consumption. | 1. An apparatus for measuring a quantity of exercise performed by a user, the apparatus comprising: an acceleration sensor for generating acceleration information by measuring the quantity of exercise according to a movement of the user as the acceleration sensor is powered on;a sensor control unit for supplying power to the acceleration sensor at a first predetermined time section during a second predetermined time with a first time interval and sampling the acceleration information generated from the acceleration sensor at a second predetermined time section of the second predetermined time;a dynamic energy measurement unit for converting the sampled acceleration information into dynamic energy and determining a step of the user by analyzing the dynamic energy; anda display section for displaying information related to a number of steps. 2. The apparatus as claimed in claim 1, wherein the sensor control unit samples the acceleration information of the acceleration sensor when the acceleration sensor stably outputs the acceleration information after the acceleration sensor is driven, and then shuts off power being supplied to the acceleration sensor. 3. The apparatus as claimed in claim 1, wherein the acceleration sensor is a three-axis acceleration sensor capable of generating three-axis acceleration information for detecting a movement in X, Y and Z-axis directions and the dynamic energy measurement unit combines three-axis acceleration information of the acceleration sensor in order to extract an energy component of a predetermined frequency band from the acceleration information. 4. An apparatus for measuring a quantity of exercise performed by a user, the apparatus comprising: an acceleration sensor for generating acceleration information by measuring the quantity of exercise according to a movement of the user;a sensor control unit for sampling the acceleration information generated from the acceleration sensor at a predetermined time interval;a dynamic energy measurement unit for converting the sampled acceleration information into dynamic energy, comparing a local maximum value with a predetermined threshold value if an ascending gradient of the dynamic energy has the local maximum value exceeding a predetermined value, and determining one step of the user if the local maximum value exceeds the predetermined threshold value; anda display section for displaying information related to a number of steps. 5. The apparatus as claimed in claim 4, wherein the dynamic energy measurement unit comprises an acceleration information accumulation module for accumulating acceleration information to allow the acceleration information to be subject to discrete cosine transform (DCT), a DCT module for converting the acceleration information into DCT acceleration information, an energy extracting module for combining DCT acceleration information in order to extract an energy component of a predetermined band and a determination module comparing the lo... | Samsung Electronics Co., Ltd. | A61B005/22
US07333843 | B2 | 2008-02-19 | Apparatus and method for easing use of a spectrophotometric based noninvasive analyzer | 2004-04-13 | A placement guide apparatus with an improved hydration inducing plug used in coupling a noninvasive analyzer to a sampling site to determine analyte in the human body is disclosed. The hydration inducing plug includes at least one fluoropolymer that may be used as a coupling agent. The guide apparatus may further include an automated or semi-automated coupling fluid delivery system. Use of either of these couplers mitigates issues associated with related technology and enhances noninvasive analyte measurements, such as a near-IR diffuse reflectance based noninvasive glucose concentration analyzer. | 1. A method for collecting data used in determining glucose using an optically based noninvasive glucose analyzer, the method comprising the steps of: coupling an optical probe of said noninvasive glucose analyzer with a placement guide which is coupled to a sampling skin;delivering incident photons into a sampling site in said sampling skin; andcollecting photons emerging from said sampling site;wherein said optical probe comprises at least one optical incident member for delivering incident photons into said sampling site and an optical collection member for collecting photons emerging from said sampling site; andwherein said guide comprises:a mount having a contact surface at one end, at least a portion of said contact surface being in contact with said sampling skin;an aperture, defined by said mount, which is adapted to receive said optical probe, wherein an area defined by said aperture comprises said sampling site; anda hydration inducing plug securely attached, from said aperture, to said mount at said one end, wherein an outer surface of said hydration inducing plug is aligned with said contact surface of said mount, said outer surface being in direct contact with said sampling site;wherein said hydration inducing plug acts an optical interface between said optical probe and said sampling site when said optical probe is coupled into said aperture, andwherein said hydration inducing plug comprises a fluoropolymer material. 2. The method of claim 1, wherein said hydration inducing plug has any of the following characteristics: hydrophobic;insulating;mechanically flexible and strong;near-IR transmissive from 1100 to 1900 nm; andindex of refraction matched. 3. The method of claim 1, wherein said hydration inducing plug comprises an evenly flat member. 4. The method of claim 1, wherein said hydration inducing plug comprises multiple layers. 5. The method of claim 4, wherein said multiple layers are unevenly heat compressed. 6. The method of claim 5, wherein the central area of said hydration inducing plug is heat compressed to be thinner than a surrounding area. 7. The method of claim 1, wherein said hydration inducing plug has an aperture formed in a center thereof, wherein upon said optical probe being coupled with said guide, said optical collection member of said optical probe is coupled into said aperture and has direct contact with said sampling site, while said optical incident member of said optical probe maintains direct contact with the surrounding area of said hydration inducing plug. 8. The method of claim 1, wherein the inner surface of said hydration inducing plug is shaped as an optical convexity and there is an aperture formed in the center of said hydration inducing plug, such that upon said optical probe being coupled with said guide, said optical collection member of said optical probe is coupled into said aperture and has direct contact with said sampling site. 9. The method of claim 1, wherein said mount comprises... | Sensys Medical, Inc. | A61B005/00
US07319907 | B2 | 2008-01-15 | Multi-level controller system | 2003-11-18 | The invention is a state machine having a host controller that controls a level-i controller, wherein the level-1 controller controls the level-2 controller. The level-2 controller controls system component controllers, which in turn control system components to execute a process segment. For example, the machine includes a host controller that selects a set of states to be executed, a level-1 controller that activates the set of states in a predetermined order, wherein each state includes commands, and a level-2 controller that controls system components according to the commands. A method of executing a process includes identifying a set of states to be executed, issuing state commands that need to be issued to execute the current state in the set of states, and activating a next state only after all expected status reports have been received for the current state. | 1. A medical system for analyzing a sample comprising: a first control level having at least one level-1 controller for moving through a sequence of first level states each associated with a unique first state index number, the first control level generating a first level command associated with one of the first level states; anda second control level having a level-2 controller for moving through a sequence of second level states each associated with a unique second state index number in response to the first level command and for sending a status report to the first control level when a level-2 condition that is defined in one of the second level states is fulfilled;wherein at least one of the first controller and the second controller sending or receiving signals to or from components of a medical system in response to the moving through the sequence of the first or second level states for controlling or sensing a status of the components;wherein the components of the medical system comprise sample aspiration components, flow cell components, transport mechanisms, and image acquisition components for urinalysis, and the second control level comprising: a first level-2 controller for controlling the sample aspiration components, wherein the first level-2 controller is the level-2 controller;a second level-2 controller for controlling the flow cell components;a third level-2 controller for controlling the transport mechanisms associated with sampling; anda fourth level-2 controller for controlling the image acquisition components. 2. The system of claim 1, wherein the second control level comprises a plurality of level-2 controllers including the level-2 controller, and wherein the first level command is targeted to the level-2 controller. 3. The system of claim 1, wherein the level-1 controller tests a level-1 condition that is defined in one of the first level states, and moves from the one first level state to another of the first level states in response to the status report and the testing. 4. The system of claim 1, wherein at least one of the level-1 controller and the level-2 controller directly controls a system component by issuing the first level command or a second level command, respectively. 5. The system of claim 4 further comprising a third control level interfacing between the second control level and the system component, wherein the third control level is designed for receiving at least one of the first level command and the second level command and translating the received command for the system component. 6. The system of claim 1 further comprising a processor for generating a level-1 controller table containing parameters, wherein the level-1 controller identifies the first level command associated with the one first level state by accessing the parameters in the level-1 controller table. 7. The system of claim 6 further comprising a user interface, wherein the parameters in the level-1 controller table are changeable ... | International Remote Imaging Systems, Inc. | G06F019/00 A61B005/00 G05B011/01 B65D081/00
US07315784 | B2 | 2008-01-01 | Network for evaluating data obtained in a biochip measurement device | 2001-02-15 | In a method and a network for evaluating medical data in a clinical study, biochips containing patient samples with multiple biomolecular markers are tested in a number of point of care test devices respectively at point of care sites. Each test of each biochip sample produces a diagnostic result, which is entered into the electronic patient record for the patient who produced the sample. A follow-up examination is subsequently conducted for each patient, and the results of the follow-up examination are also entered into that patient's electronic patient record. The follow-up results indicate whether the diagnostic test result was a false positive, a false negative or correct. The follow-up data and the original diagnostic results from all point of care sites are electronically transmitted to a remote server, which has access to an expert system which uses the test results and the follow-up data to automatically devise a measurement protocol for a selected pathology. | 1. A method for analyzing medical data comprising the steps of: obtaining a plurality of samples respectively from a plurality of patients and storing the samples respectively in a plurality of disposable biochips, each biochip being sensitive for multiple biomolecular markers;providing a plurality of point of care test devices respectively at a plurality of point of care sites;respectively receiving said biochips in said point of care test devices, each as a tested biochip, and in each point of care test device performing diagnostic testing on the sample in the tested biochip to obtain raw point of care data;entering the raw point of care data as an input to an expert system and producing a diagnostic result with said expert system using an expert rule that identifies a medical condition of the patient from a known correlation of at least one of said multiple biomolecular markers with said medical condition;providing a remote server at a location remote from said point of care sites;supplying the raw point of care data and an identification of said expert rule from all of the point of care sites, and the follow-up diagnostic data, to said remote server; andat said remote server, using all of said point of care data and all of said follow-up diagnostic data as a training data set to identify a previously unknown correlation of at least one further biomolecular marker, among said multiple biomolecular markers, other than said at least one of said multiple biomolecular markers having said known correlation with said medical condition, with a different medical condition represented in said follow-up diagnostic data. 2. The method as claimed in claim 1 comprising using said previously unknown correlation to devise a measurement protocol. 3. The method as claimed in claim 2 comprising using said previously unknown correlation to devise a measurement protocol for a selected pathology. 4. The method as claimed in claim 3 comprising using said previously unknown correlation to automatically devise said measurement protocol. 5. The method as claimed in claim 1 further comprising storing a plurality of measurement protocols in a memory accessible from said remote server, and wherein the step of performing diagnostic testing in each point of care test device comprises establishing a data communication between a point of care test device and said memory to obtain a selected measurement protocol from said memory for use in said point of care test device for performing said diagnostic testing. 6. The method as claimed in claim 5 wherein each of said measurement protocols employs a predetermined number of said biomolecular markers. 7. The method as claimed in claim 6 comprising providing more biomolecular markers in each sample than said predetermined number and wherein the step of performing diagnostic testing includes performing diagnostic testing using said selected measurement protocol and also employing additional biomolecular markers in the sample o... | Siemens Aktiengesellschaft Nanogen, Inc. | G06F019/00 G01N033/48 A61B005/00 C12Q001/00
US07314112 | B1 | 2008-01-01 | Method and device for utilization of a stethoscope as a neurological diagnostic tool and percussion tool | 2005-07-14 | A tool for neurological and diagnostic testing comprises the combination of a stethoscope with a reflex hammer including a light. When mounted on the stethoscope head the reflex hammer extends beyond the head, without interfering with the normal use of the stethoscope. A handle, which may or may not be joined to the reflex hammer, is positioned on the flexible stethoscope tubing and provides a gripping surface for using the tool for neurological testing. One embodiment includes a light within the reflex hammer, so that a light is available for testing responses to light at the same time as checking other responses. The reflex hammer and light combination is adaptable for use with binaural and electronic stethoscopes, thus providing a convenient set of instruments within a single device. A detent on the handle provides an ergonomic grip, or a place for inclusion of indicia. | 1. A tool for medical testing, the tool comprising, in combination: a stethoscope, the stethoscope comprising: a stethoscope head, the stethoscope head having an operational surface;one or more earpieces; anda means for connecting the stethoscope head with the earpiece;a reflex hammer, the reflex hammer attached to the stethoscope head, the reflex hammer comprising: a body having a rim, a wall adjoining the rim, and an opening therein, the stethoscope head being received in the opening, the rim being larger than the stethoscope head, the body positioned on the stethoscope head such that the reflex hammer does not Interfere with the stethoscope head operational surface;a handle, the handle joined to the body, the handle sized to receive and semi-rigidly receiving the connecting means therein; anda light, the light retained within the body;a switch in the body;a power source within the body; andthe light being in electrical communication with the power source and the switch. 2. The tool as described in claim 1, wherein the stethoscope is a binaural stethoscope. 3. The tool as described in claim 1, wherein the stethoscope is an electronic stethoscope. 4. The tool as described in claim 1, wherein the stethoscope further comprises a means for selecting the stethoscope head operational surfaces, the means for selecting the stethoscope head operational surfaces being between the stethoscope head and the means for connecting. 5. The tool as described in claim 4, wherein the reflex hammer further comprises an opening therein, the opening in the body being between the rim and the handle, the opening allowing access to the means for selecting the stethoscope head operational surfaces. 6. The tool as described in claim 5, wherein the handle further comprises a detent. 7. The tool as described in claim 6, wherein the detent is distal to the stethoscope head. 8. The tool as described in claim 5, further comprising a means for locking the means for selecting the stethoscope head operational surface. 9. The tool as described in claim 6, wherein the body further comprises a pair of joined members. 10. The tool as described in claim 9, wherein the members are not symmetrical. 11. The tool as described in claim 10, wherein the members are joined by a fastener. 12. The tool as described in claim 11, wherein the fastener is selected from the group consisting of hook and eye closures, prongs and mating components, hook and loop fasteners, snaps, buttons, ridges, press-fit and snap-fit components. 13. The tool as described in claim 7, wherein the medical testing is selected from the group consisting of neurological testing, responses to light stimulations, reflex testing, percussion of an abdomen, percussion of a thorax, and percussion of a body part in need of percussion. 14. A method for employing a stethoscope as a diagnostic tool, comprising the steps of: affixing to a stethoscope, the stethoscope comprising a stethoscope head having an operational sur... | - | A61B007/02 A61B005/02
US07578799 | B2 | 2009-08-25 | Intelligent orthosis | 2007-06-28 | An orthotic frame has proximal and distal frame members joined by a knee joint, and a foot support joined by an ankle joint to a distal end of the distal frame. A knee actuator connected between the proximal and distal frame members has a selective stiffness allowing selection of a relatively rigid stiffness during stance and a relatively flexible stiffness during swing. The stiffness of the knee actuator is selected according to the gait cycle, either mechanically according to dorsal flexion of the ankle joint or electronically according to gait cycle phases recognized based on read sensor data. An ambulatory unit gathers data from sensors located on the orthotic frame. Sensor data may be provided to a base unit for diagnostic and biomechanical evaluation, or evaluated by the ambulatory unit to control active components of the orthotic frame according to the recognized gait cycle phases for functional compensation. | 1. An orthosis for biomechanical evaluation and functional compensation of ambulatory disorders, comprising: an orthotic frame having a proximal frame adapted for fitting to a user's upper leg, a distal frame adapted for fitting to the user's lower leg, a foot support, a knee joint coupling a distal end of said proximal frame to a proximal end of said distal frame, and an ankle joint coupling a distal end of said distal frame to said foot support;a knee actuator disposed on the orthotic frame and configured to control flexion of the knee joint according to a variable resistance, the knee actuator having a selector having at least a first position wherein said knee actuator provides a first resistance and a second position wherein said knee actuator provides a second resistance;an ankle actuator coupled between said distal frame and said foot support providing a dorsal bias to position said foot support against dorsal flexion and a plantar bias to position said foot support against plantar flexion, whereby the ankle actuator controls flexion of said ankle joint; anda control element connected to said selector and configured to move said selector between said first and second position according to at least one aspect of an ambulatory or related activity. 2. The orthosis according to claim 1, wherein said knee actuator comprises a first biasing member for providing said first resistance and a second biasing member for providing said second resistance. 3. The orthosis according to claim 2, wherein said first biasing member is a first spring having a first stiffness. 4. The orthosis according to claim 2, wherein said second biasing member is a second spring having a second stiffness. 5. The orthosis according to claim 1, wherein said knee actuator comprises: a first cylinder;a second cylinder slidably disposed at least partially within said first cylinder and biased toward an extended position by a first biasing member; anda shaft slidably disposed at least partially within said second cylinder and biased toward an extended position by a second biasing member. 6. The orthosis according to claim 5, further comprising a locking mechanism configured and arranged to selectively lock said first and second cylinders together in a fixed position. 7. The orthosis according to claim 5, wherein said second biasing member provides a greater biasing force than said first biasing member. 8. The orthosis according to claim 5, wherein said first and second biasing members are comprised of first and second springs, respectively, said second spring having a greater stiffness than said first spring. 9. The orthosis according to claim 1, wherein said knee joint has a variable instantaneous axis of rotation mimicing an instantaneous helical axis of a human knee. 10. The orthosis according to claim 1, wherein said control element comprises a mechanical coupling connected between said ankle joint and said selector, the mechanical coupling being configured to move ... | Ossur HF | A61F005/00
US07319896 | B2 | 2008-01-15 | Capsule endoscope | 2004-09-03 | A capsule endoscope is disclosed that includes a light source, an objective optical system that forms an image of an object that is illuminated by the light source, an image pickup device that receives the image formed by the objective optical system; and a transparent cover that is positioned in front of the objective optical system. Specified conditions are satisfied by the objective optical system so that objects having a shape that conforms with the shape of the transparent cover at the periphery of the field of view, as well as more distant objects on-axis, are within the depth of field of the objective optical system's field of view. The transparent cover itself is purposely kept from being within the depth of field of the objective optical system's field of view. | 1. A capsule endoscope comprising: a light source;an objective optical system that forms an image of an object that is illuminated by the light source;an image pickup device that receives the image formed by the objective optical system; anda transparent cover that is positioned in front of the objective optical system;wherein the following conditions are satisfied: cos(θ/2)&lt;a1/b1&lt;1.00.3≦{f2(1−cos(θ/2))/XB·cos(θ/2)}/¦ΔI¦≦1.0where θ/2 is the half-field angle, as measured from the optical axis of the objective optical system, that corresponds to the maximum image height of an object;a1 is the air-equivalent distance along the optical axis of the objective optical system from the front focal point of the objective optical system to the exterior surface of the transparent cover in the on-axis direction;b1 is the air-equivalent distance from the front focal point of the objective optical system to the exterior surface of the transparent cover in a direction that corresponds to the half-field angle θ/2, as measured from the optical axis;f is the focal length of the objective optical system;XB is the air-equivalent distance from the front focal point of the objective optical system to an object; andΔI is the average value of the curvature of field of the tangential image surface T and the sagittal image surface S of the objective optical system at the half-field angle θ/2, where θ/2 is measured from the optical axis and the curvature of field is measured from the paraxial image plane. 2. The capsule endoscope according to claim 1, wherein the following condition is also satisfied: b2>0.4where b2 is the air-equivalent distance from the transparent cover surface to the near point position of the depth of field in a direction corresponding to the angle θ/2, as measured from the optical axis. 3. A capsule endoscope comprising: an illumination source;an objective optical system that forms an image of an object;an image pickup device that receives the image formed by the objective optical system;an adjustment device that enables the distance between the objective optical system and the image pickup device to be varied; anda transparent cover in front of the objective optical system;wherein the capsule endoscope satisfies the following conditions: cos(θ/2)≦a1/b1&lt;1b2>00.3≦{f2(1−cos(θ/2))/XB·cos(θ/2)}/¦ΔI¦≦1.0where θ/2 is the half-field angle, as measured from the optical axis of the objective optical system, that corresponds to the maximum image height of an object;a1 is the air-equivalent distance along the optical axis of the objective optical system from the front focal point of the objective optical system to the exterior surface of the transparent cover in the on-axis direction;b1 is the air-equivalent distance from the front focal point of the objective optical system to the exterior surface of the transparent cover in a direction that corresponds to the half-field angle θ/2, as measured from the optical axis;b2 is the air-equivalent distance f... | Olympus Corporation | A61B005/05
US07344503 | B2 | 2008-03-18 | System and method for monitoring pre-eclamptic patients | 2006-04-03 | A system and method for monitoring and estimating the blood pressure of a pregnant patient that modifies the blood pressure estimating algorithm when the patient is pre-eclamptic. The level of carbon monoxide within a patient's bloodstream or exhaled breath can be analyzed to determine whether a pregnant patient is pre-eclamptic. After the patient has been diagnosed as pre-eclamptic, the NIBP monitoring system adjusts its algorithm for estimating the patient's blood pressure to compensate for the physical changes that occur in the patient during pre-eclampsia. The adjusted blood pressure estimates calculated by the NIBP monitoring system can be calculated using different adjustment techniques and methods and are displayed on the NIBP monitor. | 1. A system for monitoring and estimating the blood pressure of a pregnant patient, the system comprising: a non-invasive blood pressure (NIBP) monitor including a blood pressure cuff positionable on the patient, the NIBP monitor including a processor operable to receive oscillation signals from a transducer within the blood pressure cuff and estimate the patient's blood pressure based upon the oscillation signals; anda carbon monoxide detection device operable to determine the carbon monoxide level present within the patient,wherein the processor modifies the blood pressure estimate based upon the detected carbon monoxide level. 2. The system of claim 1 wherein the carbon monoxide detection device is a pulse oximeter sensor positionable on the patient. 3. The system of claim 1 wherein the carbon monoxide detecting device senses the level of carbon monoxide in the patient's exhaled breath. 4. The system of claim 1 wherein the processor estimates at least a systolic pressure and a diastolic pressure based upon the received oscillation signals and a predetermined algorithm, wherein the processor adjusts the estimated systolic pressure and diastolic pressure when the sensed carbon monoxide level indicate the patient is pre-eclamptic. 5. The system of claim 1 wherein the processor is operable to determine whether the patient is pre-eclamptic based upon the detected carbon monoxide level, wherein the processor modifies the blood pressure estimate when the patient is pre-eclamptic. 6. The system of claim 5 wherein the processor estimates at least the systolic pressure and the diastolic pressure, wherein the systolic pressure and the diastolic pressure estimates are increased when the patient is pre-eclamptic. 7. The system of claim 2 wherein the pulse oximeter sensor is operable to detect the carboxyhemoglobin (COHb) level in the patient's blood. 8. A method of monitoring blood pressure in a pregnant patient, the method comprising the steps of: providing a non-invasive blood pressure (NIBP) monitor operable to estimate the blood pressure of the patient and generate at least an estimated systolic pressure and an estimated diastolic pressure;positioning a carbon monoxide detection device on the patient to detect the level of carbon monoxide in the patient's blood;receiving an indication of the carbon monoxide level in the blood of the patient at the NIBP monitor;determining whether the patient is pre-eclamptic based upon the received carbon monoxide level;adjusting the blood pressure estimates of the NIBP monitor to compensate for the effects of pre-eclampsia; anddisplaying the adjusted blood pressure estimates. 9. The method of claim 8 wherein the carbon dioxide detection device is a pulse oximeter that detects the carboxyhemoglobin (COHb) level in the patient's blood. 10. The method of claim 8 wherein the carbon dioxide detection device detects the level of carbon monoxide in the patient's exhaled breath. 11. The method of claim 8 wherein the... | The General Electric Company | A61B005/02 A61B005/08 A61B005/00
US07328054 | B2 | 2008-02-05 | Perfusion magnetic resonance imaging using encoded RF tagging pulses | 2003-04-09 | A perfusion image is produced by acquiring a series of time course MR images from an imaging slice. During the acquisition spins flowing into the slice are repeatedly tagged with an RF tagging pulse having a flip angle that is modulated according to a tagging pattern. Voxels in the series of reconstructed MR images having signals which vary according to the tagging pattern indicate perfusion. Perfusion images indicating either flow or velocity are produced. | 1. A method for producing a perfusion image with an MRI system, the steps comprising: a) repeatedly applying an RF tagging pulse with the MRI system to spins flowing into an image slice and modulating the flip angle of the RF tagging pulse in accordance with a tagging pattern over a modulation time period;b) acquiring a series of time course MR image data sets by performing imaging pulse sequences with the MRI system over a time period that includes the modulation time period;c) reconstructing from the image data sets a corresponding set of time course images having voxel vectors which indicate the variations in NMR signal at corresponding image slice voxels over the acquisition time period;d) detecting perfusion by identifying voxel vectors having variations in NMR signal which correspond to the tagging pattern; ande) producing a perfusion image in which perfusion is indicated at the identified voxels. 2. The method as recited in claim 1 which the tagging pattern is sinusoidal. 3. The method as recited in claim 1 which step d) is performed by cross correlating voxel vectors with a reference waveform that corresponds to the tagging pattern. 4. The method as recited in claim 1 which steps a) and b) are performed by repeatedly performing a pulse sequence with the MRI system that includes: i) producing an RF tagging pulse;ii) waiting for a selected time interval (IR); andiii) producing an RF excitation pulse and acquiring an NMR signal in the presence of an imaging magnetic field gradient. 5. The method as recited in claim 4 in which the pulse sequence includes producing a magnetic field gradient pulse at the same time as the RF tagging pulse to selectively excite spins in a region adjacent the image slice. 6. The method as recited in claim 5 in which step iii) is performed using an echo planar imaging (EPI) pulse sequence which acquires a plurality of NMR signals. 7. The method as recited in claim 6 in which a sufficient number of NMR signals are acquired by the EPI pulse sequence to produce an MR image data set from which a time course image can be reconstructed. 8. The method as recited in claim 1 which includes producing a magnetic field gradient pulse at the same time as the RF tagging pulse to selectively excite spins in a tagging slab located adjacent the image slice. 9. The method as recited in claim 8 in which the RF tagging pulse is shaped to modulate the flip angle produced in each of a plurality of tagging slices in the tagging slab in accordance with a different tagging pattern; and step d) is performed to identify voxel vectors having variations in NMR signal which correspond to each of the different tagging patterns. 10. The method as recited in claim 9 in which the tagging patterns are sinusoidal and each has a different frequency. 11. The method as recited in claim 9 in which the tagging patterns are sinusoidal and each has a different phase. 12. The method as recited in claim 11 in which step d) includes: i) measuring th... | The MCW Research Foundation, Inc. | A61B005/05
US07606399 | B2 | 2009-10-20 | Surface shape recognizing sensor device | 2005-07-15 | A sensor cell includes a sensor electrode (101) formed on a substrate (100), a signal output unit (16) which outputs a signal corresponding to a capacitance (Cf) formed between the sensor electrode and the surface of a finger (3), a high-sensitivity electrode (103) formed on the substrate so as to be insulated and isolated from the sensor electrode, and a potential controller (14) which controls the potential of the finger surface via a capacitance (Cc) formed between the high-sensitivity electrode and the finger surface by controlling the potential of the high-sensitivity electrode. In this arrangement, when the resistance of the finger is high, the potential of the finger surface can be controlled so as not to fluctuate with the potential change of the sensor electrode. This makes it possible to increase the sensitivity of detection of the capacitance formed between the sensor electrode and the finger surface, so ridges and valleys of the finger surface can be clearly discriminated by outputs from a plurality of sensor cells. | 1. A surface shape recognizing sensor device characterized by comprising: a plurality of sensor cells which are two-dimensionally arranged, detect capacitances corresponding to ridges and valleys of a surface of an object to be recognized, and output signals corresponding to the capacitances; anda signal processor which calculates a surface shape of the object on the basis of the signals input from said sensor cells,said sensor cell comprising:a substrate;a first electrode formed on said substrate;a signal output unit which outputs a signal corresponding to a capacitance formed between said first electrode and the surface of the object;a second electrode formed on said substrate so as to be insulated and isolated from said first electrode; anda potential controller which controls a potential of the surface of the object via a capacitance formed between said second electrode and the surface of the object by controlling a potential of said second electrode. 2. A surface shape recognizing sensor device according to claim 1, characterized in that said signal output unit comprises: a signal generating circuit which generates a voltage signal corresponding to the capacitance formed between said first electrode and the surface of the object;a charging/discharging circuit which performs one of storage and removal of an electric charge with respect to a node as a connecting point between said first electrode and an output of said signal generating circuit, before the signal is generated by said signal generating circuit; anda detection circuit which detects the voltage signal output from said signal generating circuit to the node after one of the storage and removal of an electric charge is performed, and outputs the voltage signal as an output from said signal output unit. 3. A surface shape recognizing sensor device according to claim 2, characterized in that said potential controller comprises a potential control circuit which changes the potential of said second electrode in an opposite direction to a change in voltage signal output from said signal generating circuit. 4. A surface shape recognizing sensor device according to claim 2, characterized in that said potential controller comprises a potential control circuit which changes the potential of said second electrode in an opposite direction to a potential change when one of charging and discharging of the node is performed, and to a change in voltage signal output from said signal generating circuit. 5. A surface shape recognizing sensor device according to claim 1, characterized in that said signal output unit comprises: a signal generating circuit which generates a voltage signal corresponding to the capacitance formed between said first electrode and the surface of the object;a charging circuit which stores an electric charge in a node as a connecting point between said first electrode and an output of said signal generating circuit, before the signal is generated by said signal generating... | Nippon Telegraph and Telephone Corporation | G06K009/00
US07784461 | B2 | 2010-08-31 | Three-dimensional waveform display for a breathing assistance system | 2006-09-26 | An apparatus configured to display a three-dimensional representation of a waveform for a breathing assistance system may include a processor and a display device. The processor may be configured to receive signals from one or more sensors over a plurality of time periods and generate multiple instances of a waveform based on the received signals, each instance corresponding to one of the plurality of time periods. The display device may be configured to cooperate with the processor to display a graphical three-dimensional representation of the waveform over time. The three-dimensional representation may include graphical representations of the multiple instances of the waveform displayed simultaneously. | 1. An apparatus configured to display a three-dimensional representation of a waveform for a breathing assistance system, comprising: a processor configured to: receive signals from one or more sensors over a plurality of breaths; andgenerate multiple instances of a two-dimensional waveform based on the received signals, each instance corresponding to one of the plurality of breaths; anda display device configured to cooperate with the processor to simultaneously display graphical representations of the multiple instances of the two-dimensional waveform, the multiple instances of the two-dimensional waveform being graphically offset from each other to create a three-dimensional representation of the multiple waveform instances over time. 2. An apparatus according to claim 1, wherein the three-dimensional representation includes at least five instances of the two-dimensional waveform displayed simultaneously. 3. An apparatus according to claim 1, wherein each instance of the two-dimensional waveform indicates at least one characteristic of gas delivered by a breathing assistance apparatus. 4. An apparatus according to claim 1, wherein each instance of the two-dimensional waveform comprises a loop. 5. An apparatus according to claim 1, wherein instance of the two-dimensional waveform comprises a curve. 6. An apparatus according to claim 1, wherein the three-dimensional representation provides a graphical indication of changes in the two-dimensional waveform over time. 7. An apparatus according to claim 1, wherein each instance of the two-dimensional waveform corresponds to one breath. 8. An apparatus according to claim 1, wherein: the processor is operable to calculate an average waveform based on at least two instances of the waveform; andthe three-dimensional representation includes an average waveform graphic indicating the calculated average waveform. 9. An apparatus according to claim 8, wherein the average waveform graphic is automatically updated over time. 10. An apparatus according to claim 8, wherein the average waveform graphic is displayed using a different display characteristic than the multiple instances of the waveform in the three-dimensional representation of the waveform such that the average waveform graphic is visually distinct from the multiple instances of the waveform. 11. An apparatus according to claim 10, wherein the display characteristic is selected from the group consisting of color, brightness, line thickness, and dashed line versus continuous line. 12. An apparatus according to claim 8, further comprising a user interface allowing a user to select the number of instances of the waveform to include in the average waveform calculation. 13. An apparatus according to claim 1, further comprising a user interface allowing a user to select a time duration that defines the number of instances of the waveform to include in the average waveform calculation. 14. An apparatus according to claim 1, further comprising... | Nellcor Puritan Bennett LLC | A61M011/00
US20080051640 | A1 | 2008-02-28 | COMPUTERIZED MEDICAL DIAGNOSTIC AND TREATMENT ADVICE SYSTEM | 2007-10-31 | A system and method for providing computerized, knowledge-based medical diagnostic and treatment advice. The medical advice is provided to the general public over a telephone network. Two new authoring languages, interactive voice response and speech recognition are used to enable expert and general practitioner knowledge to be encoded for access by the public. “Meta” functions for time-density analysis of a number of factors regarding the number of medical complaints per unit of time are an integral part of the system. A semantic discrepancy evaluator routine along with a mental status examination are used to detect the consciousness level of a user of the system. A re-enter feature monitors the user's changing condition over time. A symptom severity analysis helps to respond to the changing conditions. System sensitivity factors may be changed at a global level or other levels to adjust the system advice as necessary. | 1. A medical diagnostic and treatment advise system for providing information to a patient, the system comprising: a computer; an input device, connected to the computer, to receive information from the patient; an output device, connected to the computer, to provide information to the patient; and at least one diagnostic code portion selectively executed based on at least a portion of the received information so as to provide a patient with a diagnosis, wherein at least one of the at least one diagnostic code portion accepts biometric data as an input. 2. The system of claim 1, wherein the biometric data comprises the results of laboratory tests. 3. The system of claim 1, wherein the biometric data comprises a blood sugar level. 4. The system of claim 1, wherein the biometric data comprises a patient's vital signs. 5. The system of claim 1, wherein the biometric data comprises blood pressure. 6. The system of claim 1, wherein the biometric data comprises temperature. 7. The system of claim 1, further comprising a biometric measuring device configured to provide biometric data to at least one of the plurality of medical complaint algorithms. 8. The system of claim 7, wherein the biometric measuring device provides biometric data to at least one of the plurality of medical complaint algorithms via a direct connection to the computer. 9. A medical diagnostic and treatment advise system for providing information to a patient, the system comprising: a computer; an input device, connected to the computer, to receive information from the patient; an output device, connected to the computer, to provide information to the patient; and at least one diagnostic code portion selectively executed based on at least a portion of the received information so as to provide a patient with a diagnosis, wherein at least one of the at least one diagnostic code portion accepts an audio or video input. 10. The method of claim 9, wherein the audio or video input is a static image. 11. The method of claim 9, wherein the input device comprises a tele-stethoscope. 12. The method of claim 9, wherein the audio or video input comprises at least one of a heart murmur, a bruit, a wheeze, a cough, stridor, or a bowel sound. 13. The method of claim 9, wherein the audio or video input comprises a sound pattern represented as a two-dimensional array of time versus amplitude. 14. The method of claim 9, wherein the audio or video input comprises a spectrogram. 15. The method of claim 9, wherein the audio or video input is subjected to analysis by the medical complaint algorithm. 16. The method of claim 15, wherein the analysis comprises a transform. 17. The method of claim 15, wherein a first audio or video input received at a first time is compared to a second audio or video input received at a second time. | Clinical Decision Support, LLC | A61B005/00 A61B005/02 A61B005/08 G06F017/00 G06N005/00
US07326576 | B2 | 2008-02-05 | Raman spectroscopic monitoring of hemodialysis | 2003-04-09 | Spectroscopic systems and methods are disclosed for determining levels of at least one analyte in blood undergoing hemodialysis. In one aspect, the invention employs Raman spectroscopy to monitor and/or control hemodialysis. In one embodiment, the system uses a laser light directed to circulating blood from a patient undergoing dialysis to make Raman spectral measurements. For example, the laser light can be directed into a segment of the dialysis tubing. The system can utilize unique Raman spectroscopic signature of one or more analytes, e.g., urea, to identify and quantify such analytes against a whole blood background. Based on the spectral response, the concentration of the analytes can be monitored and/or used to control hemodialysis. | 1. A method for monitoring hemodialysis, the method comprising the steps of: adapting a Raman spectroscopy probe to a hemodialysis tube of a hemodialysis system;irradiating a sample of blood in the tube that is undergoing hemodialysis by the system with light via the probe;obtaining a Raman spectrum of chemical constituents from the sample via the probe; anddetermining the concentration of urea in the sample based on a linear correlation between urea concentration and intensity of Raman scattered light at 1001 cm−1. 2. The method of claim 1, further comprising: repeating the steps of irradiating and analyzing to detect changes in level of the analyte over time. 3. The method of claim 1, wherein the step of irradiating the sample further comprises irradiating the sample with light of at least one wavelength in the range from about 700 nanometers to about 2.5 micrometers. 4. The method of claim 1, wherein the step of irradiating the sample further comprises irradiating the sample with light from a multi-mode laser. 5. The method of claim 1, wherein the step of irradiating the sample further comprises irradiating the sample with a broad band light source. 6. The method of claim 1, wherein the step of irradiating the sample further comprises irradiating the sample with infrared light. 7. The method of claim 1, wherein the step of obtaining a Raman spectrum of light scattered by the sample comprises detecting Raman scattered light using low resolution detector. 8. The method of claim 1, wherein the step of analyzing the spectrum further comprises determining the concentration of at least one analyte other than urea in the sample. 9. The method of claim 8, wherein the analyte other than urea comprises an analyte selected from a group consisting of: a urea-based compound, an ammonium-based compound, a uric acid-based compound, and a nitrogen-based compound. 10. The method of claim 1, wherein the Raman spectroscopy probe comprises an optical head assembly that is operably connected by an optical fiber bundle to a light source and a light analyzer. 11. The method of claim 10, wherein the Raman spectroscopy probe further comprises a sampling tube connected to the optical head assembly and the step of adapting the Raman spectroscopy probe to the hemodialysis tube further comprises coupling the sampling tube to the hemodialysis tube using a coupler. 12. The method of claim 1, wherein the step of adapting the Raman spectroscopy probe to the hemodialysis tube comprises coupling the probe to the tube using a coupler. 13. The method of claim 12, wherein the Raman spectroscopy probe comprises an optical head assembly that is operably connected by an optical fiber bundle to a unit comprising a laser source and a light analyzer. 14. The method of claim 1, wherein the Raman spectroscopy probe comprises: an optical head assembly that defines a light input pat and a light output path that are at least substantially orthogonal; anda light redirecting eleme... | Prescient Medical, Inc. | G01N033/62 G01N033/50 G01N021/65 G01J003/44 A61B005/20
US07315752 | B2 | 2008-01-01 | Method and device for determining a light transport parameter in a biological matrix | 2002-12-07 | A method for the selective determination of the scattering index μs of a scattering biological matrix, in particular for the purpose of non-invasive determination of the concentration of glucose in the skin, by means of detection measurements, in each of which light in the form of primary light (9) is irradiated into the biological matrix (5) and an intensity measurement value of secondary light (12) exiting at a detection site (33-40) that is located at different measuring distances (ρ) from the respective light irradiation site (10) during the detection measurements is measured. In order to improve the quality and selectivity of the determination of μs, the primary light is irradiated obliquely at an angle between 5° and 85° using a contacting light-guiding element. In at least two detection measurements, the measuring distance (ρ) between the respective light irradiation site (10) and the respective detection site (33-40) corresponds to no more than five times the mean free path length of the light propagating in the biological matrix. | 1. A method for determination of a light transport parameter characteristic of light scattering in skin tissue, the method comprising: irradiating light at a light irradiation site in at least three detection measurements;irradiating the light as a primary light at the light irradiation site into the skin tissue through a surface by means of a light-guiding element, wherein the light-guiding element contacts the surface of the skin tissue at the light irradiation site;irradiating the primary light into the skin tissue at the light irradiation site obliquely at a light irradiation angle between 5° and 85° relative to a normal on the surface;detecting light exiting the skin tissue through the surface as a secondary light at a detection site that is located in the at least three detection measurements at different measuring distances from the respective light irradiation site;measuring an intensity value of the secondary light;evaluating the light transport parameter which is characteristic of the light scattering in the skin tissue, wherein the light transport parameter is derived by means of an evaluation algorithm from the intensity values measured in the detection measurements, and wherein in at least two of said detection measurements, the measuring distance between the respective light irradiation site and the respective detection site corresponds to no more than approximately 3.5 mm. 2. The method of claim 1, wherein in at least three detection measurements, the measuring distance between the respective light irradiation site and the respective detection site corresponds to no more than approximately 3.5 mm. 3. The method of claim 1, wherein said at least three detection measurements includes at least four detection measurements and wherein in said at least four detection measurements, the measuring distance between the respective light irradiation site and the respective detection site corresponds to no more than approximately 3.5 mm. 4. The method of claim 1, wherein said only intensity measurement values resulting from detection measurements, in which the measuring distance between the respective light irradiation site and the respective detection site corresponds to no more than approximately 7.0 mm, are included in the evaluation step. 5. The method of claim 1, wherein the detection step comprises detecting the secondary light by means of a light-guiding element which contacts the skin tissue at the detection site. 6. The method of claim 1, wherein the detection step comprises detecting the secondary light at the detection site in a detection direction that runs oblique to the surface, at an angle between 5° and 85° relative to a normal on the surface. 7. The method of claim 6, wherein the detection direction is oriented towards the light irradiation site. 8. The method of claim 6, wherein the secondary light is detected on the surface of the skin tissue at a plurality of detection fields each of which comprises a plurality of det... | Roche Diagnostics GmbH | A61B005/00
US07343190 | B2 | 2008-03-11 | System and method for assessing fetal abnormality based on landmarks | 2004-07-28 | A method and system for assessing fetal abnormality based on landmarks. According to one embodiment, at least two coordinates are received for each of a plurality of points identifying a configuration of landmarks in a fetal image, and any of the received coordinates of any of the plurality of points are utilized as markers to assess fetal abnormality. According to another embodiment, at least two coordinates are received for each of a plurality of points identifying a configuration of landmarks in a fetal image, and one or more values resulting from a linear combination of any of the received coordinates of any of the plurality of points are utilized as markers to assess fetal abnormality. | 1. A computer-implemented method for assessing a fetal abnormality selected from the group consisting of chromosomal abnormalities and fetal structural abnormalities based on landmarks, comprising: establishing a method of alignment for observed coordinates and reference coordinates;providing a reference data set of at least three predetermined discrete landmarks, said reference data set comprising aligned coordinates of affected and unaffected fetuses;receiving at least two coordinates for each of at least three points identifying a configuration of landmarks in a fetal image;aligning said received coordinates using said alignment method; andutilizing said aligned received coordinates of said at least three points and said aligned reference coordinates as markers to assess the likelihood of a fetal abnormality in a fetus from which said received coordinates were obtained. 2. The method of claim 1, wherein the fetal abnormality is a chromosomal abnormality. 3. The method of claim 2, wherein the chromosomal abnormality is Down syndrome. 4. The method of claim 1, wherein the fetal abnormality is Spina Bifida. 5. The method of claim 1, wherein the points are selected by a user on a computer monitor. 6. The method of claim 1, wherein the points are selected on a 3D ultrasound image displayed on a computer monitor. 7. The method of claim 1, wherein said step of receiving coordinates comprises receiving coordinates for more than 3 points. 8. The method of claim 1, wherein the received coordinates are aligned to a reference configuration of landmarks. 9. The method of claim 1, wherein the utilization of the received coordinates as markers comprises conducting a statistical analysis on the received coordinates to determine a likelihood of a patient carrying a fetus with a fetal abnormality. 10. The method of claim 9, wherein the statistical analysis includes a statistical comparison of the received coordinates with reference parameters derived from a statistical distribution of such markers in an unaffected population and/or affected population. 11. The method of claim 10, wherein the statistical comparison includes at least one of a means calculation, a standard deviation calculation and a correlation calculation. 12. The method of claim 10, wherein the statistical analysis results in an indication of risk of fetal abnormality. 13. The method of claim 10, wherein the statistical analysis results in a likelihood ratio for a fetal abnormality. 14. The method of claim 10, wherein the statistical analysis results in an index value to be considered within range or outside of range for a fetal abnormality. 15. The method of claim 1, comprising utilizing the received coordinates as markers in combination with one or more additional markers to assess fetal abnormality. 16. The method of claim 15, wherein the one or more additional markers includes at least one biochemical marker selected from the group consisting of free Beta hCG and PAPP-A, mate... | NTD Laboratories, Inc. | A61B005/04 A61B008/00
US07881777 | B2 | 2011-02-01 | Method and apparatus for performing intra-operative angiography | 2007-11-28 | Method for assessing the patency of a patient's blood vessel, advantageously during or after treatment of that vessel by an invasive procedure, comprising administering a fluorescent dye to the patient; obtaining at least one angiographic image of the vessel portion; and evaluating the at least one angiographic image to assess the patency of the vessel portion. Other related methods are contemplated, including methods for assessing perfusion in selected body tissue, methods for evaluating the potential of vessels for use in creation of AV fistulas, methods for determining the diameter of a vessel, and methods for locating a vessel located below the surface of a tissue. | 1. A device for monitoring movement of a fluorescent dye contained in blood moving through a cardiovascular bypass graft and vasculature connected to the graft of a subject during a surgical procedure, the device comprising: an illumination source emitting radiation of which a portion is absorbable by the moving fluorescent dye;a camera having an image capturing device configured to capture images of fluorescent radiation emitted from the fluorescent dye moving through the bypass graft and connected vasculature while the subject's heart is beating, at an acquisition rate of at least 15 angiographic images per second, the captured images including at least an optimal image of fluorescent dye initially moving through the bypass graft and connected vasculature, as well as images leading and trailing the optimal image;wherein the fluorescent dye has a peak absorption in the range of 800 to 850 nm; anda display device that transforms the captured images into viewable images. 2. The device according to claim 1, wherein the camera captures images at an increased acquisition rate of at least 30 images per second and the dye is indocyanine green. 3. The device according to claim 1, wherein the illumination source and the camera are positioned with respect to one another such that an angle between an optical axis of the camera and an axis of a radiant energy beam produced by the illumination source is less than 85°. 4. The device according to claim 1, wherein the illumination source is a laser, and the device further comprises optics positioned to diverge a radiant energy beam produced by the laser. 5. The device according to claim 4, wherein the laser and the camera are positioned with respect to one another such that an angle between an optical axis of the camera and an axis of the radiant energy beam from the laser is between 20° and 70°. 6. The device according to claim 4, wherein the optics are adjustable, permitting variation in a field of illumination. 7. The device according to claim 4, further comprising a bandpass filter positioned relative to the radiant energy beam to limit the radiant energy beam to one of a substantially uniform wavelength. 8. The device according to claim 4, wherein the laser is pulsed and synchronized with the acquisition rate of the camera. 9. The device according to claim 1, further comprising a bandpass filter positioned to prevent the camera from capturing radiation other than that emitted by the fluorescent dye. 10. The device according to claim 1, wherein the camera comprises a lens system for magnifying a field of view. 11. The device according to claim 10, wherein the lens system is capable of being engaged by the laser to correspondingly adjust a field of illumination provided by the laser as a function of the field of view of the camera. 12. The device according to claim 4, further comprising a distance sensor that provides distance information from at least one of the camera and the laser to the cardio... | National Research Council of Canada | A61B005/00
US07880464 | B2 | 2011-02-01 | Magnetic resonance imaging apparatus and magnetic resonance imaging method | 2007-09-10 | A magnetic resonance imaging apparatus includes an imaging unit which applies a labeling pulse to invert a spin included in a labeling region within part of a imaging region and then collects a echo signal from a time point when an inversion time has passed from the application of the labeling pulse, and a control unit, the control unit controlling the imaging unit so that the echo signal in the imaging region is collected a plurality of times with variations in the inversion time, the control unit also controlling the imaging unit so that a time ranging from a reference time point within a biological signal obtained from a subject to the application of the labeling pulse is a time determined in accordance with the inversion time. | 1. A magnetic resonance imaging apparatus which generates a magnetic resonance image on the basis of an echo signal regarding a spin included in an imaging region of a subject, the apparatus comprising: an imaging unit which applies a labeling pulse to invert the spin included in a labeling region within part of the imaging region and then collects the echo signal from a time point when an inversion time has passed from the application of the labeling pulse; anda control unit, the control unit controlling the imaging unit so that the echo signal in the imaging region is collected a plurality of times with variations in the inversion time, the control unit also controlling the imaging unit so that a time ranging from a reference time point within a biological signal obtained from the subject to the application of the labeling pulse is a time determined in accordance with the inversion time. 2. A magnetic resonance imaging apparatus comprising: an acquisition unit which acquires an echo signal regarding a spin included in an imaging region of a subject in accordance with a predetermined pulse sequence;a reconstruction unit which reconstructs an image of the inside of the imaging region in accordance with the acquired echo signal;a labeling unit which inverts the spin included in a labeling region within part of the imaging region to conduct labeling; anda control unit, the control unit controlling the labeling unit and the acquisition unit so that a cycle of conducting the labeling and acquiring the echo signal from a time point when a first time has passed from a time point of the labeling is carried out a plurality of times with variations in the first time, the control unit also controlling the labeling unit and the acquisition unit so that each of the plurality of cycles is started at a time point when a second time which increases or decreases contrary to the size of the first time in each cycle has passed from a periodic reference time point. 3. The magnetic resonance imaging apparatus according to claim 2, wherein the control unit decides the second time so that a time required from the reference time point to a time point when the pulse sequence is started is the same in each of the plurality of cycles. 4. The magnetic resonance imaging apparatus according to claim 2, wherein the control unit decides the reference time point on the basis of a synchronization signal. 5. A magnetic resonance imaging method generates a magnetic resonance image on the basis of an echo signal regarding a spin included in an imaging region of a subject, the method comprising: applying a labeling pulse to invert the spin included in a labeling region within part of the imaging region and then collecting the echo signal from a time point when an inversion time has passed from the application of the labeling pulse; andcollecting the echo signal in the imaging region a plurality of times with variations in the inversion time, and also controlling the application ... | Tokai University Educational System Toshiba Medical Systems Corporation | G01V003/00
US08447392 | B2 | 2013-05-21 | Brain-machine interface systems and methods | 2007-07-11 | A system and method for interfacing a brain with a machine. An exemplary embodiment of the present invention employs a vascular approach in which one or more nano-electrodes are deployed in vasculature having a close geometric relationship with proximal innervation. Each nano-electrode is preferably deployed in a blood vessel so that its sensing end is at or near a nerve passing close to or intersecting the blood vessel. The sensing end of each nano-electrode is adapted so as to be carried along in the blood stream so as to position the sensing end at a desired point within the blood vessel. An array of nano-electrodes of varying lengths can be used to monitor multiple nerves or neurons along a blood vessel. | 1. A device for sensing the activity of neural tissue comprising: a catheter;an electrode that is smaller than 5 micrometer in diameter, the electrode being smaller than a blood vessel and the electrode being deployed from the catheter into a blood vessel proximate to the neural tissue, thereby being able to measure a signal within the blood vessel, said signal being indicative of the electrical brain activity of the neural tissue;a wire connected to the electrode and for monitoring the signal on the electrode; anda computer connected to said wire and for determining neural information based on said signal. 2. The device of claim 1 comprising: a signal processor, the signal processor being arranged in the catheter and being coupled to the electrode. 3. The device of claim 2, wherein the signal processor includes: an amplifier, the amplifier being coupled to the electrode; and a digital converter, the digital converter converting the output of the amplifier into a digital representation. 4. The device of claim 3, wherein the digital converter includes a Schmitt trigger. 5. The device of claim 1 comprising a plurality of said electrodes. 6. The device of claim 5 comprising: a signal processor, the signal processor being arrange in the catheter and being coupled to the plurality of said electrodes. 7. The device of claim 6, wherein the signal processor includes: a plurality of amplifiers, each of the plurality of amplifiers being coupled to one of the plurality of said electrodes;a plurality of digital converters, each of the plurality of digital converters converting the output of one of the plurality of amplifiers into a binary representation; anda multiplexer, the multiplexer being coupled to an output of each of the plurality of digital converters and multiplexing the outputs of the digital converters onto an output signal line. 8. The device of claim 7, wherein each of the electrodes includes a nano-wire and the output signal line includes a micro-wire. 9. The device of claim 1 wherein said electrode is operative to provide a stimulation signal to said neural tissue. 10. The device of claim 1 further comprising a second electrode placed in a second blood vessel proximate to the neural tissue, said second electrode being of sufficiently small size such that it is capable of being inserted into a capillary, said second electrode being operative to provide a stimulation signal to said neural tissue. 11. The device as defined in claim 1 wherein the electrode has a diameter between 0.5 μm and 5 μm. 12. The device as defined in claim 1 wherein the electrode is selected from the group of a metal electrode and a carbon tube electrode. 13. The device as defined in claim 1 wherein the electrode comprises several nano electrodes of different length, thereby enabling signal recordings from several different points to allow characterizing electrical potential changes along the blood vessel proximate to the neural tissue. 14. The device as defin... | New York University | A61B005/04
US08560047 | B2 | 2013-10-15 | Method and apparatus for computer aided surgery | 2007-06-18 | A number of improvements are provided relating to computer aided surgery. The improvement relates to both the methods used during computer aided surgery and the devices used during such procedures. Some of the improvement relate to controlling the selection of which data to display during a procedure and/or how the data is displayed to aid the surgeon. Other improvements relate to the structure of the tools used during a procedure and how the tools can be controlled automatically to improve the efficiency of the procedure. Still other improvements relate to methods of providing feedback during a procedure to improve either the efficiency or quality, or both, for a procedure. | 1. A method for performing a navigated freehand computer assisted surgical procedure on a knee of a patient, comprising the steps of: creating a three dimensional representation of a knee portion of a patient to which the procedure is to be performed;identifying a portion of the three dimensional representation corresponding to a bony portion of knee to be resected;identifying the orientation of a cutting plane for resecting the identified bony portion;displaying the three dimensional representation during the surgical procedure,wherein the step of displaying comprises:displaying the portion to be resected in a first color;displaying a boundary adjacent the portion to be resected in a second color that is different from the first color; and;displaying a portion of tissue adjacent the boundary, which is not to be resected, in a third color, which is different from the first and second colors;performing the navigated freehand surgical procedure using a navigated freehand surgical tool to resect the bony portion of the knee;tracking the real time position and orientation of the freehand surgical tool relative to the cutting plane; anddisplaying an indicator of the variation between the cutting plane and the real time position of the navigated freehand surgical tool, wherein the indicator is based upon the identified orientation of the cutting plane and the real time position of the navigated freehand surgical tool. 2. The method of claim 1 comprising the step of deleting a portion of the three dimensional representation corresponding to tissue being removed during the surgical procedure. 3. The method of claim 2 wherein the step of deleting a portion of the three dimensional representation is repeatedly updated in real time. 4. A method for controlling a navigated freehand surgical tool during a surgical procedure, comprising the steps of: creating a three dimensional representation of a portion of a patient to which a procedure is to be performed;identifying a portion of the three dimensional representation corresponding to a portion of tissue onto which a surgical procedure is to be performed;identifying the position and orientation of a desired cut plane for resecting the identified portion;cutting the portion of the patient by performing a navigated freehand surgical procedure;tracking the position and orientation of the surgical tool during the cutting step; andproviding an indicator of the variation between the tracked position, orientation and path of the freehand surgical instrument from the tracking step relative to the desired cut plane;automatically controlling in real time the operation of the surgical tool in response to the proper position and alignment of the surgical tool relative to the patient. 5. The method of claim 4 wherein the surgical tool is a motorized cutting tool and the step of controlling the operation comprises the step of turning off the surgical tool. 6. The method of claim 4 wherein the surgical tool is a motori... | Board of Regents of the University of Nebraska | A61B005/05
US20080033264 | A1 | 2008-02-07 | Pulsoximetry Measuring Device | 2005-11-23 | Disclosed is a pulsoximetry measuring device comprising a pulsoximetry sensor and a pulsoximetry module for evaluating and displaying the sensor signals. The device is characterized in that the pulsoximetry module is provided with a shield which is grounded only at one point while each signal path is equipped with a rejection filter having a narrow passage area. | 1. A pulsoximetry measuring device having a pulsoximeter sensor and a pulsoximeter module for evaluating and displaying the signals of the sensor, characterized in that the pulsoximeter module is provided with a shield, in that the shield is grounded only at one point, and in that each signal path is provided with a rejection filter having a narrowband passband. 2. The measuring device as claimed in claim 1, characterized in that the rejection filter has an LC element. 3. The measuring device as claimed in claim 1, characterized in that the pass frequency of the narrowband filter lies in the range from 0.1 to 15 MHz. 4. The measuring device as claimed in claim 3, characterized in that the pass frequency of the narrowband filter lies in the range from 0.1 to 8 MHz. 5. The measuring device as claimed in claim 3, characterized in that the pass frequency of the narrowband filter is substantially lower than 10 MHz. 6. The measuring device as claimed in claim 1, characterized in that its evaluation unit is integrated in control electronics of an incubator, and is supplied by the latter with power. 7. The measuring device as claimed in claim 1, characterized in that the rejection filters are arranged in the vicinity of plug-in connectors. 8. The measuring device as claimed in claim 1, characterized in that the rejection filters are arranged in the shield. 9. The measuring device as claimed in claim 2, characterized in that the pass frequency of the narrowband filter lies in the range from 0.1 to 15 MHz. 10. The measuring device as claimed in claim 9, characterized in that the pass frequency of the narrowband filter lies in the range from 0.1 to 8 MHz. 11. The measuring device as claimed in claim 9, characterized in that the pass frequency of the narrowband filter is substantially lower than 10 MHz. 12. The measuring device as claimed in claim 2, characterized in that its evaluation unit is integrated in control electronics of an incubator, and is supplied by the latter with power. 13. The measuring device as claimed in claim 3, characterized in that its evaluation unit is integrated in control electronics of an incubator, and is supplied by the latter with power. 14. The measuring device as claimed in claim 4, characterized in that its evaluation unit is integrated in control electronics of an incubator, and is supplied by the latter with power. 15. The measuring device as claimed in claim 5, characterized in that its evaluation unit is integrated in control electronics of an incubator, and is supplied by the latter with power. 16. The measuring device as claimed in claim 2, characterized in that the rejection filters are arranged in the vicinity of plug-in connectors. 17. The measuring device as claimed in claim 3, characterized in that the rejection filters are arranged in the vicinity of plug-in connectors. 18. The measuring device as claimed in claim 4, characterized in that the rejection filters are arranged in the... | - | A61B005/1455
US20080015423 | A1 | 2008-01-17 | Computer docking station for multiple health-related measurements | 2007-06-27 | A home health care kit in the form of a modularized computer docking station for allowing a user to provide self-monitoring test results that are transferred to a standard desktop or laptop computer for eventual automatic communication over the Internet to the user's physician. In a preferred embodiment, the invention comprises a plurality of interconnected test modules, each configured to provide everything needed to permit a user to conduct a health-related measurement. One such measurement may be that of blood pressure and pulse rate. Another may be actual blood sugar. Still another may be hemoglobin A1C or hemoglobin and another may be cholesterol and triglyceride levels. Each module has an electronics portion and a storage portion. Each such module also has a male connector on one side and a female connector on an opposing side so that the various modules may be interconnected, one to the next in sequence. The last module in a sequence of modules may then be connected in this fashion to a USB port of the user's desktop or laptop computer using either a USB cable or by means of a wireless interface adaptor. | 1. A self-test health care apparatus for operation with a personal computer; the apparatus comprising: a plurality of modules each configured for conducting a test of a corresponding health-related parameter and sending the resulting test data to said computer for monitoring and storage thereof. 2. The apparatus recited in claim 1 wherein at least one of said modules comprises a pressure cuff for measuring blood pressure. 3. The apparatus recited in claim 1 wherein at least one of said modules comprises a device for measuring blood glucose. 4. The apparatus recited in claim 1 wherein at least one of said modules comprises a device for measuring blood cholesterol. 5. The apparatus recited in claim 1 wherein at least one of said modules comprises a device for measuring blood hemoglobin. 6. The apparatus recited in claim 1 wherein said modules have compatible connections for docking to one another and have a common data bus for transferring test data to said personal computer. 7. The apparatus recited in claim 1 wherein said computer is programmed to remind users when to conduct at least one test of a health-related parameter. 8. The apparatus recited in claim 7 wherein said computer having at least one monitor for displaying messages relating to said health-related parameters and wherein said computer is programmed to utilize said monitor to remind users when to conduct said at least one test. 9. The apparatus recited in claim 1 wherein said computer is connected to the internet for sending test data of at least one health-related parameter to a physician authorized to receive such data. 10. The apparatus recited in claim 9 wherein said computer is programmed to encrypt said test data before sending it over the internet. | - | A61B005/00
US20080076991 | A1 | 2008-03-27 | MEDICAL DISPLAY DEVICES FOR CARDIAC AND BREATHING PARAMETERS DERIVED FROM EXTRA-THORACIC BLOOD FLOW MEASUREMENTS | 2007-09-20 | Medical devices and techniques derive breath rate, breath distention, and pulse distention measurements of a subject from a pulse oximeter system coupled to the subject. These parameters together with the conventional physiologic parameters obtained from a pulse oximeter system can be used to assist in controlling the ventilation levels and the anesthesia levels of the subject. The development has human applications and particular applications for animal research. | 1. A method of displaying pulse oximetry information, comprising the steps of: attaching a light source and a light signal receiver to an appendage of a subject; directing at least two light signals having distinct wavelengths from said light source at said appendage; receiving said light signals with said light signal receiver; generating at least one output signal from said received light signals; deriving a plurality of physiologic parameters including a breath signal from said received light signals, wherein the pulse oximetry system derives a breath signal of the subject from the at least one output signal; displaying said plurality of physiologic parameters on a monitor, including a graphical display of the breath signal. 2. The method of displaying physiologic parameters of claim 1 wherein the breath signal is calculated by filtering the at least one output signal to remove heart rate component thereof, then reconstructing a breath signal in the absence of the heart rate components and wherein a breath rate is calculated using the breath signal. 3. The method of displaying physiologic parameters of claim 2 wherein the breath components of the at least one output signal is filtered prior to reconstructing the breath signal. 4. The method of displaying physiologic parameters of claim 1 wherein the breath signal is displayed congruently on the same graphical display with a signal that includes the heart components. 5. The method of displaying physiologic parameters of claim 1 wherein a breath rate is calculated using the breath signal and wherein the breath rate is displayed to the user. 6. The method of displaying physiologic parameters of claim 1 wherein the system further calculates arterial pulse distention measurements and arterial breath distention measurements, and wherein the system displays the pulse and the breath distention measurements on the same graph. 7. The method of displaying physiologic parameters of claim 1 wherein the system graphically displays breathing parameters in a first color and heart-related parameters in a second color. 8. A method of displaying physiologic parameters of a subject comprising the steps of: Deriving a plurality of physiologic parameters of a subject including a breath signal of the subject, and a signal including components of the breath signal and the heart signal of the subject; and Displaying a plurality of the derived physiologic parameters on a monitor, including a graphical display of the breath signal congruently on the same graphical display with the signal including components of the breath signal and the heart signal of the subject. 9. The method of displaying physiologic parameters of claim 8 wherein the breath signal is calculated by filtering received signals to remove heart rate component thereof, then reconstructing a breath signal in the absence of the heart rate components. 10. The method of displaying physiologic parameters of claim 9 wherein the breath compon... | STARR Life Sciences Corp. | A61B005/1455
US20080051648 | A1 | 2008-02-28 | MEDICAL IMAGE ENHANCEMENT SYSTEM | 2006-12-12 | Provided herein is a medical imaging system that allows for real-time guidance of, for example, catheters for use in interventional procedures. In one arrangement, an imaging system is provided that generate a series of images or frames during a dye injection procedure. The system is operative to automatically detect frames that include dye (bolus frames) and frames that are free of dye (mask frames). The series of images may be registered together to provide a common reference frame and thereby account for motion. Sets of mask frames and bolus frames are averaged together, respectively, to improve signal to noise qualities. A differential image is generated utilizing the average mask and average bolus frames. Contrast of the differential image may be enhanced. The system allows for motion correction, noise reduction and/or enhancement of a differential image in real time. | 1. A method for use in a real-time medical imaging system, comprising: obtaining a plurality of successive images having a common field of view, said images being obtained during a contrast media injection procedure;identifying a first set of said plurality of images that are free of contrast media in said field of view;identifying a second set of said plurality of images having contrast media in said field of view; andgenerating a differential image based on differences between a first composite image associated with said first set of images and a second composite image associated with said second set of images. 2. The method of claim 1, further comprising: displaying said differential image on a user display. 3. The method of claim 2, further comprising: guiding a medical instrument while monitoring said user display. 4. The method of claim 1, wherein said first and second sets of images are identified in an automated process. 5. The method of claim 4, wherein said automated process comprises: computing intensity differences between temporally adjacent images; andidentifying an intensity difference between two temporally adjacent images indicative of contrast media being introduced into a subsequent of said two adjacent images. 6. The method of claim 5, wherein said two temporally adjacent images define a contrast media introduction reference time and wherein: identifying said first set of images comprises selecting a predetermined number of successive images before said contrast media introduction reference time; andidentifying said second set of images comprises selecting a predetermined number of successive images after said contrast media introduction reference time. 7. The method of claim 5, wherein computing intensity differences further comprises: motion correcting each image, wherein each motion corrected imaged is registered to its immediately preceding image. 8. The method of claim 7, wherein said first and second sets of images comprise first and second sets of motion corrected images. 9. The method of claim 1, wherein said first and second composite images comprise: a first average image generated from said first set of images; anda second average image generated from said second set of images. 10. The method of claim 7, wherein said first and second sets of images are motion corrected prior to generating said first and second average images. 11. The method of claim 1, wherein generating a differential image comprises: motion correcting said first and second composite images, wherein said first and second composite images are registered together. 12. The method of claim 11, wherein said composite images are registered together via an inverse consistent registration method. 13. The method of claim 12, wherein said inverse consistent registration method is computed using a B-spline parameterization. 14. The method of claim 11, wherein said differential image is generated by subtracting intensity values of one of said firs... | - | A61B005/05
US20080058654 | A1 | 2008-03-06 | Manometer with indication label | 2006-09-06 | A manometer with an indication label comprises a manometer body; a tying stripe; a tying stripe; and an indication label for indicating a position for measuring blood pressures or blood pulse; the indication label being installed at a predetermined position of the manometer body. A length of the indication label is 1.5 centimeter or ⅝ inches. The indication label is indicated with a distance of 1.5 centimeter ⅝ inches from a wrist of a user. The indication label is installed on the tying stripe. The indication label is made of soft cloth or plastics. | 1. A manometer with an indication label comprising: a manometer body;a display;a tying stripe; andan indication label for indicating a position for measuring blood pressures or blood pulse; the indication label being installed at a predetermined position of the manometer body. 2. The manometer with an indication label as claimed in claim 1, wherein a length of the indication label is 1.5 centimeter. 3. The manometer with an indication label as claimed in claim 1 wherein the indication label is indicated with a distance of 1.5 centimeter from a wrist of a user. 4. The manometer with an indication label as claimed in claim 1, wherein a length of the indication label is ⅝ inches. 5. The manometer with an indication label as claimed in claim 1, wherein the indication label is indicated with a distance of ⅝ inches from a wrist of a user. 6. The manometer with an indication label as claimed in claim 1, wherein the indication label is installed on the tying stripe. 7. The manometer with an indication label as claimed in claim 1, wherein the indication label is made of soft cloth. 8. The manometer with an indication label as claimed in claim 1, wherein the indication label is made of plastics. | - | A61B005/02
US20080021299 | A1 | 2008-01-24 | METHOD FOR SELECTING MODULAR IMPLANT COMPONENTS | 2006-07-18 | A method for selecting modular neck components for hip implants based on independent variables associated with physical characteristics of the implant, including leg length, offset, and anteversion. During surgery, the surgeon may be confronted with a need to change a preoperatively-chosen modular neck. For example, the surgeon may desire a change in at least one of the variables, e.g., leg length, offset, and/or anteversion. The present method allows the surgeon to quickly and easily select a different modular neck based on an evaluation of one of the variables without requiring reevaluation of the other variables. The method may include preoperative planning in which a template including a grid coordinate system is used. | 1. A method for selecting an orthopedic implant from a system of orthopedic implants for implantation in an anatomical structure of a patient, the method comprising the steps of: acquiring an image of the anatomical structure;using a template with a grid coordinate system to assess at least one of a first, second, and third variable associated with respective physical characteristics of the implants, the grid coordinate system having a plurality of reference points corresponding to at least two of the first, second, and third variables; andselecting a first orthopedic implant from the system of implants based on coordinates determined using the template. 2. The method of claim 1, wherein the implants are modular components of a hip implant system and the first variable corresponds to leg length, the second variable corresponds to offset, and the third variable corresponds to anteversion. 3. The method of claim 1, wherein said using step is completed preoperatively. 4. The method of claim 1, wherein one of the variables is arranged along a first axis of the grid coordinate system and another of the variables is arranged along a second axis of the grid coordinate system orthogonal to the first axis. 5. The method of claim 1, wherein the system of implants comprises an arrangement of implants including at least one subset in which at least one of the first, second, and third variables associated with a respective different physical characteristic of the implants is constant and the others of the first, second, and third variables vary within each subset. 6. The method of claim 5, wherein the arrangement comprises at least one container including a plurality of implants arranged according to each subset. 7. The method of claim 6, wherein the arrangement includes one container per subset. 8. The method of claim 6, wherein the arrangement includes one container with multiple subsets. 9. The method of claim 5, wherein the arrangement comprises a graphical representation arranged according to the at least one subset. 10. A method for intraoperatively selecting an orthopedic implant for implantation in an anatomical structure of a patient, the method comprising the steps of: assessing, intraoperatively, at least one of a first, a second, and a third variable associated with respective physical characteristics of the implant; andselecting an orthopedic implant based on a change in the at least one variable from a system in which the implants are arranged in subsets in which one of the others of the first, second, and third variables is constant. 11. The method of claim 10, wherein the implant is a modular component of a hip implant system and the first variable corresponds to leg length, the second variable corresponds to offset, and the third variable corresponds to anteversion. 12. The method of claim 10, wherein the system of implants comprises an arrangement of implants including at least one subset in which at least one of the first, second... | - | A61B005/05
US20080058663 | A1 | 2008-03-06 | Heartbeat information acquiring apparatus | 2007-08-23 | A heartbeat information acquiring apparatus comprises an electrode unit comprising a pair of chest electrodes attached to a main unit belt, a heartbeat detecting unit for detecting a heartbeat signal based on a cardio-potential produced between the pair of chest electrodes, an arithmetic and control unit, and a reporting unit. The arithmetic and control unit comprises a heartbeat rate computing means for computing a heart rate by processing the heartbeat signal, control means for controlling the reporting unit to allow the reporting unit to report heartbeat information to the user, and the arithmetic and control unit is attached to the main unit belt by being accommodated in the main unit case. The heartbeat information is all the kinds of, or one or two kinds of, information among information to the effect that the heart rate is within a normal range set of target values by input means, information to the effect that the heart rate has exceeded an upper limit target value, and information to the effect that the heart rate has fallen below a lower limit target value. The vibrating reporting means is a vibrating motor and is attached to the main unit belt 1 at such a position as to transmit vibration to the user's sternum. | 1. A heartbeat information acquiring apparatus comprising an electrode unit comprising a pair of chest electrodes, a heartbeat detecting unit for detecting a heartbeat signal based on a cardio-potential produced between the pair of chest electrodes, an arithmetic and control unit, and a reporting unit, the heartbeat information acquiring apparatus to be fitted to a chest part of a user with a fitting belt, characterized in that: the arithmetic and control unit comprises heartbeat rate computing means for computing a heart rate by processing the heartbeat signal, control means for comparing the heart rate and a target value and controlling the reporting unit to allow the reporting unit to report heartbeat information to the user. 2. The heartbeat information acquiring apparatus as set forth in claim 1, wherein the heartbeat information is all the kinds of, or one or two kinds of, information among information to the effect that the heart rate is within a set range, information to the effect that the heart rate has exceeded a upper limit target value, and information to the effect that the heart rate has fallen below a lower limit target value. 3. The heartbeat information acquiring apparatus as set forth in claim 1, wherein the reporting unit comprises at least one of voice reporting means, electronic sound reporting means, and vibrating reporting means. 4. The heartbeat information acquiring apparatus as set forth in claim 3, wherein the vibrating reporting means is a vibrating motor and is attached to the fitting belt at such a position as to transmit vibration to the user's sternum. 5. The heartbeat information acquiring apparatus as set forth in claim 4, wherein the vibrating motor comprises a weight for obtaining a high vibration. | - | A61B005/0402
US20080071152 | A1 | 2008-03-20 | AUTONOMIC-NERVOUS STATE JUDGING DEVICE, AUTONOMIC-NERVOUS STATE JUDGING METHOD, AND COMPUTER PROGRAM PRODUCT | 2007-09-13 | An autonomic-nervous state judging device measures an autonomic-nervous index of a subject in sleep at predetermined time intervals. The autonomic-nervous state judging device sets a plurality of cycle frames of a predetermined length each including one sleep cycle, and a judging frame in a cycle frame at a predetermined position. The autonomic-nervous state judging device specifies state of autonomic nervous system in the judging frame based on the autonomic-nervous index, and detects timing of a change in the state of the autonomic nervous system. | 1. An autonomic-nervous state judging device comprising: a measuring unit that measures, at regular intervals, an autonomic-nervous index that indicates state of autonomic nervous system of a subject in a sleep state;a first setting unit that sets a plurality of cycle frames of a first time length, each of which includes one sleep cycle, at intervals shorter than the first time length;a second setting unit that sets a judging frame of a second time length shorter than the first time length at a predetermined position in each of the cycle frames;a specifying unit that specifies state of autonomic nervous system in the judging frame based on the autonomic-nervous index in corresponding one of the cycle frames; anda detecting unit that detects time of a change in the state of autonomic nervous system specified by the specifying unit. 2. The device according to claim 1, wherein the second setting unit sets the judging frame such that an end of the judging frame corresponds to a latest time in each of the cycle frames. 3. The device according to claim 1, wherein the specifying unit specifies the state of autonomic nervous system at different time points at predetermined intervals in the judging frame. 4. The device according to claim 1, wherein the specifying unit specifies the state of autonomic nervous system based on continuity of predetermined state of autonomic nervous system in the judging frame, andthe detecting unit detects the time of a change in the state of autonomic nervous system based on a proportion of the predetermined state. 5. The device according to claim 4, wherein the specifying unit specifies any one of non rapid eye-movement sleep state and rapid eye-movement sleep state as the state of autonomic nervous system based on continuity of the sleep state, andthe detecting unit detects time of a change from the non rapid eye-movement sleep state to the rapid eye-movement sleep state when a proportion of rapid eye-movement sleep in the judging frame exceeds a threshold. 6. The device according to claim 4, wherein the specifying unit specifies any one of non rapid eye-movement sleep state and rapid eye-movement sleep state as the state of autonomic nervous system based on continuity of the sleep state, andthe detecting unit detects time of a change from the rapid eye-movement sleep state to the non rapid eye-movement sleep state when a proportion of non rapid eye-movement sleep in the judging frame exceeds a threshold. 7. The device according to claim 4, wherein the specifying unit specifies any one of sympathetic predominance state and parasympathetic predominance state as the state of autonomic nervous system based on continuity of the predominance state, andthe detecting unit detects time of a change from the parasympathetic predominance state to the sympathetic predominance state when a proportion of sympathetic predominance in the judging frame exceeds a threshold. 8. The device according to claim 4, wherein the specifying u... | Kabushiki Kaisha Toshiba | A61B005/00
US20080009693 | A1 | 2008-01-10 | Moisture control in a transdermal blood alcohol monitor | 2006-06-16 | Moisture buildup inside an alcohol monitor that is securely attached to a human subject is due to the inlet air from the subject's skin surface, which constantly emits water vapor in the form of insensible skin perspiration. As the warm moist air flows along the air flow path through decreasing temperatures within the alcohol monitor, moisture will be removed from the air through condensation. The present invention solves this condensation problem by first simplifying the air flow path, eliminating barriers that can trap water. Second, additional changes to the air flow path take advantage of gravity, allowing water to drain out of the alcohol monitor. Third, by better balancing the volume of air sample between the sample collection chamber and the fuel cell sample chamber, the total volume of air taken in is reduced, resulting in an overall reduction in the volume of potential moisture introduced into the alcohol monitor. | 1. (canceled) 2. A method for controlling moisture within a device having an air flow path there through, the method comprising the steps of: (a) drawing an air vapor sample into the device with a pump through an intake opening having a first hydrophobic filter, wherein said first hydrophobic filter prevents water from entering the device;(b) drawing said air vapor sample into a sample collection chamber along the air flow path;(c) drawing said air vapor sample through a second hydrophobic filter along the air flow path; and(d) drawing said air vapor sample into a fuel cell sample chamber along the air flow path, wherein said sample collection chamber and said fuel cell sample chamber are the only chambers along the air flow path;wherein said second hydrophobic filter is the only non-movable physical barrier from said first hydrophobic filter located along the air flow path through the device, and further wherein any moisture formed by condensation past said second hydrophobic filter along the air flow path is not physically trapped within the device. 3. The method according to claim 2 further comprising the step of: placing the device on a limb of a subject prior to said drawing steps. 4. The method according to claim 2 further comprising the step of: exhausting said air vapor sample out of the device. 5. The method according to claim 2 wherein the device is a transdermal blood alcohol monitor. 6. The method according to claim 5 further comprising the steps of: performing a reading on said air vapor sample drawn into said fuel cell sample chamber, said performing step further comprising the steps of: drawing said air vapor sample across a face of a fuel cell within said fuel cell sample chamber; andgenerating by said fuel cell a transdermal alcohol concentration signal. 7. The method according to claim 6 further comprising the step of: repeating said drawing steps and said performing step at predetermined or random time intervals. 8. A device, having moisture control features, that performs readings on air samples, the device comprising: a body;an intake opening into said body;a sample collection chamber within said body;a first hydrophobic filter between said intake opening and said sample collection chamber;a fuel cell sample chamber within said body, wherein said sample collection chamber and said fuel cell sample chamber are the only chambers along the air flow path;an exhaust port out of said body;an air flow path connecting said intake opening to said sample collection chamber, to said sample chamber, and to said exhaust port;a second hydrophobic filter between said sample collection chamber and said sample chamber; anda pump in communication with said air flow path for drawing the air samples into the device through said opening, through said first hydrophobic filter, through said sample collection chamber, through said second hydrophobic filter, through said fuel cell sample chamber, and out of said exhaust port;wherein said secon... | - | A61B005/00
US07789828 | B2 | 2010-09-07 | Health related location awareness | 2006-12-21 | A remote health monitoring system, comprising a device suitable for transmitting and receiving data configured for determining a geographic location of the device, a communication network, and a server. The device is suitable for communicating with the server via the communication network and is suitable for tracking patient compliance with a healthcare program, determining a location of a healthcare facility, and verifying availability of healthcare at the healthcare facility. | 1. A remote health monitoring system, comprising: a data transmitting and receiving device operated by a patient, said data transmitting and receiving device receives a response to a patient query, and further includes: a global positioning system, said global positioning system determines a geographic location for said data transmitting and receiving device; anda measurement apparatus, said measurement apparatus measures a health measurement;a server, said server communicates with said data transmitting and receiving device over a communication network, the server further receives input patient health related information from the data transmitting and receiving device and generates a healthcare provider visitation priority schedule based on a geographic location determination for the device, the received input patient health related information including a received patient response to a query, the received patient response to a query utilized to determine a level urgency of patient care required, a patient availability indication, and an internet traffic report; anda workstation operated by a healthcare provider, said workstation displays the healthcare provider visitation priority schedule, receives a user input script program, a healthcare provider input recommended patient activity, and patient input patient health related information transmitted from said server, and communicates at least one of the input script program or the input recommended patient activity, to said server via said communication network, and said server communicates at least one of the input script program or the input recommended patient activity to the data transmitting and receiving device,wherein said data transmitting and receiving device tracks patient compliance with a healthcare program, determines a location of a healthcare facility, and verifies availability of healthcare at said healthcare facility. 2. The remote health monitoring system claimed in claim 1, wherein said workstation comprises at least of one of a personal computer, a handheld computer or a remote terminal. 3. The remote health monitoring system claimed in claim 1, wherein said healthcare facility comprises at least one of a pharmacy, a diagnostic center, a home healthcare supply outlet, a physician office, or an insurance and governmental assistance location. 4. The remote health monitoring system claimed in claim 1, wherein said healthcare is a medical supply, diagnostic test or medical treatment. 5. The remote health monitoring system claimed in claim 1, wherein said measuring apparatus measures at least one of a blood glucose level, a pulse, a weight, a blood pressure, or a peak flow. 6. The remote health monitoring system claimed in claim 1, wherein said data transmitting and receiving device tracks patient compliance with a healthcare management program via data received from said measuring apparatus. 7. The remote health monitoring system claimed in claim 1, wherein said data transm... | Health Hero Network, Inc. | A61B005/00
US07333841 | B2 | 2008-02-19 | Method and device for calculating a biological component density of a subject | 2002-11-14 | A method for calculating a biological component density of this invention comprises steps of irradiating a light of NIR spectrum to a skin of a subject, receiving the light of NIR reflected from the skin to obtain NIR spectrum data thereof, and substituting the NIR spectrum data into a predetermined calibrating equation to obtain a biological component density of the subject such as glucose density. This invention is characterized by preparing a plurality of the calibrating equations which are different from each other and are specific to each of plural groups which are classified in terms of a skin thickness parameter indicative of a skin thickness with respect to individuals of a species to which the subject belongs, determining the skin thickness parameter of the subject with a non-invasive technique and identifying the group of the subject in accordance with the determined skin thickness parameter, and deriving one of the calibrating equations in match with the identified group in order to calculate the biological component density of the subject. | 1. A device for calculating a biological component density of a subject, which comprises: a light source generating a light having a NIR (near infrared) spectrum;an incident guide directing said light to a skin of said subject;a reflective guide directing the NIR spectrum reflected back from within said skin;a sensor receiving said NIR spectrum through said reflective guide to provide NIR data thereof;a processing unit which substitutes said NIR data into a predetermined calibrating equation to calculate the biological component density of said subject, characterized in thatsaid device further includes:a skin thickness memory storing a plurality of the calibrating equations which are different from each other and which are each specific to each of a plural groups classified in terms of a skin thickness parameter indicative of a skin thickness with respect to individuals of a species to which said subject belongs; anda means for determining the skin thickness parameter with a non-invasive technique to identify the group of the subject in accordance with the determined skin thickness parameter;said processing unit operating to derive one of said calibrating equations from said skin thickness memory in match with the identified group in order to calculate the biological component density of the subject,whereinsaid skin thickness memory stores two calibrating equations which are different from each other, one corresponding to a group in which the skin thickness is 1.2 mm or more, and the other corresponding to a group in which the skin thickness is less than 1.2 mm, and whereinsaid incident guide has a light projecting end adapted to be held in close proximity to said skin, and said reflective guide has a light receiving end adapted to be held in close proximity to said skin,said light receiving end being spaced from said light projecting end by a distance of 2 mm or less across said skin,said incident guide and said reflective guide being made respectively by optical fibers which are integrated into a single probe head having an object end to which said light projecting end and said light receiving end are exposed,said probe including a plurality of different incident guides and a single reflective guide, said different incident guides having individual light projecting ends which are spaced by different distances, respectively from said light receiving end on said object end,a selector being provided to selectively couple one of said different incident guides to said light source so as to direct said light having the NIR spectrum through the selected incident guide,said processing unit further including:a table storing a relation between each one of said groups and each one of said different light incident guides; anda module which analyzes said NIR data statistically based upon the NIR spectrum irradiated through one of said incident paths and received from said skin to determine said skin thickness parameter and to identify the corresponding one ... | Matsushita Electric Works, Ltd. | A61B005/00
US07422560 | B2 | 2008-09-09 | Detection of congestion from monitoring patient response to a recumbent position | 2007-10-29 | Systems and methods obtain information that allows detection of whether a patient suffers from congestion by monitoring a response of the patient to a recumbent position of the patient's body. The patient may be monitored to determine a respiration pattern for a non-recumbent position such as standing and a respiration pattern for a recumbent position such as lying down. The two patterns may be compared, either by a processing device or a physician, to determine a difference in the two respiration patterns. Furthermore, the congestion may be inferred from detecting an amount of time that the patient spends in a recumbent position or from detecting the recumbent angle that the patient obtains, either of which is presumed to indicate whether a recumbent position presents discomfort to the patient due to the presence of congestion. | 1. A method comprising: monitoring a patient over a period of time with at least one device, wherein the at least one device monitors time while detecting whether the patient is in a recumbent position to compute an amount of recumbent time, during the period, for which the patient is in the recumbent position; anddetermining whether the patient is suffering from congestion by using the amount of recumbent time. 2. The method of claim 1, comprising: comparing the amount of recumbent time to a time threshold, in determining whether the patient is suffering from congestion. 3. The method of claim 2, wherein the threshold value is based upon an amount of sleep time. 4. The method of claim 2, wherein the threshold value is based upon an amount of recumbent time. 5. The method of claim 1, wherein monitoring the patient comprises continuously detecting whether a reclination of the torso of the patient exceeds a reclination threshold. 6. The method of claim 5, wherein detecting whether a reclination exceeds a reclination threshold comprises obtaining the reclination by using a tilt. 7. The method of claim 5, wherein detecting whether a reclination exceeds a reclination threshold comprises obtaining the reclination by using an acceleration. 8. The method of claim 1, comprising: monitoring the patient over multiple periods of time to determine an amount of recumbent time, during each period, for which the patient is in a recumbent position; andanalyzing the amount of time for each period to determine a trend. 9. A system comprising: a reclination sensor that produces a signal indicative of a reclination of the patient;reclination circuitry that produces reclination data from the reclination signal;a clock that produces at least one timing signal;a memory; anda processing device that is configured to communicate with the reclination circuitry and clock to determine, from the reclination data and timing signal, an amount of recumbent time for which the patient is in a recumbent position, to compare the amount of recumbent time to a threshold value, and to determine, using a result of the comparison, whether a patient is suffering from congestion. 10. The system of claim 9, wherein the processing device is adapted to compare the amount of recumbent time to a time threshold related to a congestive condition. 11. The system of claim 9, wherein the reclination sensor includes a tilt switch. 12. The system of claim 9, wherein the reclination sensor includes an accelerometer. 13. The system of claim 9, further comprising a communication device that is configured to transmit information about the amount of recumbent time. 14. The system of claim 9, wherein the threshold value is based upon an amount of sleep time. 15. The system of claim 9, wherein the threshold value is based upon an amount of recumbent time. 16. A system comprising: means for tracking time;means for detecting whether the patient is in a recumbent position;means for storing the amo... | Cardiac Pacemakers, Inc. | A61B005/00 A61B005/02
US07322971 | B2 | 2008-01-29 | Surgical drain with sensors for monitoring internal tissue condition by transmittance | 2004-02-09 | Devices and methods of using a surgical drain, and more particularly a surgical drain having at least one sensor for monitoring and/or recording the condition of the anatomical site or fluid emitted from the site where the surgical drain is placed. Modifications may be made to the surgical drain to improve stabilization or immobilization in the proximity of the anatomical site to be monitored. | 1. A surgical drain system for draining wound fluids and sensing a physiological property of a tissue in a patient's body comprising: a) a surgical drain configured to be fully implanted in a patient's body, to rest against the surface of at least one tissue in the patient's body, and to drain wound fluids from the vicinity of the tissue, wherein the surgical drain is not configured to penetrate the tissue, comprising: i. a first surface located on an outer side of the surgical drain;ii. a drain portion configured to rest against the tissue within the body;iii. a plurality of drain holes spaced along substantially the entire length of the drain portion;b) a first element branching out from the first surface of the surgical drain and configured for insertion in the tissue inside the patient's body and to emit energy into the tissue;c) a second element branching out from the first surface of the surgical drain and configured for insertion in the tissue inside the patient's body and to receive energy from the tissue; andd) a tube in fluid communication with the surgical drain configured to transport the drained wound fluids out of the body. 2. The surgical drain of claim 1 wherein the first and second elements include optical fibers. 3. The surgical drain of claim 1 wherein the received energy is indicative of a physiological property of the tissue. 4. The surgical drain of claim 3, wherein the physiological property is selected from the group comprising: oxygenation, perfusion, pH, NADH levels, biochemical composition, or drug concentration. 5. The surgical drain of claim 1 wherein the second element is configured to receive energy from the tissue that is a derivative of the energy emitted into the tissue by the first element. 6. A surgical drain system for draining wound fluids and sensing a physiological property of a tissue in a patient's body comprising: a) a surgical drain configured to be fully implanted in a patient's body, to rest against the surface of at least one tissue in the patient's body, and to drain wound fluids from the vicinity of the tissue, wherein the surgical drain is not configured to penetrate the tissue, comprising: i. a first surface located on an outer side of the surgical drain;ii. a drain portion configured to rest against the tissue within the body;iii. a plurality of drain holes spaced along substantially the entire length of the drain portion;b) a first element branching out from the first surface of the surgical drain and configured for insertion in the tissue inside the patient's body and to emit energy into the tissue;c) a second element embedded in the first surface of the surgical drain and configured to receive energy from the tissue; andd) a tube in fluid communication with the surgical drain configured to transport the drained wound fluids out of the body. 7. The surgical drain of claim 6 wherein the first and second elements include optical fibers. 8. The surgical drain of claim 6 wherein the receive... | Alfred E. Mann Institute for Biomedical Engineering at the University of Southern California | A61M001/00 A61B005/00
US20080058612 | A1 | 2008-03-06 | MEDICAL INFORMATION SYSTEM | 2007-09-04 | A medical information system includes a measurement unit that measures at least the positions of medical instruments and biomedical information, a medical act identification unit that decides the types of performed medical acts and the time instants of performance, at which the medical acts are performed, on the basis of the measured positions of the medical instruments and the measured biomedical information, and a medical stage identification unit that decides the types of medical stages, into which a flow of steps starting with a step of preparing for surgery and ending with a step of completing the surgery is divided in terms of the purpose of work, and the time instants of the medical stages on the basis of the decided types of medical acts, the decided time instants of performance, the other types of medical stages that have already been decided, and the time instants of the other types of medical stages that have already been decided. | 1. A medical information system comprising: a measurement unit that measures at least the positions of medical instruments and biomedical information;a medical act identification unit that decides the types of performed medical acts and the time instants of performance, at which the medical acts are performed, on the basis of the measured positions of the medical instruments and the measured biomedical information; anda medical stage identification unit that decides the types of medical stages, into which a flow of steps starting with a step of preparing for surgery and ending with a step of completing the surgery is divided in terms of the purpose of work, and the time instants of the medical stages on the basis of the decided types of medical acts, the decided time instants of performance, the other types of medical stages that have already been decided, and the time instants of the other types of medical stages that have already been decided. 2. The medical information system according to claim 1, further comprising a recording unit that records the decided types of medical acts, the decided time instants of performance, the decided types of medical stages, and the decided time instants of the medical stages. 3. The medical information system according to claim 1, wherein the medical stage identification unit decides the types of medical stages and the time instants thereof on the basis of the decided types of medical acts and the time instants thereof, the other types of medical stages and the time instants thereof, and a planned procedure of medical stages. 4. The medical information system according to claim 1, further comprising a memory unit in which rules for identifying the medical stages are stored. 5. The medical information system according to claim 1, further comprising a display unit on which multiple items concerning the decided types of medical stages and the biomedical information are displayed in the form of a numerical value or an indicator representing a temporal change. 6. The medical information system according to claim 5, wherein the display unit changes the items to be displayed according to an identified medical stage. 7. The medical information system according to claim 5, wherein the display unit displays in a highlighted manner specific items out of the plurality of items to be displayed, and changes the specific items from ones to others according to an identified medical stage. 8. A medical information system that records data items concerning medical acts, comprising: a recording unit that records a signal sent from medical equipment and a signal sent from a measuring instrument;a medical act identification unit that decides the types of performed medical acts and the time instants of performance, at which the medical acts are performed, on the basis of the recorded signal sent from the medical equipment and the recorded signal sent from the measuring instrument; anda medical stage identification unit that ... | - | A61B005/00 G06Q050/00
US07674231 | B2 | 2010-03-09 | Wearable pulse wave velocity blood pressure sensor and methods of calibration thereof | 2007-08-17 | An apparatus and methods for performing a circulatory measurement on an extremity, such as a hand, of a subject. The circulatory measurement results in the derivation of an output circulatory metric that may encompass blood pressure or various other circulatory metrics. An indicator of an input circulatory metric at a locus on the extremity is measured, such as a pulse transit time, and calibrated to account for the hydrostatic component of blood pressure arising due to vertical displacement of the extremity with respect to the heart. | 1. A method for deriving an output circulatory metric at an extremity of a subject, the method comprising: measuring a first plethysmographic signal at a first position on the extremity of the subject and measuring a second plethysmographic signal at a second position on the extremity of the subject, each of the signals being measured at a plurality of heights, by means of a sensor disposed on the extremity of the subject, the second position characterized by a distance between the first position and the second position;establishing a functional relationship using a digital computer, the functional relationship based at least on the measurements of the first and second plethysmographic signals at the plurality of heights, the functional relationship providing a quantitative relationship between the first and second plethysmographic signals and the output circulatory metric absent a direct measurement of the output circulatory metric at each of the plurality of heights; andcalculating a transit time of a circulatory pressure wave based on the first and second plethysmographic signals;deriving a wave speed based on the calculated transit time and the distance between the first and second positions; andapplying the functional relationship to derive the output circulatory metric. 2. The method of claim 1, wherein the output circulatory metric is an arterial blood pressure of the subject. 3. The method of claim 2, wherein the arterial blood pressure of the subject is at least one of systolic, diastolic, and mean arterial blood pressure. 4. The method of claim 1, wherein the first position is at a wrist of the subject. 5. The method of claim 1, wherein the first plethysmographic signal is based upon measurement of blood volume in an ulnar artery of the subject. 6. The method of claim 1, wherein the first plethysmographic signal is based upon measurement of blood volume in a radial artery of the subject. 7. The method of claim 1, wherein the second plethysmographic signal is based upon measurement of blood volume in a digit of the subject. 8. The method of claim 1, wherein the step of measuring first and second plethysmographic signals include obtaining circulatory waveforms at the first and second positions on the extremity. 9. The method of claim 8, further comprising identifying a point of comparison between the waveform of the first plethysmographic signal and the waveform of the second plethysmographic signal. 10. The method of claim 8, wherein identifying a point of comparison includes defining a measure based on a specified fraction of the range between a maximum value of the waveform and a minimum value of the waveform. 11. The method of claim 1, wherein the step of establishing a functional relationship includes identifying a response function of a sensor signal as a function of intra-arterial pressure. 12. The method of claim 11, wherein the step of identifying a response function of the sensor signal as a function of intra-arterial... | Massachusetts Institute of Technology | A61B005/02
US07780609 | B2 | 2010-08-24 | Temporary threshold shift detector | 2007-06-27 | A method of detecting a change in hearing of a user includes providing a sound generating device for providing both a content audio signal and a hearing test audio signal. The sound generating device is used to provide hearing test audio sounds of different loudnesses around a threshold of hearing of the user. None of these sounds is calibrated to a pre-specified decibel level. A first threshold of hearing is determined at a first time and a second threshold of hearing is determined at a second time. The first threshold of hearing is compared with the second threshold of hearing. | 1. A method of detecting a change in hearing of a user, comprising: a. providing an electronic sound generating device for providing a content audio signal, wherein said electronic sound generating device includes a hearing test audio signal, wherein said hearing test audio signal includes sounds at a plurality of volumes, including sound having a volume below a threshold of hearing of the user and sound having a volume above a threshold of hearing of the user, wherein volume of none of said sounds is measured, and wherein said electronic sound generating device is capable of reproducing said hearing test audio signal with sounds having same unmeasured volume at a subsequent time;b. using said electronic sound generating device to produce said hearing test audio signal at a first time;c. determining a first measure of threshold of hearing at said first time based on whether the user heard or did not hear sounds at each volume of said plurality of volumes that were produced by said sound generating device at said first time;d. using said electronic sound generating device to produce said hearing test audio signal at a second time and determining a second measure of threshold of hearing at said second time based on whether the user heard or did not hear sounds at each volume of said plurality of volumes that were produced by said sound generating device at said second time;e. comparing said first measure of threshold of hearing at said first time with said second measure of threshold of hearing at said second time; andf. determining that a change in threshold of hearing occurred if said second measure of threshold of hearing differs from said first measure of threshold of hearing. 2. A method as recited in claim 1, wherein said electronic sound generating device comprises a personal listening device. 3. A method as recited in claim 2, wherein said personal listening device includes at least one from the group consisting of an iPod, a Walkman, a CD player, an MP3 player, a DVD player, a video device and a tape player. 4. A method as recited in claim 1, wherein said electronic sound generating device includes a telecommunications device. 5. A method as recited in claim 4, wherein said telecommunications device includes at least one from the group consisting of a phone, a cellular phone, a personal digital assistant, and a walkie talkie. 6. A method as recited in claim 1, wherein said electronic sound generating device comprises a computer. 7. A method as recited in claim 6, wherein said computer includes at least one from the group consisting of a server, a desktop computer, a laptop computer, a notebook computer, a hand held computer, a Palm Pilot, a BlackBerry, and a personal digital assistant. 8. A method as recited in claim 1, wherein said electronic sound generating device includes at least one from the group consisting of a loudspeaker system, head phones, in ear speakers, and over-ear speakers. 9. A method as recited in claim 1, wherei... | - | A61B005/00 A61B005/12
US07346203 | B2 | 2008-03-18 | Methods and apparatus for processing image data to aid in detecting disease | 2003-11-19 | A method for detecting, quantifying, staging, reporting, and/or tracking of a disease includes providing analysis software configured to detect, quantify, stage, report, and/or track a disease utilizing images of a patient. The analysis software is executable on a personal computer of a patient. Patients are then imaged utilizing a medical imaging apparatus and medical images of the patient produced by the imaging apparatus are downloaded to the personal computer of the patient. The imaging and downloading are repeated a plurality of times at intervals selected to provide the analysis software with sufficient images to detect, quantify, stage, report, and/or track the disease in the patient. | 1. A method for at least one of detecting, quantifying, staging, reporting, or tracking of a disease, said method comprising: providing analysis software configured to at least one of detect, quantify, stage, report, or track a disease of a patient, said analysis software executable on a personal computer of a patient;imaging the patient with a medical imaging apparatus;downloading medical images of the patient produced by the imaging apparatus to the personal computer of the patient; andrepeating said imaging and downloading a plurality of times at intervals selected to provide said analysis software with sufficient images to at least one of detect, quantify, stage, report, or track the disease in the patient by computer analysis of the images via the analysis software executable on the personal computer of the patient. 2. A method in accordance with claim 1 wherein said imaging apparatus is a computed tomographic imaging apparatus. 3. A method in accordance with claim 1 wherein said imaging apparatus is a magnetic resonance imaging apparatus. 4. A method in accordance with claim 1 wherein said imaging apparatus is an x-ray imaging apparatus. 5. A method in accordance with claim 1 wherein the disease is chronic obstructive pulmonary disease, and said analysis software is configured to analyze tubular structures depicted in the medical images. 6. A method in accordance with claim 5 wherein the disease is selected from the group consisting of chronic bronchitis and asthma. 7. A method in accordance with claim 5 wherein said analysis software is configured to analyze bronchial wall cross-sectional area in the medical images. 8. A method in accordance with claim 5 wherein said analysis software is configured to utilize segmentation to isolate a selected tubular structure of interest in the medical images. 9. A method in accordance with claim 8 wherein said analysis software is configured to measure bronchial wall cross-sectional area utilizing said isolated selected tubular structure of interest. 10. A method in accordance with claim 5 wherein said analysis software is further configured to identify a center of an airway lumen in the medical images. 11. A method in accordance with claim 10 wherein said analysis software is configured to measure bronchial wall cross-sectional area utilizing said identified center of an airway lumen in the medical images. 12. A method in accordance with claim 1 wherein the disease is chronic obstructive pulmonary disease, and said analysis software is configured to analyze areas of a lung infected with the disease in the medical images. 13. A method in accordance with claim 12 wherein the disease is emphysema. 14. A method in accordance with claim 12 wherein said analysis software is configured to divide an image of a lung into a series of regions to be analyzed. 15. A method in accordance with claim 1 wherein the disease is chronic obstructive pulmonary disease, and said analysis software is configured ... | General Electric Company | G06K009/00 G06K009/34 A61B005/00 A61B005/05
US07315754 | B2 | 2008-01-01 | Electrode belt | 2004-01-27 | An electrode belt for impedance tomography shall be improved such that it has a simple design and makes possible good contacting of the electrodes (2) with the body of the test subject to be examined. The electrode belt (1) has at least 16 electrodes (2) on an electrode holder or belt material (3), which is elastic at least in some sections. The belt formed of one or more belt material sections completely surrounds a test subject to be examined on the circumference of the body. Electrode feed lines (63) extend along the electrode holder (3). The electrode feed lines and are connected to a feed line (6) at least at one feed point (4) on the electrode holder (3). | 1. An electrode belt for electrical impedance tomography, the electrode belt comprising: a belt material;16 or more electrodes connected to said belt material, said belt material being elastic in some sections such that said belt material can be stretched from a non-stretched state to a stretched state, the electrode belt fully surrounding a test subject to be examined over the circumference of the body;electrode feed lines extending within one or more hollow elastic tubes, each electrode feed line having a defined length, said electrode feed lines being integrated within said belt material such that the entire length of each electrode feed line extends within said belt material, each electrode feed line having a length between electrodes that is greater than the length of said tubes between electrodes when the belt material is in a non-stretched state; anda feed line, said electrode feed line being connected to said feed line at one or more feed points along said belt material. 2. An electrode belt in accordance with claim 1, wherein said electrodes are arranged at equally spaced locations from one another on the belt material. 3. An electrode belt in accordance with claim 1, wherein said belt material and said electrode feed lines form plural belt segments with one or more of said electrodes arranged on individual belt segments. 4. An electrode belt in accordance with claim 1, wherein said feed points are arranged symmetrically in relation to one another with the belt material split into two sections of approximately equal size. 5. An electrode belt in accordance with claim 1, wherein said belt material comprises three or more tubes, which extend in parallel and are connected section by section via a tube mounting piece. 6. An electrode belt in accordance with claim 5, wherein said electrodes are arranged in the area of said tube mounting piece. 7. An electrode belt in accordance with claim 5, wherein one of said tubes is hollow and accommodates said electrode feed lines. 8. An electrode belt in accordance with claim 5, further comprising: shaped elements provided as padding for two or more adjacent said electrodes for covering a sternal or spinal depression of a test subject wherein a gel pad located between outer tubes and a middle tube is provided as said shaped element. 9. An electrode belt for electrical impedance tomography, the electrode belt comprising: an electrode holder having a defined length for surrounding the body of a test subject, said electrode holder being composed of a stretch material, said electrode holder comprising one or more hollow elastic tubes;16 or more electrodes, said 16 or more electrodes being located on said electrode holder, each electrode being positioned along said electrode holder at a spaced location from an adjacent electrode to define an electrode holder portion;electrode feed lines extending within said one or more hollow elastic tubes, each electrode feed line having a defined length, said elec... | Dräger Medical AG & Co. KGaA | A61B005/04
US07346199 | B2 | 2008-03-18 | Anatomic triangulation | 2002-11-30 | A method for providing image correlation between the images displayed on a PACS system, the method including the steps of: displaying a first image from a first stack of images and a second image from a second stack of images, each stack of images belonging to a different series of image captures for a subject from a particular orientation; determining a spatial location of each image in the first and second stacks of images; receiving a selection signal for an image in the first stack of images; determining a corresponding image in the second stack of images based on the selection signal and the spatial location of the corresponding image; and, displaying the corresponding image. An apparatus for displaying correlated images based on anatomic triangulation. | 1. A method comprising the steps of: displaying a first image from a first stack of images and a second image from a second stack of images, each stack of images belonging to a different series of image captures for a subject from a particular orientation;determining a spatial location of each image in the first and second stacks of images;receiving a selection signal for an image in the first stack of images;determining a corresponding image in the second stack of images based on the selection signal and the spatial location of the corresponding image; and,displaying the corresponding image. 2. The method of claim 1, further comprising the step of receiving the first and second stack of images. 3. The method of claim 1, where the step of determining the corresponding image further comprising the steps of: determining a set of anatomical coordinates from the selection signal; and,locating the corresponding image in the second stack of images, the corresponding image being an image closest to the set of anatomical coordinates. 4. The method of claim 3, where the step of determining the set of anatomical coordinates comprises the steps of: determining a set of image coordinates from the selection signal; and,generating the set of anatomical coordinates from the set of image coordinates. 5. The method of claim 4, where the set of anatomical coordinates includes a right coordinate, an anterior coordinate, and a superior coordinate, and the set of image coordinates includes a X coordinate, a Y coordinate, and a Z coordinate, and the step of generating the set of anatomical coordinates from the set of image coordinates comprises the steps of: determining the X and Y coordinates from the selection signal; determining the Z coordinate from an image spatial location of the image; and,calculating the right, anterior and superior coordinates from the X, Y and Z coordinates. 6. The method of claim 1, further comprising the step of displaying a corresponding location indicator in the corresponding image. 7. The method of claim 1, further comprising the steps of: displaying a third stack of images belonging to another series having another particular orientation;determining the spatial location of each image in the third stack of images;determining a second corresponding image in the third stack of images based on the selection signal and the spatial location of the second corresponding image; and,displaying the second corresponding image. 8. A display system comprising: a display;a processor coupled to the display; anda memory coupled to the processor, the memory having computer readable program code stored thereon that, when executed by the processor, will cause the processor to: display an image from a first series of images for a subject in a first orientation on the display;receive a selection signal directed to the image;determine a set of anatomical coordinates from the selection signal;locate a corresponding image in a second series of images, t... | Intuitive Software, Inc. | G06K009/00 A61B005/00
US07329262 | B2 | 2008-02-12 | Stereoguide for clamping neurosurgical instruments | 2003-03-11 | The present invention relates to apparatus for use in neurosurgery, and to a method of positioning neurosurgical apparatus. The stereoguide comprises first and second guide elements through which instruments are passed along an axis of insertion towards a target and a first clamp (25) having a clamping position on the axis between the guide elements and the target. | 1. A method of positioning an instrument at a target using a stereoguide, the stereoguide comprising first and second guide elements spaced relative to each other through which instruments are passed along an axis of insertion towards a target; characterized by a first clamp having a clamping position on the axis between the guide elements and the target and a second clamp having a clamping position on the axis of insertion and on the opposite side of the guide elements to the first clamp for clamping instruments passing through the guide elements, said method comprising; inserting a wire into a support tube;inserting the wire and support tube together along an axis of insertion towards the target via the guide elements of the stereoguide;once the wire is inserted into the support tube they are fixed together by virtue of a finger tightenable screw by the support tube;removing the support tube form the wire, leaving the wire in situ;inserting a guide tube around the wire towards the target;securing the guide tube in position;removing the wire; andinserting the instrument to the target via the guide tube. 2. A method according to claim 1, wherein the insertion of the wire into the support tube results in the wire projecting from the end of the support tube. 3. A method according to claim 2, wherein the wire projects from the support tube towards the target by about 25 mm. 4. A method according to claim 1, wherein after insertion of the wire to the target, the first clamp is clamped to the wire. 5. A method according to claim 1, wherein removal of the support tube includes release of the finger tightenable screw. 6. A method according to claim 5, wherein removal of the support tube includes moving the support tube along the wire until it is positioned between the first and second clamps, clamping the wire with the second clamp, releasing the first clamp, and withdrawing the support tube from the wire. 7. A method according to claim 1, wherein insertion of the guide tube includes passing the guide tube over the wire until the tube is positioned between the first and second clamps, clamping the wire with the first clamp, releasing the second clamp, and moving the guide tube towards the target. 8. A method according to claim 1, wherein, before removing the wire, both clamps are released. 9. A method of positioning an instrument at a target using a stereoguide, the stereoguide including first and second guide elements spaced relative to each other through which instruments are passed along an axis of insertion towards a target; characterized by a first clamp having a clamping position on the axis between the guide elements and the target and a second clamp having a clamping position on the axis of insertion and on the opposite side of the guide elements to the first clamp for clamping instruments passing through the guide elements, said method comprising; inserting a wire into a support tube;inserting the wire and support tube together along an... | Renishaw PLC | A61F005/00 A61B019/00 A61B001/00 A61B005/04 A61B018/14 A61M005/00
US07981033 | B2 | 2011-07-19 | Diagnostic probe and kit for tonometric examination of respiratory insufficiency and regional perfusion failure of the body | 2004-11-04 | The invention relates to a tonometric device (20) for examination of respiratory insufficiency and regional tissue perfusion failure in patients, comprising a distal end (22), a section (24) to be introduced into the body, and a fixing part (3). The section (24) to be introduced comprises a first tube (1) to which an additional tubing (4) is connected. A second tube (2) is arranged substantially parallel with the first tube (1). At least the section (24) of the first tube (1) is made of a material permeable for gases, especially for carbon' dioxide, but substantially impermeable for body fluids, preferably of silicone rubber. The device does not comprise any balloon, it can be introduced into the patient stomach without preliminary preparation, and is useful for examination of premature babies. | 1. A tonometric device (20) for examination of respiratory insufficiency and regional tissue perfusion failure in patients comprising: a distal end (22) for introducing into the gastrointestinal tract of the body of a patient,a section (24) introduced into the body, anda section (3) for fixing the position of the device to the patient,wherein the section to be introduced (24) comprises:a first tube (1) to which an additional tubing (4) is connected,a second tube (2) arranged substantially parallel with and fixed to the first tube (1), wherein the distal end (22) of the second tube (2) is in direct communicating connection with the first tube (1) and an entire length of each of the first tube (1) and the second tube (2) are made of a material readily permeable for gases and substantially impermeable for body fluids and other substances, and an additional tubing (5) is connected to the second tube (2), wherein the outer diameter of the first tube (1) ranges from 2 to 4 mm and its wall thickness from 0.5 to 1.0 mm, and the outer diameter of the second tube (2) ranges from 1.0 to 1.5 mm and its wall thickness from 0.3 to 0.5 mm. 2. A device as claimed in claim 1, wherein the connecting means (6, 7) are constructed for connecting them to the connecting stub of a medical syringe. 3. A device as claimed in claim 1, wherein the second tube (2) is formed as a second passage (2′) in the wall surrounding the passage (1′) of the first tube (1). 4. The device according to claim 1, wherein the first tube (1) and the second tube (2) are made of silicone rubber. 5. The device according to claim 1, wherein a gas of the gases is carbon dioxide. | Szegedi Tudomanyegyetem | A61B005/00
US08755897 | B2 | 2014-06-17 | System and method for remote expert-system medical device programming | 2007-11-19 | One embodiment includes a system for prescribing therapeutic treatment for a patient via communications over a network, including an implantable medical device (IMD) to be implanted in the patient to record a patient characteristic, the implantable medical device being programmable and configured to communicate via wireless communications with the IMD and to communicate securely over the network, the medical device programming computer including a user interface. The embodiment includes a server to communicate securely over the network with the medical device programming computer, the server including at least a first expert prescription system comprising at least one physician's prescription and at least one expert-system to compare the at least one patient characteristic to the at least one physician's prescription to issue a parameter to be programmed into the IMD based on the comparison. | 1. A system configured for use with a computer network for prescribing therapeutic treatment for a patient using a computer network, comprising: an implantable medical device (IMD) adapted to be implanted in the patient to record at least one patient characteristic of the patient, the implantable medical device being programmable and including an IMD communications circuit adapted to communicate via wireless communications;a medical device programming computer including a communications system adapted to wirelessly communicate with the IMD via the IMD communications circuit to program the IMD, the medical device programming computer adapted to communicate securely over the computer network; anda server to communicate securely over the network to the medical device programming computer, the server comprising: a plurality of prescriptions stored on the server as data structures, each prescription to program the IMD, each of the prescriptions including at least one prescribed parameter to be programmed into the IMD;a plurality of expert-systems hosted by the server, each of which is adapted to compare the at least one IMD recorded patient characteristic to information associated with each of the plurality of prescriptions, to select one of the plurality of prescriptions and to communicate the at least one programmable parameter associated with the selected prescription to the medical device programming computer for programming into the IMD based on the comparison; andprograms hosted by the server for querying a user of the medical device programming computer which of the plurality of expert-systems is to be selected and for executing the selected expert system. 2. The system of claim 1, wherein the IMD communications circuit is adapted to transmit radio frequency (RF) communications. 3. The system of claim 1, wherein the expert-system includes an artificial intelligence (AI) engine that compares the at least one patient characteristic to the at least one prescription of the plurality of medical prescriptions and issues a parameter to be programmed into the IMD based on the comparison. 4. The system of claim 1, with the server further comprising: a custom medical prescription system adapted to store at least one custom parameter securely in association with a user credential stored on the server and the selected medical prescription. 5. The system of claim 1, wherein the computer network includes the internet. 6. The system of claim 1, wherein the server includes a plurality of physician's prescriptions of the plurality of medical prescriptions, wherein the expert-system compares the at least one patient characteristic to the plurality of physician's prescriptions of the plurality of medical prescriptions to issue the parameter. 7. The system of claim 6, further comprising a user interface coupled to the medical device programming computer, wherein the expert-system presents a plurality of parameter choices, associated with respective unique me... | Cardiac Pacemakers, Inc. | A61N001/362
US08469901 | B2 | 2013-06-25 | Method for diagnosing ADHD and related behavioral disorders | 2007-04-04 | The invention features methods and systems for the diagnosis of ADHD and related disorders. The methods and systems of the invention can also be used to ascertain how much benefit an individual would derive from a particular therapy. | 1. A method of diagnosing ADHD or a related disorder in a subject comprising the steps of: (i) using a motion analysis device to record movements and produce motion data of said subject and transmitting said motion data to a computer for analysis;(ii) receiving the results of said analysis, wherein said analysis comprises calculating from said motion data the power spectral density of the oscillations in said movements; and(iii) on the basis of said spectral density, diagnosing whether said subject has ADHD or a related disorder, wherein said spectral density is calculated over a frequency range between 0.01 and 0.5 Hz. 2. The method of claim 1, wherein said spectral density is calculated over a frequency range between 0.01 and 0.3 Hz. 3. The method of claim 2, wherein said spectral density is calculated over a frequency range between 0.01 and 0.1 Hz. 4. The method of claim 2, wherein said spectral density is calculated over a frequency range between 0.05 and 0.2 Hz. 5. A method of diagnosing ADHD or a related disorder in a subject comprising the steps of: (i) using a motion analysis device to record movements and produce motion data of said subject and transmitting said motion data to a computer for analysis;(ii) receiving the results of said analysis, wherein said analysis comprises calculating from said motion data the number of spikes in said movements; and(iii) on the basis of said number, diagnosing said whether subject has ADHD or a related disorder wherein said spikes are bursts in the rate of said movements by said subject exceeding a threshold amplitude of greater than 1 mm/second. 6. A method of diagnosing ADHD or a related disorder in a subject comprising the steps of: (i) using a motion analysis device to record movements and produce motion data of said subject and transmitting said motion data to a computer for analysis;(ii) receiving the results of said analysis, wherein said analysis comprises calculating from said motion data the time intervals between spikes in said movements; and(iii) on the basis of said time intervals, diagnosing whether said subject has ADHD or a related disorder wherein said spikes are bursts in the rate of said movements by said subject exceeding a threshold amplitude of greater than 1 mm/second. 7. The method of claim 5 or 6, wherein said spikes have an amplitude of greater than 3 mm/second. 8. The method of claim 5, wherein said number of spikes is calculated for two or more different amplitudes. 9. The method of claim 1, 5, or 6, wherein said disorder is ADD, ADHD, or Hyperkinetic Disorder. 10. The method of claim 1, 5, or 6, further comprising continuous performance testing of said subject while recording said movements. 11. The method of claim 1, 5, or 6, wherein step (i) comprises measuring the activity of said subject using an infrared motion analysis system by tracking the movements of said subject's head, leg, elbow, shoulder, hand, or foot using a camera. 12. A method for assessing the... | The McLean Hospital Corporation | A61B005/103 A61B005/117
US08583224 | B2 | 2013-11-12 | Implantable medical device and methods for automated detection of infection | 2007-08-03 | The invention relates to systems, devices, and methods for detecting infections associated with implantable medical devices. In an embodiment, the invention includes a method of detecting infection in a patient including measuring a physiological parameter using a chronically implanted sensor at a plurality of time points and evaluating the physiological parameter measurements to determine if infection is indicated. In an embodiment, the invention includes an implantable medical device including a first chronically implantable sensor configured to generate a first signal corresponding to a physiological parameter and a controller disposed within a housing, the controller configured to evaluate the first physiological parameter signal to determine if an infection is indicated. Other embodiments are also included herein. | 1. A method of detecting infection in a patient comprising: providing a medical device that is configured to be implanted in a pocket of a patient;measuring an impedance using a chronically implanted sensor at a plurality of time points, wherein the impedance measurement is taken in the pocket where the medical device is implanted;measuring the concentration of a chemical species using an implanted chemical sensor;evaluating the impedance measurement in conjunction with the concentration of the chemical species to determine if infection is indicated, wherein evaluating include comparing the impedance measurement to a detection threshold; andevaluating additional patient data to detect systemic sepsis including at least one selected from the group consisting of evaluating a respiration rate of the patient to determine if it is greater than 20 breaths per minute and evaluating a heart rate of the patient to determine if it is greater than 90 beats per minute. 2. The method of claim 1, wherein infection is indicated by a decline in an average impedance. 3. The method of claim 1, further comprising initiating therapy to treat infection if infection is indicated. 4. The method of claim 3, the therapy comprising administration of an anti-microbial active agent. 5. The method of claim 3, the therapy comprising initiation of anti-microbial electrical therapy. 6. The method of claim 3, further comprising evaluating the impedance measurements to determine if infection is clearing. 7. The method of claim 1, wherein evaluating the impedance measurements comprises determining a baseline value for the impedance and comparing a current measurement to the baseline value. 8. The method of claim 7, wherein infection is indicated if the current measurement of the impedance differs from the baseline value by at least a threshold amount. 9. The method of claim 1, further comprising providing a notification if infection is indicated. 10. The method of claim 9, wherein providing a notification comprises providing a warning indication to a medical professional via a signal transmitted to a non-implanted device. 11. The method of claim 1, further comprising evaluating the impedance measurements to determine whether or not sepsis is occurring. 12. The method of claim 1, further comprising displaying data regarding the physiological parameter on an external device. 13. The method of claim 1, wherein the chemical species is selected from the group consisting of ionic and non-ionic species. 14. The method of claim 1, wherein the chemical species is selected from the group consisting of hydrogen ion, potassium ion, sodium ion, calcium ion, lactate, glucose, blood gases, and C-reactive protein (CRP). 15. An implantable medical device comprising: a housing configured to be disposed in a tissue pocket of a patient;a first electrode disposed on the exterior of the housing configured to provide a first impedance signal;a second electrode disposed on the exterior of t... | Cardiac Pacemakers, Inc. | A61B005/05
US08475387 | B2 | 2013-07-02 | Automatic and ambulatory monitoring of congestive heart failure patients | 2007-06-18 | This invention provides methods for non-invasively monitoring patients with congestive heart failure (CHF) and for reporting and/or warning of changes in the patients' status. The methods gather physiological data and combine the data into parameters by which the severity of CHF can be judged. Preferred parameters include periodic breathing and heart rate variability. This invention also provides systems for carrying out these methods which permit patients to engage in their normal daily activities. Preferably, physiological data analysis is performed by a portable electronic unit carried by the patients. | 1. A method for automatically monitoring congestive heart failure (CHF) in a subject comprising: receiving signals, from a sensor, generated by non-invasively monitoring respiratory physiology of the subject, the signals conveying information concerning at least the subject's breath rate and volume;examining, with a processor, the received signals for determination of a minute ventilation (VE) signal and for indications of periodic breathing (PB), wherein the presence or absence of PB is determined through a multi-scale entropy analysis of the received signals and a power spectrum analysis of the VE signal;indicating the status of CHF in the subject to be of increased severity if indications of PB are found. 2. The method of claim 1 wherein the VE signal is sampled at a fixed sampling rate. 3. The method of claim 2 wherein the step of examining further comprises: forming an auto-correlogram by auto-correlating the VE signal at a zero temporal shift and at a plurality of non-zero temporal shifts; andexamining the auto-correlogram for indications of PB, PB being indicated if the auto-correlogram comprises a significant maximum at a non-zero temporal shift adjacent to the central maximum at zero temporal shift. 4. The method of claim 2 wherein the power spectrum analysis comprises: forming a power spectrum by a Fourier transform method of the VE signal, the VE signal having been windowed; andexamining the power spectrum for indications of PB, PB being indicated if the power spectrum comprises a significant maximum at a frequency characteristic of PB. 5. The method of claim 2 wherein the power spectrum analysis comprises: forming a power spectrum by a Lomb-Scargle method of the VE signal, the VE signal having been windowed; andexamining the power spectrum for indications of PB, PB being indicated if the power spectrum comprises a significant maximum at a frequency characteristic of PB. 6. The method of claim 2 wherein the power spectrum analysis comprises: forming a power spectrum by a Burg method of the VE signal, the VE signal having been windowed; andexamining the power spectrum for indications of PB, PB being indicated if the power spectrum comprises a significant maximum at a frequency characteristic of PB. 7. The method of claim 1 wherein the received signals convey information concerning the time-varying sizes of one or both of the subject's thorax (RC) and of the subject's abdomen (AB), and wherein the power spectrum analysis comprises forming a power spectrum of the received signals by one or more of an auto correlation method, a Fourier transform method, a Lomb-Scargle method, and a Burg method; andexamining the power spectrum for indications of PB, PB being indicated if the power spectrum comprises two significant maxima, one at a frequency characteristic of PB and another at a frequency characteristic of respiration. 8. The method of claim 7 further comprising, prior to the step of forming a power spectrum, de-tending the received ... | adidas AG | A61B005/08
US08396527 | B2 | 2013-03-12 | Medical sensor for reducing signal artifacts and technique for using the same | 2006-09-22 | A sensor may be adapted to reduce motion artifacts by mitigating the effects of the tissue moving within the sensor. A sensor is provided with an elastomeric sensor body adapted to accommodate patient motion. Further, a sensor is provided in which the sensor cable is arranged to mitigate its pressure on a patient's tissue. | 1. A sensor comprising: a bandage-type sensor body configured to be applied to a digit comprising an exterior surface and a tissue-contacting surface;at least one sensing element disposed on the sensor body;a cable adapted to be electrically coupled to the sensing element; anda cable guide disposed on the exterior surface of the bandage-type sensor body, wherein the cable guide is adapted to hold the cable in a predetermined position on the sensor body,wherein the bandage-type sensor body is configured to be wrapped around an end of the digit such that the cable exits the sensor body from a first portion of the sensor body that corresponds to an underside of the digit and the cable guide is disposed on a second portion of the sensor body that corresponds to a top of the digit. 2. The sensor, as set forth in claim 1, wherein the sensing element comprises an emitter and a detector. 3. The sensor, as set forth in claim 1, wherein the cable guide is removable from the bandage-type sensor body. 4. The sensor, as set forth in claim 1, wherein the cable guide comprises a loop, a snap, or a slot. 5. The sensor, as set forth in claim 1, wherein the cable guide comprises an adhesive. 6. The sensor, as set forth in claim 1, wherein the bandage-type sensor body comprises at least one alignment index adapted to indicate the predetermined position for the cable on the bandage-type sensor body. 7. The sensor, as set forth in claim 1, wherein the sensor comprises a reflectance-type sensor or a transmission-type sensor. 8. The sensor, as set forth in claim 1, wherein the cable guide is elastic. 9. A system comprising: a monitor; anda sensor adapted to be operatively coupled to the monitor, the sensor comprising: a sensor body configured to be applied to a digit comprising an exterior surface and a tissue-contacting surface;at least one sensing element disposed on the sensor body;a cable adapted to be electrically coupled to the sensing element; anda cable guide disposed on exterior surface of the sensor body, wherein the cable guide is adapted to hold the cable in a predetermined position on the sensor body, wherein the predetermined position corresponds to a top of the digit when the sensor body is applied, wherein the cable is configured to extend through the cable guide, wherein a first portion of the cable is exposed on a first side of the cable guide and a second portion of the cable is exposed on a second side of the cable guide, wherein the first and second portions of the cable are opposite one another across the cable guide. 10. The system, as set forth in claim 9, wherein the sensing element comprises an emitter and a detector. 11. The system, as set forth in claim 9, wherein the cable guide is removable from the sensor body. 12. The system, as set forth in claim 9, wherein the cable guide comprises a loop, a snap, or a slot. 13. The system, as set forth in claim 9, wherein the cable guide comprises an adhesive. 14. The system, as set forth... | Covidien LP | A61B005/1455
US08790256 | B2 | 2014-07-29 | System and method employing a thermocouple junction for monitoring of physiological parameters | 2007-08-14 | Disclosed are systems and methods for enabling the acquisition of physiological parameters of a mammal or other specimen using thermo-mechanical responses (e.g., temperature, pressure and alternatively acceleration, pulse, position). In accordance with one example embodiment, a monitoring device for wired and/or wireless sensors is used to acquire a series of sensor signals that are attached to achieve the physiological measurements of a mammal vital signs is provided. The device includes a Temperature-Pressure (T-P) sensor configured to attach to respiration, vascular pressure and audio points of the mammal in a manner suitable for obtaining the acquired individual sensor electrical signal. The sensor system is configured to attach to alternative locations of the specimen in a manner suitable for obtaining electrical signals in communication with a signal receiver and transmitter. Physiological parameters, such as those associated with vital signs (temperature, pulse, respiration, etc.), can be obtained using the monitoring device and associated sensors. | 1. A method for sensing physiological parameters of a specimen, comprising: providing a thermo-mechanical sensor, said thermo-mechanical sensor consisting of two dissimilar metal wires, said wires having ends terminated by welding to produce a generally-spherical, micro-bead junction thereat wherein the entire micro-bead junction is available for direct exposure to physiological processes, and where said micro-bead junction is produced such that said thermo-mechanical sensor senses both thermal stimuli and pressure exerted on the micro-bead junction, thereby producing a signal including a component of the signal in response to a change in pressure applied to said micro-bead junction as one of said physiological parameters;exposing the bead-shaped junction to the physiological processes, whereby the junction produces the signal in response to the physiological parameters;receiving the signal;converting the signal to data representing at least two physiological parameters; andat least temporarily, storing data representing the at least two physiological parameters in memory. 2. The method according to claim 1, wherein the physiological parameters include specimen temperature, and where said circuitry stores data over a period of time to sense changes in temperature to thereby represent a physiological process. 3. The method according to clam 2, wherein temperature is sensed as a thermo-mechanical response at a plurality of sites on the specimen. 4. The method according to claim 3, wherein said thermo-mechanical response includes a response to change in the pressure of a gas, liquid, or solid. 5. The method according to claim 3, further including forming said micro-bead as a contact region between terminal ends of the two dissimilar metal wires. 6. The method according to claim 5, wherein at least one of said dissimilar metal wires has a generally round cross-section. 7. The method according to claim 5, wherein the dissimilar metal wires are laser welded using a low-power laser to produce a contact region of minimum size with a surrounding bead. 8. The method according to claim 5, wherein said dissimilar metal wires have a diameter of less than about 0.006 inches. 9. The method according to claim 6, wherein the diameter of said metal wires is no larger than about 0.001 inches. 10. The method according to claim 9, wherein said contact region is less than about 0.000001 square inches. 11. The method according to claim 1, wherein said micro-bead junction is completely and directly exposed and is placed in proximity to a specimen's respiratory orifice to sense respiration over time, and where a respiration rate is determined and output. 12. The method according to claim 1, wherein said micro-bead junction is placed in proximity to an artery of a specimen to sense changes in the pressure of the artery, and where a heart rate is determined and output as a function of the changes in the pressure of the artery. 13. The method according to claim ... | - | A61B005/01 A61B005/021 G01K013/02
US20080027290 | A1 | 2008-01-31 | BASE STATION FOR RETRIEVING DATA FROM AND PROGRAMMING A MEDICAL DEVICE | 2007-07-25 | A base station is disclosed for serving as a translator between a medical device and a computer in order to retrieve data from and to program the medical device. The medical device is preferably already set up and programmed such that it is capable of receiving instructions through said base station. In one non-limiting embodiment the computer can be a personal computer and the medical device can be an Incentive Spirometer. The base station can preferably program the medical device to communicate in one of several available languages. Communication between the base station and the computer can be achieved through various wired and wireless technologies. In one non-limiting embodiment, communication is achieved through USB technology. In another non-limiting embodiment Bluetooth or WiFi wireless technologies can be used. | 1. A system for retrieving information from and programming a medical apparatus, comprising: a medical apparatus having technology capable of being programmed and obtaining patient information;a computer independent of said medical apparatus; anda base station in communication with said medical apparatus and said computer, said base station having technology compatible with the technology of said medical apparatus. 2. The system of claim 1 wherein said medical apparatus is programmed from instructions originated from the computer and received by said medical apparatus through said base station. 3. The system of claim 1 wherein said base station having a cradle-like receiving area for receipt of said medical apparatus. 4. The system of claim 1 wherein said base station is in communication with said medical apparatus through USB technology. 5. The system of claim 1 wherein said base station is in communication with said medical apparatus through wireless technology. 6. The system of claim 5 wherein said wireless technology is Bluetooth technology. 7. The system of claim 5 wherein said wireless technology is WiFi technology. 8. The system of claim 1 wherein said medical apparatus is an Incentive Spirometer. 9. The system of claim 1 wherein said computer is a personal computer. 10. A system for retrieving information from and programming an Incentive Spirometer with a separate personal computer, comprising: an Incentive Spirometer incorporating technology to permit said Incentive Spirometer to be programmed based on a patient's therapeutic requirements and for obtaining and storing information relating to the patient's performance using the Incentive Spirometer obtaining patient information;a computer independent of said medical apparatus; anda base station in communication with said Incentive Spirometer and said computer, said base station having technology compatible with the technology of said Incentive Spirometer. 11. The system of claim 10 wherein said computer is a personal computer. 12. The system of claim 10 wherein said Incentive Spirometer is programmed from instructions originated from the computer and received by said Incentive Spirometer through said base station. | - | A61B005/00
US20080058680 | A1 | 2008-03-06 | SENSOR FOR MEASURING BLADDER VOLUME, AND SYSTEM AND METHOD OF MANAGING BLADDER USING THE SAME | 2007-08-16 | The invention relates to a sensor for measuring bladder volume that includes an RFID chip (particularly, a passive RFID chip) to generate driving power using an electric wave generated by a reader, and to transmit information on the measured bladder volume to the reader using an elastic wave or an electromagnetic wave, and to a system and method of managing a bladder using the same.;A sensor for measuring bladder volume according to an embodiment of the invention includes an antenna that receives an electric wave, a transducer generates a predetermined wave and measures the bladder volume indicating the size of a bladder using the predetermined wave, and an RFID chip that generates and supplies power using the electric wave received by the antenna, generates information on the bladder volume from the measured bladder volume, and transmits the generated information to the outside through the antenna. The sensor for measuring bladder volume is attached to the skin in an abdominal region of a user.;According to the embodiment of the invention, since the sensor for measuring bladder volume does not use a battery, it is reduced in size, thereby improving mobility. Therefore, an adverse affect when the sensor is inserted into the body through a surgical operation can be prevented. | 1. A sensor for measuring bladder volume, the sensor comprising: an antenna that receives an electric wave;a transducer that generates a predetermined wave and measures the bladder volume indicating the size of the bladder using the predetermined wave; andan RFID chip that generates and supplies power using the electric wave received by the antenna, generates information on the bladder volume from the measured bladder volume, and transmits the generated information to the outside through the antenna,wherein the sensor for measuring bladder volume is attached to the skin in an abdominal region of a user. 2. The sensor of claim 1, wherein the predetermined wave generated by the transducer is an elastic wave or an electromagnetic wave. 3. The sensor of claim 1, wherein the RFID chip includes a biological thermo-electric generating element that generates power using the body temperature. 4. The sensor of any one of claims 1 to 3, wherein the RFID chip has one of information on the user, information for identifying the user, and a unique ID. 5. A system for managing a bladder that uses a sensor for measuring bladder volume, the system comprising: a bladder RFID reader that transmits an electric wave cyclically or when necessary, if receiving information on the bladder volume indicating the size of a bladder of a user, analyzing the information, and informs the user or a caretaker of the analysis result; anda sensor for measuring bladder volume that generates power using an electromagnetic field by the electric wave, generates the information on the bladder volume using a predetermined wave, and transmits the generated information to the bladder RFID reader. 6. The system of claim 5, wherein the bladder RFID reader adds, to the electric wave, a message to request the information on the bladder volume. 7. The system of claim 5, wherein the bladder RFID reader includes one of an alarm device, a sound device, a display device, and a light emitting diode device. 8. The system of claim 5, wherein the bladder RFID reader is a mobile apparatus that is carried by the user or the caretaker, or a fixed apparatus that is attached to a wall, a pillar, or a ceiling. 9. The system of claim 5, wherein the sensor for measuring bladder volume includes a biological thermo-electric generating element that generates power using body temperature. 10. The system of any one of claims 5 to 9, wherein the sensor for measuring bladder volume has one of information on the user, information for identifying the user, and a unique ID. 11. The system of claim 8, wherein the sensor for measuring bladder volume is supplied with power using a battery. 12. The system of claim 10, further comprising: a bladder management server that receives the information on the bladder volume of the user from the bladder RFID reader, manages a history of a bladder condition of the user using the information on the bladder volume, predicts the bladder condition of the user in an emergency, a... | Gwangju Institute of Science & Technology | A61B005/20
US20080045822 | A1 | 2008-02-21 | Optical Fibre Catheter Pulse Oximeter | 2004-12-21 | Apparatus for measuring the oxygen saturation level of blood at an internal measurement site in a human or animal patient by reflectance pulse oximetry, comprising first and second light sources (5, 10), a first optical fibre (30) for transferring light from at least one said light source to the internal measurement site (35), at least one receiver (45), for receiving light from the first and second light sources, at least a second optical fibre (40) for transferring light reflected from the region of the measurement site to the receiver, and means for determining the oxygen saturation level of the blood at the internal measurement site, based on the light produced by the light sources and light received by the receiver. The optical centres of the optical fibres are separated from one another by at least 1 mm at their distal ends. The apparatus can be used in combination with a cranial axis bolt for measuring the oxygen saturation level in the brain tissue of a human or animal patient. | 1.-8. (canceled) 9. Apparatus for measuring the oxygen saturation level of blood at an internal measurement site in a human or animal patient by reflectance pulse oximetry, comprising: a first light source having a first spectral distribution;a second light source having a second spectral distribution;a first optical fibre having a proximal end adjacent at least one said light source, and a distal end adapted in use to be positioned adjacent said internal measurement site, for transferring light from at least one said light source to the internal measurement site;at least one receiver, for receiving light from the first and second light sources;at least a second optical fibre having a proximal end adjacent the said receiver, and a distal end adapted in use to be positioned adjacent said internal measurement site, for transferring light reflected from the region of the measurement site to the receiver;means for determining the oxygen saturation level of the blood at the internal measurement site, based on the light produced by the light sources and light received by the receiver,wherein the optical centres of the first and second optical fibres are separated from one another by at least 1 mm at their distal ends. 10. Apparatus as claimed in claim 9, wherein the first light source is monochromatic. 11. Apparatus as claimed in claim 9, wherein the second light source is monochromatic. 12. Apparatus as claimed in claim 9, including means for pulsing light from the first and second light sources sequentially along the first optical fibre. 13. Apparatus as claimed in claim 9, wherein the first light source is such as to produce light having a peak emission wavelength of from 630 nm to 760 nm and the second light source is such as to produce light having a peak emission wavelength of from 820 nm to 930 nm. 14. Apparatus as claimed in claim 9, wherein the said measurement site is the surface of the brain, and wherein the apparatus additionally comprises a cranial access bolt for insertion into the skull of the patient, and means for supporting the said optical fibres in the access bolt, such that light from the said light sources is directed towards the surface of the brain, thereby enabling measurement of the oxygen saturation level of blood at the brain surface. 15. Apparatus as claimed in claim 14, wherein the cranial access bolt is adapted to support the said optical fibres, such that the distal ends of the optical are positioned from 0 to 4.0 mm from the surface of the brain. 16. A method of measuring the oxygen saturation level in the brain tissue of a human or animal patient, comprising the steps of inserting the distal ends of the optical fibres of apparatus as claimed in any one of claims 9 to 13 through a cranial access bolt positioned in the skull of the patient; positioning the distal ends of the optical fibres at a distance of from 0 to 4.0 mm from the brain surface;illuminating the brain surface of the patient using the said light s... | - | A61B005/00 A61B018/18 A61N005/06
US20080033309 | A1 | 2008-02-07 | Blood pressure measurement device storing measurement data | 2007-06-18 | A blood pressure measurement device includes a fixed main body unit and a removable display unit. The main body unit includes a cuff mounted on a region for measurement of a living body, a control unit including a CPU for measuring a blood pressure with adjusting a pressure of the cuff, and a main body operation unit operated by a subject to externally provide instructions for a measurement operation of the control unit. The display unit includes a display memory storing data of the measurement with the control unit, a display portion displaying measurement data in the display memory, and a display operation unit operated by a subject to externally provide instructions for a display operation of the display portion. A measurement result stored in the display memory of the removable display unit can be displayed on the display portion by operating the display operation unit when the display unit is removed from the main body unit. | 1-6. (canceled) 7. A blood pressure measurement device, comprising: a main body unit fixed to said blood pressure measurement device and a display unit removably mounted on said blood pressure measurement device; wherein said main body unit includes a cuff mounted on a region for measurement of a living body and a main body operation unit operated to externally provide an instruction for a blood pressure measurement operation, said cuff is integrally or separately attached to said main body unit, and said display unit includes a storage unit for storing data of blood pressure measurement, a display portion for displaying measurement data in said storage unit, and a display operation unit operated to externally provide an instruction for a display operation of said display portion. 8. A blood pressure measurement device, comprising: a main body unit fixed to said blood pressure measurement device and a display unit removable mounted on said blood pressure measurement device; wherein said main body unit includes a cuff mounted on a region for measurement of a living body, and a control unit for measuring a blood pressure of said living body with adjusting a pressure of said cuff for blood pressure measurement, said cuff is integrally or separately attached to said main body unit, and said display unit includes a storage unit for storing data of blood pressure measurement with said control unit, a display portion for displaying measurement data in said storage unit, a main body operation unit operated to externally provide an instruction for a blood pressure measurement operation of said control unit and a display operation unit operated to externally provide an instruction for a display operation of said display portion. | OMRON HEALTHCARE Co., Ltd. | A61B005/0225
US20080064937 | A1 | 2008-03-13 | ANALYTE MONITORING SYSTEM AND METHOD | 2007-06-07 | Devices and methods for monitoring an analyte are provided. Embodiments include continuous analyte sensors having a high degree of accuracy. | 1. A continuous analyte monitoring system, comprising: an analyte sensor having at least about 80% of its paired data points within zone A and at least about 95% of its paired data points within zone A and zone B of the Clarke Error Grid; a transmitter capable of receiving information from the sensor; and a receiver capable of receiving information from the transmitter. 2. The system of claim 1, wherein the analyte sensor has at least about 85% of its paired data points within zone A of the Clarke Error Grid. 3. The system of claim 1, wherein the analyte sensor has at least about 90% of its paired data points within zone A of the Clarke Error Grid. 4. The system of claim 1 wherein the analyte sensor has more than approximately 90% of its paired data points within zone A of the Clarke Error Grid. 5. The system of claim 1, wherein the analyte sensor has at least about 85% of its paired data points within zone A of the Consensus Error Grid. 6. The system of claim 5, wherein the analyte sensor has at least about 90% of its paired data points within zone A of the Continuous Glucose Error Grid Analysis. 7. The system of claim 1, wherein the analyte sensor is a glucose sensor. 8. The system of claim 1, wherein the system does not require confirmation of analyte data obtained by the system. 9. The system of claim 1, further comprising a drug delivery device. 10. The system of claim 9, wherein one or more of the transmitter and the receiver is adapted to transmit analyte information to the drug delivery device. 11. The system of claim 1 wherein the analyte sensor is calibrated using single point calibration. 12. A continuous analyte monitoring system, comprising: an analyte sensor having at least about 85% of its paired data points within zone A and at least about 95% of its paired data points within zone A and zone B of the Consensus Error Grid; a transmitter capable of receiving information from the sensor; and a receiver capable of receiving information from the transmitter. 13. The system of claim 12, wherein the analyte sensor has at least about 85% of its paired data points within zone A of the Consensus Error Grid. 14. The system of claim 12, wherein the analyte sensor has at least about 90% of its paired data points within zone A of the Consensus Error Grid. 15. The system of claim 12, wherein the analyte sensor has more than approximately 90% of its paired data points within zone A of the Consensus Error Grid. 16. The system of claim 12, wherein the analyte sensor is a glucose sensor. 17. The system of claim 12, wherein the system does not require confirmation of analyte data obtained by the system. 18. The system of claim 12, further comprising a drug delivery device. 19. The system of claim 18, wherein one or more of the transmitter and the receiver is adapted to transmit analyte information to the drug delivery device. 20. The system of claim 12 wherein the analyte sensor is calibrated using single point... | Abbott Diabetes Care, Inc. | A61B005/00
US20080027344 | A1 | 2008-01-31 | Modular sidestream gas sampling assembly | 2007-07-25 | Apparatus and method of sampling gas from a patient using a gas sampling assembly that include a patient interface assembly having a patient interface portion and a first gas sampling tube. The patient interface portion communicates with an airway of a patient and is attached to a first end of the first gas sampling tube so that the patient interface assembly is a unitary component. A second gas sampling tube is releasably engageable with the second end of the first gas sampling tube such that substantially smooth and undisturbed fluid flow is maintained between the first gas sampling tube and the second gas sampling tube. The second gas sampling tube connects to a gas sensor and can be used with other patient interface assemblies. | 1. A method of gas monitoring comprising the steps of: (a) providing a first patient interface assembly comprising: (1) a first patient interface portion, and (2) a first gas sampling tube having a first end, a second end opposite the first end, and a first length, wherein the first end is coupled to the first patient interface portion;(b) providing a gas sensor connector assembly comprising: (1) a second gas sampling tube having a first end, a second end opposite the first end, and a second length, and (2) a water handling component, a sample analyzing portion, or both the water handling component and the sample analyzing portion disposed at the second end of the second gas sampling tube;(c) connecting the first patient interface assembly to the gas sensor connector assembly by connecting the first gas sampling tube to the second gas sampling tube such that a substantially smooth and undisturbed fluid flow is maintained between the first and the second gas sampling tubes; and(d) communicating a flow of gas through the first and the second gas sampling tubes to the water handling component, the sample analyzing portion, or both the water handling component and the sample analyzing portion. 2. The method of claim 1, further comprising: (e) disconnecting the first patient interface assembly from the gas sensor connector assembly by disconnecting the first gas sampling tube from the second gas sampling tube;(f) providing a second patient interface assembly comprising: (1) a second patient interface portion, and (2) a third gas sampling tube having a first end, a second end opposite the first end, and a third length, wherein the first end is coupled to the second patient interface portion;(g) connecting the second disposable assembly to the gas sensor connector assembly by connecting the third gas sampling tube to the second gas sampling tube such that a substantially smooth and undisturbed fluid flow is maintained between the third and the second gas sampling tubes;(hi) communicating a flow of gas through the third and the second gas sampling tubes to the sample analyzing portion; and(i) measuring a property of a flow of gas in the sample analyzing portion. 3. The method of claim 1, further comprising: (e) removing moisture from the first gas sampling tube, the second gas sampling tube or both the first and the second gas sampling tubes;(f) filtering the gas flow in the first gas sampling tube, the gas flow in the second gas sampling tube, or both gas flows in the first and the second gas sampling tubes; or(g) both steps (e) and (f). 4. The method of claim 1, wherein the patient interface portion comprises a mask, an airway adapter, a nasal cannula, a nasal/oral cannula, or an oral cannula. 5. The method of claim 1, further comprising delivering a supplemental gas to patient interface portion. 6. The method of claim 1, further comprising: (e) disconnecting the first patient interface portion from the first gas sampling tube; and(f) connecting a... | RIC Investments, LLC | A61B005/097
US20080021341 | A1 | 2008-01-24 | Methods and Systems for Facilitating Clinical Trials | 2007-06-21 | The present invention provides methods and systems for improving clinical trials of experimental therapies. The present invention uses minimally invasive, leadless implantable devices that facilitate long term monitoring of a physiological signal (e.g., neural signals) from a patient population which may provide an indication of the effect of the experimental therapy on the patient population. In preferred embodiments, neural signals are sampled from the patients in the patient population with an externally powered, leadless implanted device and are transmitted to an external device for further processing. | 1. A method of evaluating an experimental therapy for a patient population in a clinical trial, the method comprising: minimally invasively implanting patients with one or more devices that are configured to measure a physiological signal from the patients; processing the physiological signal from the patients for a first time period to obtain a first patient data; measuring the physiological signal from the patients after the patients have commenced the experimental therapy; processing the physiological signal that was measured after the commencement of the experimental therapy to obtain a second patient data; and evaluating the experimental therapy by analyzing the first patient data and the second patient data. 2. The method of claim 1 wherein the experimental therapy comprises a pharmacological agent. 3. The method of claim 1 wherein comparing is performed to evaluate the efficacy of the experimental therapy in the patient population. 4. The method of claim 1 wherein comparing is performed to evaluate dosing requirements of the experimental therapy for the patient population. 5. The method of claim 1 wherein comparing is performed to evaluate toxicity of the experimental therapy for the patient population. 6. The method of claim 1 wherein comparing is performed to evaluate long-term adverse effects of the experimental therapy on the patient population. 7. The method of claim 1 wherein the experimental therapy comprises vagus nerve stimulation. 8. The method of claim 1 wherein the experimental therapy comprises brain stimulation. 9. The method of claim 1 wherein minimally invasively implanting patients with one or more devices comprises implanting one or more leadless devices between at least one layer of the scalp and the skull. 10. The method of claim 1 further comprising: transcutaneously transmitting data that is indicative of the measured physiological signal through a wireless communication link to a device that is external to the patient's body; and storing the data that is indicative of the measured physiological signal in a memory. 11. The method of claim 1 wherein the experimental therapy is for managing epilepsy and the physiological signal comprises an EEG signal. 12. The method of claim 11 wherein processing the physiological signal from the patient for a first time period comprises obtaining a baseline seizure activity that comprises at least one of a number a clinical seizures during the first time period, a number of sub-clinical seizures during the first time period, seizure duration, seizure patterns, seizure frequency, and time of seizure occurrence. 13. The method of claim 12 wherein evaluating the experimental therapy by comparing the first patient data with the second patient data comprises comparing baseline seizure activity with seizure activity after commencement of the experimental therapy. 14. The method of claim 1 further comprising: changing at least one parameter of the experimental th... | NeuroVista Corporation a Delware Corporation | A61B005/0476
US20080077445 | A1 | 2008-03-27 | METHOD OF HEALTHCARE DELIVERY WITH VALUE STREAM MAPPING | 2006-09-25 | The invention relates to systems and methods for the delivery of healthcare. The inventive methods are based on the identification of and the partial or complete removal of waste from the value stream of healthcare delivery for a range of clinical services. Evidence-based medicine and/or cost accounting methodologies may be used in accordance with various embodiments of the present invention. The inventive methods bring together a number of parties (e.g., payor, provider and employer) to achieve improvement goals as well as optimization of healthcare delivery from all perspectives, as opposed to doing so at the expense of one or more parties. | 1. A method for delivery of a healthcare service, comprising: gathering data relating to the delivery of said healthcare service;manipulating said data to place it in a format suitable for a current state value stream map;creating said current state value stream map;identifying waste in said current state value stream map;creating a future state value stream map including at least one proposed change, by removing at least a portion of said waste; andimplementing said healthcare service based on said future state value stream map. 2. The method of claim 1, further comprising testing and/or simulating said at least one proposed change prior to implementing said healthcare service based on said future state value stream map. 3. The method of claim 1, wherein said current state value stream map comprises a current map item selected from the group consisting of cycles of work, wait times between cycles of work, a work in process between cycles, an information and/or material flow, a lead time, a cycle time, a percentage of time that is value-added, a percentage of time that is non-value-added, a total of cycle times, a comparison of provider costs with payor reimbursement for a service, patient satisfaction scores associated with the current state value stream, work days lost associated with the current state value stream, and combinations thereof. 4. The method of claim 1, wherein creating said current state value stream map further comprises creating said current state value stream map for one episode treatment group. 5. The method of claim 1, wherein creating a future state value stream map including at least one proposed change further comprises utilizing an evidence-based medicine approach to propose said proposed change. 6. The method of claim 1, wherein said waste is selected from the group consisting of a defect, an overproduction, a transportation, a waiting, an inventory, a motion, a processing, an inefficiency, a non-value added element of said current state value stream map, a lengthy delay between cycles, an expensive treatment and/or tests determined to be redundant and/or that adds little or no value to the final product, a provider visit that is unnecessary, and combinations thereof. 7. The method of claim 1, wherein said future state value stream map depicts a provision of said healthcare service with substantially all of said waste having been eliminated. 8. The method of claim 1, wherein said future state value stream map comprises a future map item selected from the group consisting of a cycle of work, a wait time between cycles of work, a work in process between cycles, an information and/or material flow, a lead time, a cycle time, a percentage of time that is value-added, a percentage of time that is non-value-added, a total of cycle times, a comparison of provider costs with payor reimbursement for a service, a new measure that results from the implementation of said future state value stream map, a reduced lead time, a ... | VIRGINIA MASON MEDICAL CENTER | G06F019/00 A61B005/00
US20080077429 | A1 | 2008-03-27 | Portable instructional device | 2006-09-22 | There is provided a portable instructional device for communicating medically relevant information to a patient on-premises during the course of treating, diagnosing or preventing disease, symptoms, or conditions thereof. The instructional device includes a display portion with a touch sensitive surface having at least one activation area operable by the patient, a memory for storing at least one portion of the medically relevant information wherein each of the at least one portion of the medically relevant information is associated with a particular activation area, an audio assembly connected to the memory for producing sound, wherein the audio assembly is adapted for receiving a selected portion of the medically relevant information from the memory corresponding to the activation area triggered by the patient to convert the medically relevant information into audio form, and an electronic article surveillance tag secured to a portion of the device for detecting the removal of the device to an off-premise area. | 1. A portable instructional device for communicating medically relevant information to a patient on-premises in the course of treating, diagnosing or preventing disease, symptoms, or conditions thereof, said instructional device comprising: a display portion comprising a touch sensitive surface having at least one activation area operable by the patient;a memory for storing at least one portion of the medically relevant information wherein each of the at least one portion of the medically relevant information is associated with a particular activation area;an audio assembly connected to said memory for producing sound, said audio assembly adapted for receiving a selected portion of the medically relevant information from the memory corresponding to the activation area triggered by the patient to convert the medically relevant information into audio form; andan electronic article surveillance tag secured to a portion of the device for detecting the removal of the device to an off-premise area. 2. The instructional device of claim 1 further comprising: a wireless radio receiver adapted for receiving a paging signal from an external page transmitter; andan alert mechanism connected to said wireless radio receiver for alerting the patient that a paging signal has been received. 3. The instructional device of claim 1 further comprising printed information on the display portion corresponding to the at least one activation area, and coordinated with the at least one portion of the medically relevant information. 4. The instructional device of claim 1 wherein the medically relevant information is selected from the group consisting of manner of action, proper practice, duration of usage, adverse side effects or risks, consequences of prematurely ceasing usage, and combinations thereof. 5. The instructional device of claim 1 wherein the audio assembly further comprises a port for receiving a headset device. 6. The instructional device of claim 1 further comprising at least one panel supporting the display portion. 7. The instructional device of claim 6 wherein the at least one panel comprises two panels hingedly attached one another along an edge portion wherein the panels are pivotably movable from a juxtaposed closed position to an open book-like position. 8. The instructional device of claim 1 further comprising a hand-holdable stylus for pressing the at least one activation area. 9. The instructional device of claim 1 further comprising a display placard receiving area enclosed by a see-through cover located thereon for receiving and reversibly retaining a display placard. 10. The instructional device of claim 1 further comprising a writing surface for supporting a writing instrument and substrate on which the patient can write. 11. A portable instructional device for communicating medically relevant information to a patient on-premises during the course of treating, diagnosing or preventing disease, symptoms, or conditions thereof, said ins... | - | G06Q010/00 A61B005/00
US20080077025 | A1 | 2008-03-27 | METHODS FOR DETERMINING HOW TO TREAT CONGESTIVE HEART FAILURE | 2006-07-11 | The present invention relates to methods for determining how to treat congestive heart failure. | 1. A method of predicting an improved clinical outcome in a patient diagnosed with congestive heart failure, the method comprising the steps of: (a) obtaining a systolic blood pressure, diastolic blood pressure or mean arterial pressure from a patient;(b) determining whether the systolic blood pressure, diastolic blood pressure or mean arterial pressure of said patient fits at least one predetermined criterion showing a likelihood of an improved clinical outcome; and(e) predicting said improved clinical outcome based upon the determination in step (b). 2. The method of claim 1 wherein the predetermined criterion showing a likelihood of improved clinical outcome is a systolic blood pressure less than, equal to or greater, than about 100 mmHg. 3. The method of claim 1 wherein the predetermined criterion showing a likelihood of improved clinical outcome is a diastolic blood pressure less than, equal to or greater than about 60 mmHg. 4. The method of claim 1 wherein the predetermined criterion showing a likelihood of improved clinical outcome is a mean arterial pressure less than, equal to or greater than about 75 mmHg. 5. The method of claim 1 wherein the patient is suffering from acutely decompensated congestive heart failure. 6. The method of claim 1 wherein a systolic blood pressure equal to or greater than about 100 mmHg indicates an increased likelihood of an improved clinical outcome. 7. The method of claim 1 wherein a systolic blood pressure less than about 100 mmHg indicates a decreased likelihood of an improved clinical outcome. 8. A method for determining whether or not to begin a course of monotherapy with an inotropic drug or a vasodilator in a patient diagnosed with congestive heart failure, the method comprising the steps of: (a) obtaining a systolic blood pressure, diastolic blood pressure or mean arterial pressure from a patient;(b) analyzing the systolic blood pressure, diastolic blood pressure or mean arterial pressure of said patient to determine whether said blood pressure, diastolic blood pressure or mean diastolic blood pressure fits at least one predetermined criterion; and(c) determining whether to begin a course of monotherapy in the patient based upon the analysis in step (b). 9. The method of claim 8 wherein the predetermined criterion is a systolic blood pressure less than, equal to or greater than about 100 mmHg. 10. The method of claim 8 wherein the predetermined criterion is a diastolic blood pressure less than, equal to or greater than about 60 mmHg. 11. The method of claim 8 wherein the predetermined criterion is a mean arterial pressure less than, equal to or greater than about 75 mmHg. 12. The method of claim 8 wherein in step (c), a determination is made not to begin a course of monotherapy with an inotropic drug or a vasodilator because the patient was determined to have a systolic blood pressure less than about 100 mmHg in step (b). 13. The method of claim 8 wherein in step (c), a determination is ma... | - | A61B005/02 G06Q050/00
US07318822 | B2 | 2008-01-15 | Hybrid cannula/electrode medical device and method | 2004-09-03 | A cannula having a hollow metal tube for injection of liquids such as an anesthetic, or RF energy, into a patient. A thermocouple or other temperature sensor is located at the bare tip of the cannula, and a wire for the temperature sensor extends along the length of the cannula, preferably in a groove formed in the tube, or through a passageway formed in the tube. An outer insulation layer covers the tube and wire. Thus, a single device serves as both a cannula and an electrode. | 1. A cannula comprising: (a) a hollow metal tube having a base end and a free tip, and an internal passage extending from the base end to the tip, (b) an insulation layer covering a majority of the length of said tube but not covering said tip and thereby leaving said tip exposed, (c) a temperature sensor wire extending along said tube from said base to a position adjacent said tip, said wire being insulated from said tube along the length of said tube but being electrically connected to a temperature sensor adjacent said tip, said temperature sensor also being connected to said tube so that said tube and said wire form two conductors of a circuit for said temperature sensor, (d) said wire being within said insulation layer, so that said cannula can be inserted into a patient and a liquid can be injected through said passage into said patient, and so that RF energy can be applied through said cannula while the temperature adjacent said tip is sensed by said temperature sensor, (e) said tube having an outer surface having a crease therein extending longitudinally along said tube, said wire being located in said crease, and said crease and said wire being covered by said insulation layer. 2. A cannula comprising: (a) a hollow metal tube having a base end and a free tip, and an internal passage extending from the base end to the tip, (b) an insulation layer covering a majority of the length of said tube but not covering said tip and thereby leaving said tip exposed, (c) a temperature sensor wire extending along said tube from said base to a position adjacent said tip, said wire being insulated from said tube alone the length of said tube but being electrically connected to a temperature sensor adjacent said tip, said temperature sensor also being connected to said tube so that said tube and said wire form two conductors of a circuit for said temperature sensor, (d) said wire being within said insulation layer, so that said cannula can be inserted into a patient and a liquid can be injected through said passage into said patient, and so that RF energy can be applied through said cannula while the temperature adjacent said tip is sensed by said temperature sensor, (e) said tube being D-shaped in cross-section, having a flat surface extending longitudinally along said tube, said insulation layer covering said flat surface and defining with said flat surface a space therebetween, said wire being located in said space. 3. A cannula comprising: (a) a hollow metal tube having a base end and a free tip, and an internal passage extending from the base end to the tip, (b) an insulation layer covering a majority of the length of said tube but not covering said tip and thereby leaving said tip exposed, (c) a temperature sensor wire extending along said tube from said base to a position adjacent said tip, said wire being insulated from said tube along the length of said tube but being electrically connected to a temperature sensor adjacent said tip, said tempe... | Diros Technology Inc. | A61B018/18 A61B005/00
US07623910 | B2 | 2009-11-24 | ECG-based differentiation of LQT1 and LQT2 mutation | 2007-03-12 | A method differentiating LQT1 mutation from LQT2 mutation is disclosed. An ECG signal is obtained for a patient. At least a first ECG parameter and a second ECG parameter are determined from the ECG signal. A probability that the patient is an LQT1 carrier or an LQT2 carrier is determined based on a regression model which takes into account the first ECG parameter and the second ECG parameter. A system for assessing repolarization abnormalities is also disclosed. The system has a processor configured to differentiate between LQT1 and LQT2 based on at least two ECG parameters from ECG data. The system also has a data input coupled to the processor and configured to provide the processor with the ECG data. The system further has a user interface coupled to either the processor or the data input. | 1. A method differentiating LQT1 mutation from LQT2 mutation, comprising: obtaining an ECG signal for a patient;determining at least a first ECG parameter and a second ECG parameter from the ECG signal; anddetermining a probability that the patient is an LQT1 carrier or an LQT2 carrier based on a regression model which takes into account the first ECG parameter and the second ECG parameter. 2. The method of claim 1, wherein the ECG signal is obtained from a database. 3. The method of claim 1, wherein the ECG signal is obtained from an ECG capture device. 4. The method of claim 1, wherein the first and second ECG parameters are selected from the group consisting of QT-peak interval, and Tpeak-to-Tend interval. 5. The method of claim 1, wherein a probability that the patient is an LQT2 carrier is determined by the following formula: log(odds)=K+C1(P1)+C2(P2),where K is a constant, C1 is a first coefficient, C2 is a second coefficient, P1 is the first ECG parameter, and P2 is the second ECG parameter. 6. The method of claim 5, wherein: K equals approximately −7.19;C1 equals approximately −15.70;C2 equals approximately 0.10;P1 is T-wave amplitude; andP2 is TpTe. 7. The method of claim 1, further comprising determining a third ECG parameter, and wherein a probability that the patient is an LQT2 carrier is determined by the following formula: log(odds)=K+C1(P1)+C2(P2)+C3(P3),where K is a constant, C1 is a first coefficient, C2 is a second coefficient, C3 is a third coefficient, P1 is the first ECG parameter, P2 is the second ECG parameter, and P3 is the third ECG parameter. 8. The method of claim 7, wherein: K equals approximately 11.7;C1 equals approximately −1.35;P1 is RS T;C2 equals approximately −0.32;P2 is QTp;C3 equals approximately 0.25; andP3 is T-loop QT. 9. The method of claim 7, wherein: K equals approximately 11.73;C1 equals approximately −1352;P1 is a right slope of a Twave from ev1;C2 equals approximately 0.2480;P2 is a QT loop offset;C3 equals approximately −0.3163; andP3 is a peak of a QT interval. 10. The method of claim 9, wherein the peak of the QT interval is taken from Lead II on an ECG capture device. 11. The method of claim 1, wherein obtaining the ECG signal comprises filtering the ECG signal. 12. The method of claim 11, wherein filtering the ECG signal comprises low-pass FIR filtering the ECG signal. 13. The method of claim 11, wherein filtering the ECG signal comprises removing a wandering baseline. 14. The method of claim 11, wherein filtering the ECG signal comprises statistically combining multiple beats from the ECG signal. 15. The method of claim 14, wherein statistically combining multiple beats from the ECG signal comprises creating a median beat. 16. The method of claim 11, wherein filtering the ECG signal comprises discarding one or more leading beats from the ECG signal. 17. The method of claim 11, wherein filtering the ECG signals comprises discarding one or more trailing beats from the ECG signal. ... | University of Rochester | A61B005/04
US07758545 | B2 | 2010-07-20 | Injection device | 2007-07-11 | The invention refers to an injection device for the injection of a medical agent, in particular insulin, comprising: a housing, a reception compartment for a vial containing the agent to be injected, advancement mechanics for moving an injection needle that is inserted in the device in a direction of puncturing, and a pressing facility for pressing agent from a vial that is inserted in the reception compartment for the purpose of an injection process. The advancement mechanics, effects, in a first device function for an injection process, a first motion profile of an inserted injection needle, in which a resting phase follows after an advancement motion, during which resting phase the inserted injection needle for an injection process is at rest with respect to the device housing, and effects, in a second device function for obtaining a body fluid sample for diagnostic purposes, a second motion profile of an inserted injection needle, in which a returning motion follows immediately after a puncturing motion. | 1. An injection device for the injection into a patient of a medical agent contained within a vial, comprising: a housing;a compartment configured to receive the vial;a needle that is movable in a first direction in order to puncture the patient; anda pressing member configured to force the medical agent from the vial and through the needle into the patient;wherein the needle is movable from an initial position in accordance with a first motion profile in which the needle moves a first distance relative to the housing followed by a rest period, and in accordance with a second motion profile in which the needle is returned to the initial position without a rest period after moving relative to the housing to puncture the patient. 2. The injection device as set forth in claim 1 further including an activation mechanism capable of initiating motion of the needle in accordance with the first motion profile or the second motion profile. 3. The injection device as set forth in claim 2 wherein the activation mechanism includes a first trigger element causing motion of the needle in accordance with the first motion profile. 4. The injection device as set forth in claim 3 wherein the activation mechanism includes a second trigger element causing motion of the needle in accordance with the second motion profile. 5. The injection device as set forth in claim 2 further including a mechanism for setting a first puncturing depth for the first motion profile and a second puncturing depth for the second motion profile. 6. The injection device as set forth in claim 5 further including a display capable of displaying the first puncturing depth and the second puncturing depth. 7. The injection device as set forth in claim 5 wherein the activation mechanism includes a first setting element for setting the first puncturing depth and a second setting element for setting the second puncturing depth. 8. The injection device as set forth in claim 1 further including a measuring unit for assaying a body fluid sample. 9. The injection device as set forth in claim 8 wherein the measuring unit is a blood glucose meter. 10. The injection device as set forth in claim 1 further including a cap connected to the housing. 11. The injection device as set forth in claim 10 wherein the cap includes an opening and the needle extends through the opening during puncturing. 12. The injection device as set forth in claim 1 wherein the needle moves with respect to the vial when the needle moves in accordance with the first motion profile. 13. The injection device as set forth in claim 1 wherein the needle and the vial move with respect to the housing in accordance with the second motion profile. 14. The injection device as set forth in claim 1 wherein the needle moves with respect to the vial when the needle moves in accordance with one of the motion profiles, and the needle and the vial move with respect to the housing in accordance with the other of the motion profiles. 15. ... | Roche Diagnostics Operations, Inc. | A61M005/00
US07346379 | B2 | 2008-03-18 | Electrophysiology catheter | 2005-12-27 | An electrophysiology catheter includes a tube having a proximal end, a distal end, and a lumen therebetween. The tube is preferably comprised of multiple sections of different flexibility, arranged so that the flexibility of the catheter increases from the proximal end to the distal end. There is a first generally hollow electrode member at the distal end. At least one magnetically responsive element is disposed at least partially in the hollow electrode, for orienting the distal end of the catheter with an externally applied magnetic field. Multiple magnets can be distributed over the distal portion of the device. The end electrode can have openings for delivering irrigating fluid, and/or a sleeve can be provided around the tube to create an annular space for the delivering of irrigating fluid. A temperature sensor can be provided to control the operation of the catheter. A localization coil can also be included to sense the position and orientation of the catheter. | 1. A magnetically guidable medical device comprising an elongate body having a proximal end and a distal end; a magnetically responsive tip element at the distal end of the body; and at least one magnetically responsive auxiliary element spaced proximally from the tip element, each of the magnetically responsive elements being separated from the adjacent element by a portion of the body that applies a torque of no more than about 0.01 N-m to resist orientation of the element with an applied magnetic field. 2. The magnetically responsive medical device according to claim 1 wherein all of the magnetically responsive elements are disposed within about 5 cm of the distal tip of the device. 3. The magnetically responsive medical device according to claim 2, wherein there are at least two auxiliary elements, and wherein the distances between adjacent magnetically responsive elements are not all equal. 4. The magnetically responsive medical device according to claim 1 wherein at least one of the at least one auxiliary elements is smaller than the tip element. 5. The magnetically responsive medical device according to claim 1 wherein there are at least two auxiliary elements and wherein the distances between adjacent magnetically responsive elements are not all equal. 6. A magnetically guidable medical device comprising an elongate body having a proximal end and a distal end; a magnetically responsive tip element at the distal end of the body; and at least one magnetically responsive auxiliary element spaced proximally from the tip element, each of the magnetically responsive elements being separated from adjacent elements by flexible portions of the body, the magnetically responsive elements being sized so that, and the flexibility of the portions between the magnetically responsive elements being selected so that the longitudinal axis of the tip element can align within 20 degrees of a magnetic field applied in a direction substantially perpendicular to the elongate axial direction of the undeformed device. 7. The magnetically responsive medical device according to claim 6 wherein all of the magnetically responsive elements are disposed within about 5 cm of the distal tip of the device. 8. The magnetically responsive medical device according to claim 6 wherein the at least one of the at least one auxiliary elements is smaller than the tip element. 9. The magnetically responsive medical device according to claim 6 wherein with a free length of at least about 5 cm the longitudinal axis of the tip element can align within 20 degrees of a magnetic field applied in a direction substantially perpendicular to the elongate direction of the undeformed device. 10. A magnetically guidable medical device comprising an elongate body having a proximal end and a distal end; a magnetically responsive tip element at the distal end of the body; and at least one magnetically responsive element spaced proximally from the tip element, each of the magnetically resp... | Stereotaxis, Inc. | A61B005/04 A61B018/14 A61B019/00
US07338453 | B2 | 2008-03-04 | Haemodynamic monitoring | 2002-11-13 | Mean Pulmonary Arterial Pressure (MPAP), Mean Pulmonary Capillary Wedge Pressure (MPCWP) and Cardiac Index are all determinable (in a method or employing apparatus) from Central Venous Pressure (CVP), Mean Arterial Pressure (MAP), Heart Rate (HR), and Core Body Temperature (T) from the following relationships: MPAP=(a×MAP)+CVP (for MAP58); Vb; MPCWP=(b×MPAP)+CVP−(10×INT [CVP−7/10]; and VI; CI=K (T.CVP)/HR2, VII; where a and b are about 0.15; MAX (x, y, z)=largest of the three terms x, y, and z; INT [x]=integer part of x; MAP and CVP is measured in mmHg; T in Celsius and HR in counts per minute; CI is liters per square meter per minute; and K is a variable constant whose value is between 0 and 1000 depending on the values of CVP and HR. | 1. A method of determining at least one of MPAP, MPCWP and CI, comprising: obtaining CVP and MAP and/or HR and T from a subject using at least one sensor; andemploying one or more of the relationships: MPAP=f(MAP,CVP); IIMPCWP=f(MPAP, CVP); and IIICI=f(CVP,HR2,T), IVwhere MPAP is mean pulmonary artery pressure, MPCWP is mean pulmonary capillary wedge pressure, CI is cardiac index, MAP is mean arterial pressure, CYP is central venous pressure, HR is heart rate, and T is body core temperature. 2. A method as claimed in claim 1, in which said relationships II, III and/or IV respectively comprise:MPAP=(a1×MAP)+CVP-k1VMPCWP=(a2×MPAP)+CVP-k2VICI=K⁢T.CVPHR2VIIwhere a1 and a2 are constants between about 0.01 and about 1.0;k1 and k2 are variable constants based on the values of CVP and MAP;MAP and CVP is measured in mmHg; T in Celsius; and HR in counts per minute;CI is liters per square meter per minute; andK is a variable constant whose value is between about 10 and about 100 depending on the values of CVP and HR. 3. A method as claimed in claim 2, in which, for MAP less than 58 mmHg: k1=0; Vaand for MAP equal to or greater than 58 mmHg: k1=10×INT[(MAX{(MAP−109),(CVP−7),0}) /10]) Ybwhere MAX {x, y, z}=largest of the three terms x, y and z;INT [x]=integer part of x. 4. A method as claimed in claim 2, in which: k2=10×INT [CVP−7/10]. VIa 5. A method as claimed in claim 2 in which K is selected from the following table:TABLE 1Values of Values of CVP in mmHgHR in counts/min.0-55-77-1010-1414-1515-1616-25>25 0-59404032364027.519.52060-681009056364040242068-841009080404040242084-881009080404060242088-96100908010010080242096-991009590100100802420>=100100100100100100806050. 6. Apparatus for determining at least one of MPAP, MPCWP and CI comprising: sensor means to obtain CVP and MAP and/or HR and T; andcalculation means to resolve one or more of the relationships: MPAP=f(MAP, CVP) IIMPCWP=f(MAP, CVP); and IIICI=f(CVP, HR2, T), IVwhere MPAP is mean pulmonary artery pressure, MPCWP is mean pulmonary capillary wedge pressure, CI is cardiac index, MAP is mean arterial pressure, CVP is central venous pressure, HR is heart rate, and T is body core temperature. 7. Apparatus as claimed in claim 6, in which said relationships II, III and/or IV respectively comprise:MPAP=(a1×MAP)+CVP-k1VMPCWP=(a2×MPAP)+CVP-k2VICI=K⁢T·CVPHR2VIIwhere a1 and a2 are constants between about 0.05 and about 0.3;k1 and k2 are variable constants, preferably based on the values of CVP and MAP;MAP and CVP is measured in mmHg; T in Celsius; and HR in counts per minute;CI is liters per square meter per minute; andK is a variable constant whose value is between about 0 and about 1000 depending on the values of CVP and HR. 8. Apparatus as claimed in claim 7, in which, for MAP less than 58 mmHg; k1=0 Vaand for MAP equal to or greater than 58 mmHg: k1=10×INT[(MAX{(MAP−109), (CVP−7), 0}) /10]) Vbwhere MAX {x, y, z}=largest of the three terms x, y and z;TNT [x]=integer part of x.... | Medics Limited | A61B005/00
US07828735 | B2 | 2010-11-09 | Methods for providing diagnostic information using endocardial surface data for a patient's heart | 2007-05-10 | Methods for providing diagnostic information using endocardial surface data for a patient's heart are described herein. In some embodiments, endocardial surface data for the left ventricle of a heart is received. The endocardial surface data represents the endocardial surface of the left ventricle at multiple times over a heartbeat and is obtained using a volumetric imaging application. A representation in prolate spheroidal coordinates of the endocardial surface of the left ventricle at least a portion of the multiple times is generated using the endocardial surface data. The prolate spheroidal coordinates include a longitudinal angular coordinate μ, a circumferential angular coordinate θ, and a coordinate λ as a function of longitudinal angular coordinate μ and circumferential angular coordinate θ. A measure that provides diagnostic information related to the left ventricle is computed based at least on part on the value of coordinate λ. | 1. A method for providing diagnostic information using endocardial surface data for a patient's heart, the method comprising: receiving endocardial surface data for the left ventricle of a heart, wherein the endocardial surface data represents the endocardial surface of the left ventricle at multiple times over a heartbeat, the multiple times comprising end diastole and end systole of the heartbeat, and wherein the endocardial surface data is obtained using a volumetric imaging application;generating a representation in prolate spheroidal coordinates of the endocardial surface of the left ventricle at end diastole and end systole using the endocardial surface data, wherein the prolate spheroidal coordinates comprise a longitudinal angular coordinate μ, a circumferential angular coordinate θ, and a coordinate λ as a function of longitudinal angular coordinate μ and circumferential angular coordinate θ, and wherein λED represents the value of coordinate λ at end diastole and λES represents the value of coordinate λ at end systole; andcomputing three-dimensional fractional shortening (“3DFS”) of the left ventricle as 3DFS=(λED−λES)/λED, wherein the three-dimensional fractional shortening identifies an ischemic region of the left ventricle. 2. The method of claim 1, further comprising: providing an indication of the three-dimensional fractional shortening on a map of the left ventricle, such that the ischemic region of the left ventricle is identified on the map. 3. A method for providing diagnostic information using endocardial surface data for a patient's heart, ‘the method comprising: receiving endocardial surface data for the left ventricle of a heart, wherein the endocardial surface data represents the endocardial surface of the left ventricle at multiple times over a heartbeat, and wherein the endocardial surface data is obtained using a volumetric imaging application;generating a representation in prolate spheroidal coordinates of the endocardial surface of the left ventricle at least a portion of the multiple times using the endocardial surface data, wherein the prolate spheroidal coordinates comprise a longitudinal angular coordinate μ, a circumferential angular coordinate θ, and a coordinate λ as a function of longitudinal angular coordinate μ and circumferential angular coordinate θ;computing a measure based at least in part on the value of coordinate λ at the at least a portion of the multiple times, wherein the measure provides diagnostic information related to the left ventricle; andwherein the multiple times over the heartbeat comprise end diastole and end systole of the heartbeat, wherein generating a representation in prolate spheroidal coordinates of the endocardial surface of the left ventricle comprises generating a representation at end diastole and end systole, such that λED represents the value of coordinate λ at end diastole and λES represents the value of coordinate λ at end systole and wherein the measure comprises three-d... | The Trustees of Columbia in the City of New York | A61B008/06
US20080058613 | A1 | 2008-03-06 | Method and System for Providing Fracture/No Fracture Classification | 2007-09-14 | A method of classifying fracture risk for a patient is presented. The method includes determining a fracture index of the patient. Either a fracture classification or a non-fracture classification is assigned to the patient based, at least in part, on the fracture index. A confidence level of the assigned classification is determined. | 1. A method of classifying fracture risk for a patient, the method comprising: determining a fracture index of the patient; determining one of a fracture classification and a non-fracture classification of the patient based, at least in part, on the fracture index; and determining a confidence level of the determined classification. 2. The method of claim 1, wherein the fracture index is based, at least in part, on at least one of bone mineral density, bone micro-structure, bone macro-anatomy, and bone biomechanics. 3. The method of claim 2, wherein the fracture index is based, at least in part, on two or more of bone mineral density, bone micro-structure, bone macro-anatomy and bone biomechanics. 4. The method of claim 1, wherein the fracture index is based, at least in part, on trabecular bone micro-structure. 5. The method of claim 1, wherein determining one of a fracture classification and a non-fracture classification includes determining a threshold fracture index value. 6. The method of claim 1, wherein determining a confidence level of the determined classification includes determining a probability of making a correct classification given the fracture index of the patient. 7. The method of claim 1, further comprising displaying the fracture index, the determined classification, and/or the confidence level. 8. The method of claim 1, further comprising generating a report that includes the fracture index, the determined classification, and/or the confidence level. 9. A computer program product for use on a computer system for classifying fracture risk for a patient, the computer program product comprising a computer usable medium having computer readable program code thereon, the computer readable program code including: computer code for determining a fracture index of the patient; computer code for determining one of a fracture classification and a non-fracture classification of the patient based, at least on the fracture index; and computer code for determining a confidence level of the determined classification. 10. The computer program product according to claim 9, wherein the computer code for determining the fracture index includes determining the fracture index based, at least in part, on at least one of bone mineral density, bone micro-structure, bone macro-anatomy, and bone biomechanics. 11. The computer program product according to claim 10, wherein the computer code for determining the fracture index includes determining the fracture index based, at least in part, on two or more of bone mineral density, bone micro-structure, bone macro-anatomy and bone biomechanics. 12. The computer program product according to claim 9, wherein the computer code for determining the fracture index includes determining the fracture index based, at least in part, on trabecular bone micro-structure. 13. The computer program product according to claim 9, wherein the computer code for determining one of the fracture classifi... | IMAGING THERAPEUTICS, INC. | A61B005/00
US07503899 | B2 | 2009-03-17 | Digital type color comparisons in vaginal moisture pH determination | 2006-10-24 | Apparatus for quick screening for vaginal moisture pH level as related to a pre-selected pH level, comprising a manipulable element including a probe insertible into the vagina, at least one pH indicator on the element, the indicator characterized as producing a color which corresponds to pH level of vaginal moisture contacting the indicator, and a local comparison zone on the element having a color corresponding to a predetermined pH level, and positioned and shaped for quick color comparison with the color of the indicator after indicator contact with vaginal moisture. A test site for vaginosis may also be located on the probe, in non-interfering relation with said indicator and/or said zone. | 1. Apparatus for quick screening for vaginal moisture pH level as related to a pre-selected pH level, comprising a) a manipulable generally key shaped element including a probe insertible into the vagina,b) a pH indicator on one side of said element, said indicator characterized as producing a color which corresponds to pH level of vaginal moisture contacting the indicator,c) and a second indicator on another side of said element, said second indicator being elongated lengthwise of the element and being an amine indicator,d) a local comparison zone having a fixed color corresponding to a predetermined pH level, and positioned and shaped for quick color comparison with the color of said pH indicator after pH indicator contact with vaginal moisture, said pH indicator having contact with vaginal moisture for visual comparison of the color of said zone with the color of said pH indicator,e) said pH indicator and said comparison zone spaced in mutual proximity on and lengthwise of the probe, and having like cross dimensions between 3/16 and ⅜ inch, and to have generally arcuate peripheral shapes,f) and wherein said element includes an enlarged substantially flat handle from which the probe projects longitudinally to be gripped between the user's thumb and forefinger, the handle having two laterally shaped edges presented toward said test site or sites and spaced generally longitudinally therefrom to limit probe longitudinal insertion into the vagina, said pH indicator and said local comparison zone being aligned on a line which extends between said two edges, and both having curved edges facing oppositely and convexly away from said line, and protruding at opposite edges of said probe. 2. The apparatus of claim 1 in which the indicators are on opposite sides, respectively, of the probe. 3. The apparatus of claim 1 wherein said element has a tip, and said second indicator extends lengthwise into proximity to the tip. 4. The apparatus of claim 1 wherein the second indicator has elongated strip form, and extends along the major length of said probe. 5. The apparatus of claim 1 wherein said pH indicator and comparison zone have substantially the same sizes and shapes, for enhancement of visual accuracy of color comparison. 6. The apparatus of claim 5 wherein said ph indicator and comparison zone are located lengthwise of the probe, for rapid digital type color comparison readout. 7. The apparatus of claim 1 wherein said probe has substantially flat opposite sides, said indicators being at said respective sides. 8. The apparatus of claim 1 wherein said pH indicator and comparison zone are located mutually lengthwise of the probe, for rapid digital response color comparison readout. 9. The apparatus of claim 8 wherein said pH indicator and comparison zone are both substantially circular. 10. The apparatus of claim 1 wherein said comparison zone includes the colored surface of a plastic part. 11. The apparatus of claim 10 wherein said plastic part ... | Femtek LLC | A61B005/00 B65D081/00
US07340288 | B1 | 2008-03-04 | Trans-septal intra-cardiac lead system | 2005-02-07 | An apparatus for and method of measuring pressure through a septum in a patient's heart is disclosed. A lead inserted into the right side of a heart is routed through the septum to gain access to the left side of the heart. The lead includes an attachment structure that secures the lead to one or both of the septal walls. The attachment structure may include at least one protruding tine, membrane, inflatable balloon, involuted spiral or J-lead that engage one or more sides of the septum. The lead also includes one or more sensors for measuring cardiac pressure on the left side of the heart and, as necessary, the right side of the heart. | 1. A lead configured for measuring pressure in a heart comprising: a lead body;a first elastic disk membrane attached to a distal portion of the lead body and adapted to attach the lead body to a first side of a septal wall in a heart, the first elastic disk membrane maneuvered to lie relatively flat against the first side of the septal wall to minimize likelihood of blood clot formation;a second elastic disk membrane distal to the first elastic disk membrane, the second elastic disk membrane attached to the distal portion of the lead body and adapted to attach the lead body to a second side of the septal wall in the heart, the second elastic disk membrane maneuvered to lie relatively flat against the second side of the septal wall to minimize likelihood of blood clot formation; andat least one pressure sensor attached to the distal portion of the lead body and adapted to measure pressure at the second side of the septal wall in the heart;wherein the second elastic disk membrane comprises at least one flexible diaphragm, the lead comprising at least one lumen wherein the at least one lumen is filled with a fluid, wherein the fluid in communication with the at least one flexible diaphragm, and wherein the fluid is in communication with the at least one pressure sensor; andwherein the second elastic disk membrane and the at least one flexible diaphragm are integral. 2. The lead of claim 1 further comprising additional elastic disk membranes spaced longitudinally along the lead body. 3. The lead of claim 1 comprising at least one flexible diaphragm and at least one lumen wherein the at least one lumen is in fluid communication with the at least one flexible diaphragm. 4. The lead of claim 3 wherein the at least one sensor is in fluid communication with the at least one lumen. 5. The lead of claim 1 wherein the at least one membrane has a low profile. 6. The lead of claim 1 comprising a sheath adapted to be slidable over the first elastic disk membrane and the second elastic disk membrane. 7. The lead of claim 1 comprising at least one electrode at the distal portion of the lead body. 8. The lead of claim 7 wherein the at least one electrode is configured to pace the heart or sense signals in the heart. 9. The lead of claim 1 comprising at least one branch lead body wherein each branch lead body includes at least one pressure sensor. 10. The lead of claim 1 wherein the first elastic disk membrane is slidably mounted to the lead body. 11. The lead of claim 10 comprising at least one biasing member for biasing the first elastic membrane toward the septal wall in the heart. 12. The lead of claim 11 wherein the at least one biasing member comprises at least one spring. 13. The lead of claim 1 wherein the at least one membrane is constructed of silicone or a conducting polymer. 14. The lead of claim 13 wherein the conducting polymer functions as an electrode. | Pacesetter, Inc. | A61B005/04
US07331773 | B2 | 2008-02-19 | Pump provided with exhaust valve device and hemodynamometer incorporating the same | 2004-06-30 | A diaphragm is provided in a pump case so as to define a pump chamber communicated with an external member having an air chamber. A motor actuates the diaphragm to introduce air into the pump chamber and to supply the introduced air to the air chamber. An exhaust valve exhausts air in the pump chamber to lower a pressure in the air chamber. The exhaust valve is provided with a valve body and an actuator which is driven by the motor to actuate the valve body so as to open or close an exhaust port communicated with the pump chamber. | 1. A pump, comprising: a pump case;a diaphragm, provided in the pump case to define a pump chamber;a pump output port extending from the pump chamber;a pump intake port extending into the pump chamber;a motor, arranged to actuate movement of the diaphragm, to draw air into the pump chamber through the pump intake port and to pump the drawn air through the pump output port andan output port pressure relief exhaust valve, to selectively rapidly exhaust air in the pump chamber to rapidly lower a pressure in the pump output port, the pressure relief exhaust valve comprising:a movable valve body, movable between a closed position and an open position to rapidly lower the air pressure in the pump output port; andan actuator, selectively driven by the motor to selectively actuate the valve body between the closed position and the open,wherein the motor has a rotary shaft, and wherein the actuator comprises:a first gear, coupled with the rotary shaft of the motor;a second gear, meshing with the first gear to be rotated;a lever member, pivotably provided about the rotary shaft;an urging member exerting an urging force urging said valve body toward said closed position; anda clutch mechanism, connecting the second gear and the lever member such that the lever member is pivoted in accordance with the rotation of the rotary shaft, whereinthe second gear, lever member and clutch mechanism are constructed and arranged such that when the rotary shaft of the motor rotates in a first motor direction the lever member and second gear are pivoted in a first actuating direction to a position where the second gear abuts against and moves the valve body to the open position, andwhen the rotary shaft of the motor rotates in a second motor direction, opposite the first motor direction, the lever member and second gear are pivoted in a second actuating direction, opposite the first actuating direction, to a position where the second gear is separated from the valve body and the valve body is moved by the urging force to the closed position. 2. The pump as set forth in claim 1, further comprising a controller to control the direction of the rotation of the motor between rotating in the first motor direction and rotating in the second motor direction, and the duration of the rotation of the motor, wherein the controller is arranged to open the valve body by rotating the motor in the first motor direction and halt the motor at a predetermined timing after the second gear abuts and moves the valve body to the open position, and whereinthe pressure relief exhaust valve further comprisesa stopper against which the lever member is abutted by the urging force urging the valve body even when the motor is halted. 3. The pump as set forth in claim 2, wherein: the valve body is pivotably connected to the pump case, arranged such that abutment with said second gear moves the valve body in a pivotal movement about a pivot axis, andthe urging member is arranged with respect to the val... | Mitsumi Electric Co., Ltd. | F04B045/00 F04B045/047 F04B045/04 A61B005/022
US08114030 | B2 | 2012-02-14 | Breastfeeding quantification | 2007-08-29 | Presented is a method for quantifying breastfeeding between a mother and a baby, the method including measuring a physiological volume indicative of stomach fullness volume for the baby; setting a signal threshold value of the physiological volume to correspond to a stomach level that is less than or equal to the stomach fullness volume; obtaining an objective measurement of the physiological volume indicative of a level of fullness of the baby's stomach; and providing an indication to the mother when the objective measurement equals or exceeds the signal threshold value. In one embodiment, for instance, the baby's swallows may be recorded for determining the volume of breast milk consumed by the baby. | 1. A method for quantifying the amount of a nourishing composition that is being consumed by a baby comprising: sensing a baby's swallows during consumption of a nourishing composition using a non-invasive modality;determining a volume of the nourishing composition that is being consumed by the baby based on the number of swallows sensed;establishing a stomach fullness volume which corresponds to an average of the daytime breastfeeding volume;establishing a threshold value that corresponds to a stomach level that is proportional to the stomach fullness volume, the stomach level being based upon an amount of nourishing composition contained in the baby's stomach and being less than the stomach fullness volume;issuing an alert when the threshold value is reached; andrecalculating the threshold value to correspond to increases in stomach fullness volume as the baby grows and the maximum capacity of its stomach increases. 2. A method as defined in claim 1, wherein the nourishing composition comprises breast milk. 3. A method as defined in claim 2, wherein the method is performed during breastfeeding between a mother and a baby. 4. A method as defined in claim 1, further comprising providing instructions to the caregiver to discontinue feeding of the baby. 5. A method as defined in claim 1, wherein the amount of sensed swallows by the baby are sent to a monitor that includes an algorithm to convert the number of sensed swallows into volume consumed by the baby. 6. A method as defined in claim 1, wherein the baby's swallows are sensed by a microphone. 7. A method as defined in claim 1, wherein the baby's swallows are sensed by sensing muscular impulses in an esophagus of the baby as the baby is swallowing. 8. A method as defined in claim 1, where the baby's swallows are sensed using electromyography. 9. A method as defined in claim 1, where the baby's swallows are sensed using surface electromyography. 10. A method as defined in claim 1, where the baby's swallows are sensed using acoustic myography. 11. A method as defined in claim 1, where the baby's swallows are sensed using a strain gauge. 12. A system for quantifying the amount of a nourishing composition that is being consumed by a baby comprising: a sensor that senses a baby's swallows using a non-invasive modality; anda monitor in communication with the sensor, the monitor being configured to determine a volume of the nourishing composition that is being consumed by the baby based on information received from the sensor;the monitor establishing a stomach fullness volume which corresponds to an average of the daytime breastfeeding volume;the monitor establishing a threshold value that corresponds to a stomach level that is proportional to the stomach fullness volume, the stomach level being based upon an amount of nourishing composition contained in the baby's stomach and being less than the stomach fullness volume;the monitor issuing an alert when the threshold value is reached; andth... | Kimberly-Clark Worldwide, Inc. | B65D081/00
US08197421 | B2 | 2012-06-12 | Method and apparatus for penetrating tissue | 2007-07-16 | A body fluid sampling system for use on a tissue site includes a single drive force generator. A plurality of penetrating members are operatively coupled to the force generator. The force generator moves each of the members along a path out of a housing with a penetrating member exit, into the tissue site, stops in the tissue site, and withdraws out of the tissue site. A flexible support member couples the penetrating members to define a linear array. The support member is movable and configured to move each of the penetrating members to a launch position associated with the force generator. | 1. A body fluid sampling system for use on a tissue site, the system comprising: a controllable drive force generator;a feedback loop coupled to the controllable drive force generatora plurality of penetrating members operatively coupled to said controllable drive force generator, said controllable drive force generator moving each of said members along a path out of a housing having a penetrating member exit into said tissue site, stopping in said tissue site, and withdrawing out of said tissue site each of a penetrating member at least partially positioned adjacent to an analyte detecting member in a sample chamber, each sample chamber configured to receive body fluid from a wound in tissue created by a penetrating member, and each analyte detecting member configured to determine analyte levels using a body fluid sample of less than about 1 microliter;a flexible support member carrying said penetrating members parallel to each other on its top to define a linear array, said support member being movable to move each of said penetrating members to a launch position associated with said force generator; andsaid controllable drive force generator and feedback loop configured to provide a controllable velocity trajectory into the tissue and out of said tissue. 2. The system of claim 1, further comprising a plurality of analyte detecting members positioned to receive body fluid. 3. The system of claim 1, wherein: the sample chamber has an opening for transport of a body fluid into the sample chamber, the sample chamber being sized to receive no more than 0.75 microliter of the body fluid. 4. The system of claim 1, wherein: the sample chamber has an opening for transport of a body fluid into the sample chamber, the sample chamber being sized to receive no more than 0.5 microliter of the body fluid. 5. The system of claim 1, wherein: the sample chamber has an opening for transport of a body fluid into the sample chamber, the sample chamber being sized to receive no more than 0.25 microliter of the body fluid. 6. The system of claim 1, wherein: the sample chamber has an opening for transport of a body fluid into the sample chamber, the sample chamber being sized to receive no more than 0.1 microliter of the body fluid. 7. The system of claim 1, wherein: the analyte detecting member being configured to determine a concentration of an analyte in a body fluid using a sample that does not exceed a volume of 1 microliter of a body fluid disposed in the sample chamber. 8. The system of claim 1, wherein the analyte detecting member being configured to determine a concentration of an analyte in a body fluid using a sample that does not exceed a volume of 0.75 microliter of a body fluid disposed in the sample chamber. 9. The system of claim 1, wherein the analyte detecting member being configured to determine a concentration of an analyte in a body fluid using a sample that does not exceed a volume of 0.5 microliter of a body fluid disposed in the sample... | Pelikan Technologies, Inc. | A61B005/00 B65D081/00
US08706191 | B2 | 2014-04-22 | Magnetic resonance imaging apparatus and magnetic resonance angiography method | 2006-10-03 | A magnetic resonance imaging apparatus acquires 3D data of a subject, extracts 2D data for ky=constant out of the 3D data concurrently with the collection of 3D data, Fourier-transforms in a z-axis direction the extracted 2D data for ky=constant and rearranges the same on a kx-z space concurrently with the collecting of 3D data, performs a one-dimensional Fourier transform on z-data completed in a kx direction and acquires a 2D image for real space concurrently with the collection of 3D data, and displays a 2D image on a monitor concurrently with the collection of 3D data. Meanwhile, the the 3D data in the z-axis direction is Fourier-transformed and rearranged on a kx-ky-z space, a two-dimensional Fourier transform is performed on the z-data completed in a kx/ky direction and a 3D image is acquired for real space. | 1. A magnetic resonance imaging apparatus having a table-top for resting a subject thereon, a table-top drive mechanism for moving the table-top in a lengthwise direction (z-axis direction), and a computer for controlling a movement rate of the table-top by providing a control signal to the table-top drive mechanism, so that a 2D real-time monitor image is produced during a continuous table-top movement 3D imaging process, the apparatus comprising: a table-top movement-rate control unit configured to control the table-top drive mechanism to move the table-top;a data collecting unit configured to collect raw 3D data in kx, ky, and kz space provided by a nuclear magnetic resonance signal while moving the table-top where x and y coordinate axes are orthogonal to said z-axis;a 2D-image acquiring unit configured to acquire a 2D monitor image based upon raw 2D data forming a part of the raw collected 3D data, concurrently with collection of the raw 3D data; anda display control unit configured to control display of the 2D monitor image, concurrently with ongoing collection of the raw 3D data;wherein the 2D-image acquiring unit has a 2D-data acquiring unit configured to extract raw 2D data, related to k-space y-axis position ky where ky is constant, out of the collected raw 3D data,a 2D-data rearranging unit configured (a) to Fourier-transform in a z-axis direction the extracted raw 2D data of the collected raw 3D data, (b) not to Fourier-transform remaining collected raw 3D data, and (c) to place the extracted raw 2D data transformed in the z-axis direction onto a kx-z hybrid space, anda 2D-image reconstructing unit configured to perform a one-dimensional Fourier transform on z-data completed in a kx direction on the placed extracted raw 2D-data to acquire a 2D monitor image for real space, thereby enhancing timeliness of the displayed monitor image by reducing the amount of data processing time required to produce the monitor image during concurrent acquisition of the raw 3D data. 2. A magnetic resonance imaging apparatus according to claim 1, further comprising: a 3D-image acquiring unit configured to acquire a 3D image based upon the collected raw 3D data,wherein the table-top movement-rate control unit is configured to calculate the movement rate according to a rate-change signal inputted to move the table-top at the movement rate calculated. 3. A magnetic resonance imaging apparatus according to claim 1, wherein ky=0. 4. A magnetic resonance imaging apparatus according to claim 1, wherein said apparatus includes an RF coil made as a multi-coil structured with a plurality of surface coils at least in a z direction, to simultaneously receive the nuclear magnetic resonance signal at the plurality of surface coils. 5. A magnetic resonance imaging apparatus according to claim 2, wherein the 3D-image acquiring unit includes a 3D-data rearranging unit configured to Fourier-transform in the z-axis direction the collected raw 3D data and to rearrange t... | Kabushiki Kaisha Toshiba Toshiba Medical Systems Corporation | A61B005/05
US08088109 | B2 | 2012-01-03 | Method and apparatus for providing immediate supplemental blood flow to an organ | 2007-09-11 | The system and method creates immediate supplemental blood flow into an organ by punching a cannula into the organ to remove a core of the organ. The process of punching creates essentially no heat and therefore does not cauterize the wound. In the case of the heart this results in immediate supplemental blood flow into the heart muscle. Animal tests have shown this immediate blood flow is sufficient to sustain the heart even when a major coronary artery is completely blocked. The procedure may be performed in an open surgical field procedure by punching cores from the outside of the heart in or it may be a percutaneous catheter procedure punching cores from the inside-out of an organ. | 1. A method of providing immediate supplemental blood flow to the heart muscle, comprising the steps of: punching a cannula from a fibrous epicardium through a heart into a ventricular chamber, by moving the cannula in a straight line, into the ventricular chamber of a heart muscle essentially creating no heat and not cauterizing a wound;removing a core of the heart muscle, creating a channel between the ventricle and the heart muscle cells;sensing a flow of blood through the cannula; andremoving the cannula from the heart muscle, wherein immediate supplemental blood flow occurs around a punch location. 2. The method of claim 1, wherein the step of punching creates immediate supplemental blood flow to the heart muscle. 3. The method of claim 1, wherein the step of punching, includes controlling a timing of the punching to the heart's cardiac cycle at the end of systole. 4. The method of claim 1, wherein the step of punching, includes a step of selecting a punching location in the heart muscle. 5. The method of claim 4, wherein the step of selecting includes a step of measuring a temperature of the heart muscle at a location. 6. The method of claim 5, wherein the step of selecting, further includes selecting the location as a punching location, when the temperature at the punch location differs from a heart ambient temperature by a predetermined temperature. 7. The method of claim 5, further including a step of using an infrared sensor to measure the temperature. 8. The method of claim 1, wherein the step of punching includes a step of determining a punch depth. 9. The method of claim 8, further including a step of imaging a punch depth with an ultrasound system. 10. The method of claim 8, further including a step of imaging a punch location with an infrared sensor. 11. The method of claim 1, wherein the step of punching includes selecting the cannula with a punching end that has a point. 12. The method of claim 1, wherein the step of punching includes selecting a punch depth that is less than a thickness of the heart muscle at a punch location. 13. The method of claim 12, wherein the step of removing a core includes a step actvating an end cutter on the cannula. 14. A method of providing immediate supplemental blood flow to the heart muscle, comprising the steps of: measuring the temperature of the heart muscle to determine a punch location;punching a cannula from a fiborous epicardium through a heart into a ventricular chamber, by moving the cannula in a straight line, into the ventricular chamber of a heart muscle essentially creating no heat and not cauterizing a wound wherein the punching is timed to the heart's cardiac cycle at the end of the systole;removing a core of the heart muscle, creating a channel between the ventricle and the heart muscle cells;sensing a flow of blood through the cannula; andremoving the cannula from the heart muscle, wherein immediate supplemental blood flow occurs around the punch location. | Surgical Pioneering, LLC | A61B017/32
US08979753 | B2 | 2015-03-17 | Identifying risk of a medical event | 2007-05-31 | Described is a method of determining the relative risk of an outcome based on an analysis of multiple risk factors. A graphical method is used to take values corresponding to risk parameters and an event outcome to produce a smoothed surface map representing relative risk over an entire space defined by n risk factors. Applying a query data point to the surface map permits the determination of the estimated outcome probability for the query data point, based on its location on the surface map. The method then reports a relative risk or other probability measure associated with the query data point. Also described is a method of analysis in which subpopulations previously identified as high-risk can be further analyzed with respect to risk posed by additional factors. | 1. A method for identifying risk of a coronary event based on an analysis of multiple risk factors, comprising: providing a reference database comprising a plurality of reference data points, each reference data point representing an (n+1)-dimensional vector comprising a value for each of n risk-factor parameters, wherein n≧2; wherein the n risk-factor parameters comprise an HDL level and a C-reactive protein (CRP) level;wherein each reference data point further comprises a corresponding outcome value; andwherein the outcome value is determined by the prior occurrence or non-occurrence of a coronary event;mapping each reference data point as a map point in a (n+1)-dimensional space, thereby producing a reference map; wherein the position of each map point in n dimensions is determined by the values of the associated reference data point's n risk-factor parameters; andwherein the position of each map point in the (n+1)th dimension is determined by the outcome value in the associated reference data point;applying, using a processor, an interpolation algorithm to the reference map to produce an interpolated (n+1)-dimensional map; wherein the interpolated (n+1)-dimensional map comprises a surface that defines a function, the function mapping values of the n risk-factor parameters to predicted outcome values; andwherein each of the predicted outcome values, as determined by the HDL level and the CRP level, represents a relative risk and/or a probability of occurrence of the coronary event;mapping a query data point associated with a person, comprising values for each of the n risk-factor parameters, onto the interpolated (n+1)-dimensional map; wherein the location of the query data point on the interpolated (n+1)-dimensional map is determined, at least in part, by the query data point's values of the n risk-factor parameters;determining an indicator based on one of the predicted outcome values associated with the query data point by mapping, with the function, the query data point's values to a point in the surface, the point in the surface being indicative of the one of the predicted outcome values; andoutputting, to an output device, the indicator; wherein the indicator indicates that when the person's HDL level is greater than 1 mmol/L, and given the person's CRP level, (a) an HDL level greater than the person's HDL level presents an increased risk of a coronary event; or (b) an HDL level lower than the person's HDL level presents a decreased risk of a coronary event. 2. The method of claim 1, wherein n=2. 3. The method of claim 1, wherein at least one of the risk-factor parameters comprises a continuous range of values. 4. The method of claim 1, wherein at least one of the risk-factor parameters comprises a range of discrete values. 5. The method of claim 1, wherein at least one of the risk-factor parameters comprises a binary range of values. 6. The method of claim 1, wherein at least one of the risk-factor parameters comprises a presence or... | University of Rochester | A61B005/00 G06F019/00 G06Q050/00 G06T017/00 A61B005/145
US11350821 | B2 | 2022-06-07 | Ambulatory medical device and method for communication between medical devices | 2007-08-01 | An ambulatory medical device and a method of communication between medical devices are disclosed. In one embodiment, the medical device includes a module for communication with at least a second medical device wherein the module for communication is adapted to be activated by a value of a physiological parameter of an animal. In one embodiment, the method of the present invention involves a first medical device and at least a second medical device wherein the communication between said medical devices is activated by a value of a physiological parameter of an animal. | 1. A system of medical devices comprising: a glucose measuring device configured to generate a blood glucose value based upon a physiological parameter representative of the blood glucose concentration of an animal; anda continuous glucose sensor,said glucose measuring device including a communication module configured to establish a wireless communication link enabling communication between said glucose measuring device and said continuous glucose sensor, the communication module further being configured, in response to completion of the generation of the blood glucose value, to determine a defined length of a time span for the communication link to be established, the defined length of the time span being determined using a value of the physiological parameter of the animal obtained by said glucose measuring device from said continuous glucose sensor during a previous communication between said glucose measuring device and said continuous glucose sensor;the communication module further being configured, following determination of the time span, to automatically activate for the defined time span from a deactivated state the wireless communication link,the communication module of the glucose measuring device being configured that after expiration of the defined time span the communication link between the glucose measuring device and the continuous glucose sensor is deactivated,said glucose measuring device being configured to send information to said continuous glucose sensor during the defined time span, and said continuous glucose sensor being configured to process the information received from said glucose measuring device. 2. The system of claim 1 in which said continuous glucose sensor is configured to process the information during the defined time span. 3. The system of claim 1 in which the communication module is configured to automatically deactivate the communication link upon expiration of the predetermined defined time span. 4. The system of claim 1 in which the value of the physiological parameter of the animal is the blood glucose value of the animal. 5. The system of claim 1 in which the information includes a command from the glucose measuring device to at least partially control the continuous glucose sensor. 6. The system of claim 5 in which the command from said glucose measuring device is to automatically activate processing of the information by said continuous glucose sensor based on transmitting the blood glucose value to said continuous glucose sensor. 7. The system of claim 1 in which said continuous glucose sensor is configured to send data to said glucose measuring device during the defined time span, and said glucose measuring device is configured to process the data received from said continuous glucose sensor. 8. The system of claim 7 in which said glucose measuring device is configured to process the data during the defined time span. 9. A method of communicating between a glucose measuring device and a co... | ROCHE DIABETES CARE, INC. | A61B005/00 A61M005/142 A61B005/145
US20080071151 | A1 | 2008-03-20 | Method and Apparatus for Diagnosing Pre-eclampsia | 2007-06-27 | A method is provided that allows a subject to be diagnosed as having one of a variety of hypertensive states, including pre-eclampsia, based on the measurement of a plurality of factors including the level of soluble fms-like tyrosine kinase 1 (sFlt-1), an obesity factor and optionally one or more additional factors, which may be physiological parameters or biomarkers. The method can be used to determine hypertensive states associated with pregnancy, or associated with anti-angiogenic drug therapy. The method is thus useful for diagnosing the hypertensive status of pregnant women, as well as patients undergoing anti-angiogenic treatment (e.g., chemotherapy). | 1. A method for diagnosing the hypertensive status of a subject, said method comprising the steps of: (a) comparing a measurement of a first factor for said subject to a first pre-determined value, said first factor being a level of sFlt-1 in a sample from said subject, thereby determining the presence or absence of a first hypertensive disorder, (b) comparing a measurement of second factor for said subject to a second pre-determined value, said second factor being a physical parameter associated with hypertensive status, thereby determining the presence or absence of a second hypertensive disorder, and (c) diagnosing the hypertensive status of said subject based on the presence or absence of said first and second hypertensive disorders. 2. The method according to claim 1, wherein said physical parameter is an indicator of obesity. 3. The method according to claim 2, wherein said indicator of obesity is weight, body mass index (BMI), waist-to-hip ratio, waist circumference, conicity index, abdominal height, or amount of body fat. 4. The method according to claim 2, wherein said indicator of obesity is body mass index (BMI). 5. The method according to claim 1, wherein said first hypertensive disorder is pre-eclampsia. 6. The method according to claim 5, wherein said second hypertensive disorder is chronic hypertension. 7. The method according to claim 6, wherein said hypertensive status is pre-eclamptic, non-preeclamptic or pre-eclamptic superimposed on chronic hypertension. 8. The method according to claim 1, wherein said level of sFlt-1 is the level of free sFlt-1. 9. The method according to claim 1, wherein said subject is a pregnant woman. 10. The method according to claim 1, wherein said subject is a patient undergoing anti-angiogenic drug therapy. 11. The method according to claim 1, wherein said sample is a blood sample. 12. The method according to claim 1, wherein said sample is a plasma or serum sample. 13. The method according to claim 1, wherein said method further comprises comparing a measurement of one or more other physical parameters or biomarkers or a combination thereof, to corresponding pre-determined values, thereby confirming the presence or absence of said first hypertensive disorder or said second hypertensive disorder. 14. The method according to claim 1, wherein said method further comprises comparing a measurement of a third factor to a third pre-determined value, said third factor being blood pressure, thereby confirming the presence or absence of said first hypertensive disorder or said second hypertensive disorder. 15. The method according to claim 14, wherein said third factor is systolic blood pressure. 16. The method according to claim 14, wherein said third factor is supine systolic blood pressure. 17. The method according to claim 14, wherein said first hypertensive disorder is pre-eclampsia, said second hypertensive disorder is chronic hypertension and comparing said measurement o... | - | A61B005/00
US20080076102 | A1 | 2008-03-27 | Method for Providing an InVivo Model of Disc Degeneration | 2007-05-31 | A method for providing an InVivo model of disc degeneration. The method includes percutaneously inserting a needle into a non-human surrogate disc, generally the disc of a rabbit, so that the needle ruptures the annulus of the disc. Fluoroscopy X-ray images can be used to visualize the placement of the needle to the proper location. By using the proper surrogate, rupture of the annulus of the disc will have a quick degenerative effect on the disc, which can be visualized using MRI or other suitable imaging devices. By studying the etiologies associated with disc degeneration of the surrogate, treatments can then be devised to attempt to reduce the rate of degeneration, reverse degeneration, or other disc treatment procedures. | 1. A method for providing an InVivo model of disc degeneration, said method comprising: providing a non-human animal; and percutaneously inserting a needle into the animal so that the needle ruptures an annulus of a disc between vertebrae in the animal where the rupture induces disc degeneration. 2. The method according to claim 1 wherein providing a non-human animal includes providing a rabbit. 3. The method according to claim 1 wherein providing a non-human animal includes providing an animal selected from the group consisting of mice, rats, sheep and primates. 4. The method according to claim 1 wherein inserting a needle includes inserting a 16-gage needle into the animal. 5. The method according to claim 1 further comprising using an imaging device for visualizing the position of the needle relative to the disc of the animal so that the needle is properly inserted. 6. The method according to claim 5 wherein using an imaging device includes images using an imaging device selected from the group consisting of image guidance devices, x-ray imaging devices, computer tomography, tomograms and magnetic resonant imaging devices. 7. The method according to claim 5 wherein using an imaging device includes using a fluoroscopic x-ray imaging device. 8. The method according to claim 1 further comprising performing imaging of the animal after the needle has been inserted to visualize disc degeneration in the animal. 9. The method according to claim 8 wherein performing imaging includes performing magnetic resonant imaging. 10. The method according to claim 1 further comprising injecting stem cells into the ruptured disc that has been degenerated to regenerate the disc. 11. A method for providing an InVivo model of disc degeneration, said method comprising: providing a rabbit; percutaneously inserting a needle into the rabbit so that the needle ruptures an annulus of a disc between vertebrae in the rabbit where the rupture induces disc degeneration; and performing imaging of the rabbit after the needle has been inserted to visualize the disc degeneration in the rabbit. 12. The method according to claim 11 further comprising using an imaging device for visualizing the position of the needle relative to the disc of the rabbit so that the needle is properly inserted. 13. The method according to claim 11 wherein performing imaging includes performing magnetic resonant imaging. 14. The method according to claim 11 further comprising injecting stem cells into the ruptured disc that has been degenerated to regenerate the disc. 15. A method for providing an InVivo model of disc degeneration, said method comprising: providing a non-human animal; intentionally damaging a disc between vertebrae in the animal so as to induce disc degeneration; and injecting stem cells into the damaged disc to regenerate the disc. 16. The method according to claim 15 wherein intentionally damaging a disc includes inserting a needle into the disc. 17. ... | MI4SPINE, LLC | G09B023/28 A61B005/05
US20080033320 | A1 | 2008-02-07 | DEVICES, SYSTEMS AND METHODS FOR EXTRACTING BODILY FLUID AND MONITORING AN ANALYTE THEREIN | 2007-08-21 | An interstitial fluid (ISF) extraction device includes a penetration member configured for penetrating a target site of a user's skin layer and, subsequently, residing in the user's skin layer and extracting an ISF sample therefrom and at least three concentrically-arranged pressure rings, each adapted for applying pressure to the user's skin layer in the vicinity of the target site while the penetration member is residing in the user's skin layer. In addition, the ISF extraction device is configured such that (i) the pressure rings apply pressure in an oscillating manner with asymmetric deployment and retraction cycles and (ii) only one of the at least three concentrically-arranged pressure rings is deployed at a time, thereby mitigating an ISF glucose lag of the ISF sample extracted by the penetration member. | 1-23. (canceled) 24. An interstitial fluid (ISF) extraction device for mitigating ISF glucose lag, the ISF extraction device comprising: a penetration member configured for penetrating a target site of a user's skin layer and, subsequently, residing in the user's skin layer and extracting an ISF sample therefrom; and at least one pressure ring adapted for applying pressure to the user's skin layer in the vicinity of the target site while the penetration member is residing in the user's skin layer, wherein the pressure ring applies the pressure in an oscillating manner wherein the pressure is applied for a time period in the range of 30 seconds to ten minutes, the pressure is subsequently removed for a time period in the range of five minutes to ten minutes and then the pressure is re-applied for a period in the range 30 seconds to ten minutes. 25. The ISF extraction device of claim 24 wherein the pressure ring applies the pressure in an oscillating manner wherein the pressure is applied for one minute, the pressure is subsequently removed for ten minutes and then the pressure is re-applied for one minute. 26. The ISF extraction device of claim 24 further comprising: at least one first biasing member configured for moving the pressure ring between a deployed state and a retracted state; and a second biasing member configured for launching the penetration member. 27. The ISF extraction device of claim 24, wherein the penetration member is configured to reside in the user's skin layer for a period of at least 1 hour. 28. The ISF extraction device of claim 24, wherein the at least one pressure ring is a plurality of pressure rings. 29. The ISF extraction device of claim 28, wherein the pressure rings are arranged concentrically. 30. The ISF extraction device of claim 24, wherein the pressure ring and the first biasing element are configured to apply a pressure in the range of 0.1 to 150 pounds per square inch to a user's skin layer. 31. A method for extracting interstitial fluid (ISF) and mitigating ISF glucose lag, the method comprising: providing an ISF fluid extraction device that includes a penetration member and at least one pressure ring; contacting the pressure ring with a user's skin layer; penetrating the user's skin layer with the penetration member; and extracting an ISF sample from the user's skin layer with the penetration member while applying pressure to the user's skin layer in an oscillating manner using the pressure ring wherein the pressure is applied for a time period in the range of 30 seconds to ten minutes, the pressure is subsequently removed for a time period in the range of five minutes to ten minutes and then the pressure is re-applied for a period in the range 30 seconds to ten minutes. 32. The method of claim 31, wherein the providing step includes providing an ISF fluid extraction device that includes a plurality of pressure rings. 33. The method of claim 32, wherein the providing step includes pro... | - | A61B005/00
US20080021339 | A1 | 2008-01-24 | Anesthesia monitor, capacitance nanosensors and dynamic sensor sampling method | 2006-10-26 | Embodiments of nanoelectronic sensors are described, including sensors for detecting analytes such as anesthesia gases, CO2 and the like in human breath. An integrated monitor system and disposable sensor unit is described which permits a number of different anesthetic agents to be identified and monitored, as well as concurrent monitoring of other breath species, such as CO2. The sensor unit may be configured to be compact, light weight, and inexpensive. Wireless embodiments provide such enhancements as remote monitoring. A simulator system for modeling the contents and conditions of human inhalation and exhalation with a selected mixture of a treatment agent is also described, particularly suited to the testing of sensors to be used in airway sampling. | 1. A sensor for detecting an analyte in a sample, comprising: a substrate; and a capacitance circuit disposed adjacent the substrate, the circuit including at least a first capacitive element configured to interact with a sample, wherein the circuit is configured to respond to the presence of an analyte of interest by a measurable change in an electrical property. 2. The sensor of claim 1, wherein the first capacitive element comprises a conductive nanostructured material. 3. The sensor of claim 2, wherein the nanostructured material comprising the first capacitive element includes an interconnecting network of carbon nanotubes. 4. The sensor of claim 3, further comprising a second capacitive element spaced apart from the first capacitive element 5. The sensor of claim 4, wherein the second capacitive element comprises a nanostructured material. 6. The sensor of claim 4, wherein the second capacitive element is isolated from the first capacitive element by at least a layer of dielectric material. 7. The sensor of claim 6, further comprising one or more electrodes in communication with the first capacitive element and configured to measure at least one transconductance property of the first capacitive element. 8. The sensor of claim 7, further comprising a gate electrode, the gate electrode configured to influence a transconductance property of the first capacitive element. 9. The sensor of claim 4, further comprising a processor in communication with the circuit and configured to measure both a capacitance property of the circuit and a transconductance property of the first capacitive element, wherein the processor is further configured to determine one of the presence and the concentration of the analyte by determining a relationship between the change in the capacitance property and the transconductance property in response to exposure to the sample. 10. The sensor of claim 3, wherein the nanostructured material comprising the second capacitive element includes an interconnecting network of carbon nanotubes. 11. The sensor of claim 1, wherein the circuit is configured to have a sensitivity to at least one of an organic compound or an inorganic compound. 12. The sensor of claim 11, wherein the organic compound includes a halogenated anesthetic agent and the inorganic compound includes nitrous oxide. 13. The sensor of claim 11, wherein the organic compound includes a vapor species associated with an organic explosive composition. 14. The sensor of claim 1, further comprising a layer associated with the first capacitive element and configured to inhibit the exposure of the first capacitive element to at least one species from the sample. 15. The sensor of claim 1, further comprising a recognition material associated with the first capacitive element and configured to influence the electrical property. 16. A sensor for detecting an analyte in a sample, comprising: a substrate; and a circuit structure including: a fi... | - | A61B005/08 G01N031/22
US07524985 | B2 | 2009-04-28 | Saccharide-measuring fluorescent monomer, saccharide-measuring fluorescent sensor substance, and implantable, saccharide-measuring sensor | 2007-08-07 | A fluorescent monomer compound represented by the following formula (1) is provided:; wherein Q, Q′ and D3 may be the same or different, may be combined together into a fused ring, and are each a substituent selected from the group consisting of a hydrogen atom, a halogen atom, a hydroxyl group, and substituted or unsubstituted alkyl, acyl, oxyalkyl, carboxyl, carboxylate ester, carboxamido, cyano, nitro, amino and aminoalkyl groups; and D1, D2 and D4 each represent a substituent, wherein at least one of D1, D2 and D4 is a substituent group comprising a vinyl group at an end thereof, and wherein the substituent group comprising a vinyl group at an end thereof enables the fluorescent monomer compound to be soluble in water. | 1. A fluorescence sensor substance comprising a compound represented by the following formula (7):wherein: Q and Q′ may be the same or different, may be combined together into a fused ring, and are each a substituent selected from the group consisting of a hydrogen atom, a halogen atom, a hydroxyl group, and substituted or unsubstituted alkyl, acyl, oxyalkyl, carboxyl, carboxylate ester, carboxamido, cyano, nitro, amino and aminoalkyl groups;and in D10, D20, D30 and D40,(x) D10 and D20 may be the same or different and are each a substituted or unsubstituted alkyl group, D30 is a hydrogen atom, and D40 is a substituent group represented by the following formula (8), or(xx) D10 and D20 may be the same or different and are each a substituent group represented by the following formula (9), and D30 and D40 may be the same or different, may be combined together into a fused ring, and are each a substituent selected from the group consisting of a hydrogen atom, a halogen atom, a hydroxyl group, and substituted or unsubstituted alkyl, acyl, oxyalkyl, carboxyl, carboxylate ester, carboxamido, cyano, nitro, amino and aminoalkyl groups:wherein: X, in a case of said definition (x), is a substituent group selected from the group consisting of —COO—, —OCO—, —CH2NR—, —CH2S—, —CH2O—, —NR—, —NRCO—, —CONR—, —SO2NR—, —NRSO2—, —O—, —S—, —SS—, —NRCOO—, —OCONR— and —CO—, and in a case of said definition (xx), represents a C1 to C30 alkylene group containing at least one substituent group selected from the group consisting of —COO—, —OCO—, —CH2NR—, —NR—, —NRCO—, —CONR—, —SO2NR—, —NRSO2—, —O—, —S—, —SS—, —NRCOO—, —OCONR— and —CO—, in which R represents a hydrogen atom or a substituted or unsubstituted alkyl group,Y comprises one or more of an amino group, carboxy group, sulfo group, nitro group, phosphate group, hydroxyl group, and/or a group comprising an ether, amide and/or ester linkage,Z represents —O— or —NR″—,R″ represents a hydrogen atom or a substituted or unsubstituted alkyl group,A is a hydrogen atom or a methyl group,U and U′ may be the same or different and are each a substituted or unsubstituted alkyl group, andwherein when D10, D20, D30 and D40 have the same meanings as defined under said definition (x), a molar ratio of p to q is from 1:100 to 1:2000, andwherein when D10, D20, D30 and D40 have the same meanings as defined under said definition (xx), a molar ratio of p to q is from 1:150 to 1:3000. 2. The fluorescence sensor substance according to claim 1, wherein Y comprises a structure represented by the following formula (4) or formula (5):wherein n is from 2 to 5, j is from 1 to 5, m is from 1 to 200, and Y′ and Y″ may be the same or different and are each a hydrogen atom or an alkyl group. 3. The fluorescence sensor substance according to claim 1, wherein D10, D20, D30 and D40 have the meanings as defined under said definition (x), and Y comprises one or more of an amino group, carboxy group, sulfo group, nitro group, phosphate group, hydroxyl group... | Terumo Kabushiki Kaisha | C07F005/02
US20080027311 | A1 | 2008-01-31 | RESONANT TRANSPONDER USING SELF-RESONANCE OF COIL | 2006-07-14 | Described herein are one or more implementations for an electromagnetic (EM) position and orientation tracking system employing a self-resonant transponder. | 1. An electromagnetic tracking system comprising: at least one self-resonant transponder;at least one receiver configured to receive at least one signal from the at least one self-resonant transponder; andelectronics configured to process the at least one signal received by the at least one receiver, the electronics further configured to determine a position of the at least one self-resonant transponder based, at least in part, upon the at least one signal received by the at least one receiver. 2. The system as recited in claim 1, wherein the at least one self-resonant transponder is configured to emit at least one signal when responding to at least one signal received by the at least one self-resonant transponder. 3. The system as recited in claim 1, further comprising at least one transmitter configured to emit at least one signal to the at least one self-resonant transponder. 4. The system as recited in claim 1, wherein the at least one self-resonant transponder is configured to emit at least one signal having a resonant frequency approximately equal to or below 50 kHz. 5. The system as recited in claim 1, wherein the at least one transmitter comprises a wireless transmitter. 6. The system as recited in claim 1, wherein the at least one transmitter comprises a wired transmitter. 7. The system as recited in claim 1, wherein the electronics is further configured to determine orientation of the at least one self-resonant transponder based, at least in part, upon the at least one signal received by the at least one receiver. 8. The system as recited in claim 1, wherein the electronics is further configured to determine a ratio of mutual inductance between the at least one self-resonant transponder and the at least one receiver to determine the position of the at least one self-resonant transponder. 9. The system as recited in claim 1, wherein the at least one self-resonant transponder comprises a single coil. 10. The system as recited in claim 9, wherein the at least one self-resonant transponder lacks an external capacitor coupled to the coil of the at least one self-resonant transponder. 11. The system as recited in claim 1, wherein the at least one self-resonant transponder comprises at least one coil wound with a length of wire around a core, the wire having at least two ends that are open-circuited and unterminated. 12. The system as recited in claim 1, wherein the at least one self-resonant transponder comprises at least one coil that is open-circuited. 13. The system as recited in claim 1, wherein the at least one self-resonant transponder is passive. 14. The system as recited in claim 1, wherein the at least one transmitter is comprised of a coil array. 15. The system as recited in claim 14, wherein the coil array comprises one or more coils. 16. The system as recited in claim 1, wherein the at least one transmitter comprises a single coil array. 17. The system as recited in claim 1, wherein the at least one transmitter com... | GENERAL ELECTRIC COMPANY | A61B005/05
US20080071183 | A1 | 2008-03-20 | Method and apparatus for identifying patients with wide QRS complexes | 2007-09-20 | A medical device programmer or other external system capable of programming an implantable CRM device includes a wide-QRS detection and alerting system. Upon detection of a wide QRS complex, a wide-QRS indicator produces a visual indication of the detection using one or more presentation devices such as a display screen and a printer to alert a physician or other caregiver. | 1. An external system configured to be communicatively coupled to an implantable medical device, the external system comprising: an external telemetry circuit configured to communicate with the implantable medical device; a user interface coupled to the external telemetry circuit, the user interface including a screen; and a wide-QRS detection and alerting circuit coupled to the user interface, the wide-QRS detection and alerting circuit including: a wide-QRS detector including a signal input to receive an electrocardiogram (ECG) signal, a QRS width measurement module configured to measure the QRS width using the received ECG signal, and a QRS width comparator having a first input to receive the measured QRS width, a second input to receive a threshold QRS width, and an output indicative of a detection of a wide QRS complex when the measured QRS width exceeds the threshold QRS width; and a wide-QRS indicator coupled to the wide-QRS detector, the wide-QRS indicator including an image generator configured to present a message window on the screen in response to the detection of the wide QRS complex, the message window displaying a message indicative of the detection of the wide QRS complex. 2. The system of claim 1, further comprising a programming circuit coupled to the external telemetry circuit and the user interface, the programming circuit configured to program the implantable medical device, and the user interface comprises a programming input device configured to receive user input from a user, the user input related to programming of the implantable medical device. 3. The system of claim 1, further comprising a surface ECG sensing circuit configured to sense a surface ECG signal using surface ECG electrodes, and wherein the signal input is programmable for receiving one of the surface ECG signal and a wireless ECG signal transmitted from the implantable medical device, the wireless ECG signal being a signal sensed by the implantable medical device using implantable electrodes. 4. The system of claim 1, wherein the user interface comprises a threshold input device configured to receive the threshold QRS width from a user. 5. The system of claim 4, wherein the threshold input device is configured to allow the user to type in the threshold QRS width. 6. The system of claim 4, wherein the threshold input device is configured to allow the user to select from a plurality of predetermined threshold QRS widths. 7. The system of claim 1, comprising an external device communicatively coupled to the implantable medical device via the telemetry, a remote device, and a telecommunication network coupled between the external device and the remote device. 8. The system of claim 7, wherein the remote device comprises the screen. 9. The system of claim 1, wherein the image generator is configured to cause a text message to be displayed in the message window, the text message directly indicative of the detection of the wide QRS complex. 10... | Cardiac Pacemakers, Inc. | A61B005/0472
US20080058653 | A1 | 2008-03-06 | Blood pressure cuff mate | 2006-08-15 | The purpose of the blood pressure cuff mate is to aid in preventing the spread of infection or cross contamination by multiple person to person contact by using the same blood pressure cuff.;The blood pressure cuff mate is primarily used in medical settings, i.e., hospitals, clinics, long term care facilities, and health fairs. | 1. I claim that the blood pressure cuff mate, when used is an effective tool in aiding in preventing the spread of bacteria and or infections associated with person to person contact. | - | A61B005/02
US20080015458 | A1 | 2008-01-17 | Methods of diagnosing and treating neuropsychological disorders | 2006-07-17 | Methods and apparatus are provided for diagnosing and/or treating neuropsychological disorders. The methods comprise: placing electrodes near superficial locations of peripheral nerves of a patient; detecting electro magnetic fields from said peripheral nerves of said patient; transmitting said detected electro magnetic fields to a wave form measuring device; and analyzing the detected electro magnetic fields as measured by said wave form measuring device. When said method is treating neuropsychological disorders, the method further comprises transmitting said detected electro magnetic fields to a wave form measuring device; analyzing the detected electro magnetic fields as measured by said wave form measuring device; and transmitting a mirrored electro magnetic field which is a function of the detected electro magnetic fields to said electrodes. | 1. A method of diagnosing neuropsychological disorders comprising the following steps: placing electrodes located near superficial locations of peripheral nerves of a patient;detecting electro magnetic fields from said peripheral nerves of said patient;transmitting said detected electro magnetic fields to a wave form measuring device; andanalyzing the detected electro magnetic fields as measured by said wave form measuring device. 2. The method of diagnosing neuropsychological disorders of claim 1, wherein said peripheral nerves comprise cranial nerves. 3. The method of diagnosing neuropsychological disorders of claim 2, wherein said cranial nerves comprise one or more of the following: cranial nerve V (trigeminal), cranial nerve VII (facial), cranial nerve VIII (vestibulocochlear), cranial nerve IX (glossopharyngeal), cranial nerve X (vagal) and cranial nerve XI (spinal accessory). 4. The method of diagnosing neuropsychological disorders of claim 1, wherein said peripheral nerves comprise one or more of the following: peripheral nerves of the arms, peripheral nerves of legs, and paraspinal radicular nerves. 5. The method of diagnosing neuropsychological disorders of claim 1, wherein said peripheral nerves comprise peripheral nerves of a leg. 6. The method of diagnosing neuropsychological disorders of claim 1, wherein said electrodes are surface electrodes. 7. The method of diagnosing neuropsychological disorders of claim 1, wherein said electrodes are percutaneous electrodes. 8. A method of treating neuropsychological disorders comprising the following steps: placing electrodes located near superficial locations of peripheral nerves of a patient;detecting electro magnetic fields from said peripheral nerves of said patient;transmitting said detected electro magnetic fields to a wave form measuring device;analyzing the detected electro magnetic fields as measured by said wave form measuring device; andtransmitting a mirrored electro magnetic field which is a function of the detected electro magnetic fields to said electrodes. 9. The method of treating neuropsychological disorders of claim 8, wherein said peripheral nerves comprise cranial nerves. 10. The method of treating neuropsychological disorders of claim 9, wherein said cranial nerves comprise one or more of the following: cranial nerve V (trigeminal), cranial nerve VII (facial), cranial nerve VIII (vestibulocochlear), cranial nerve IX (glossopharyngeal), cranial nerve X (vagal) and cranial nerve XI (spinal accessory). 11. The method of treating neuropsychological disorders of claim 8, wherein said peripheral nerves comprise one or more of the following: peripheral nerves of the arms, peripheral nerves of legs, and paraspinal radicular nerves. 12. The method of treating neuropsychological disorders of claim 8, wherein said peripheral nerves comprise peripheral nerves of a leg. 13. The method of treating neuropsychological disorders of claim 8, wherein said electrodes are surface ... | - | A61B005/04
US20080039734 | A1 | 2008-02-14 | Method for measuring airway resistance | 2006-08-11 | A method of characterizing the respiratory properties of a conscious living organism from a single respiratory waveform containing thoracic and nasal flow signal components is described that includes acquiring a single box flow waveform containing thoracic and nasal flow signal components, measuring the areas of peaks of the waveform, and characterizing respiratory properties from the peak areas. A method is also described for characterizing the respiratory function of a conscious living subject by acquiring separate thoracic and nasal respiratory waveforms, determining the phase shifts between the waveforms at first and second time spaced points, determining the net inspired volume between the points, and characterizing respiratory function using the phase shift and net inspired volume. | 1. A method of characterizing the respiratory properties of a conscious living organism from a single respiratory waveform that includes thoracic and nasal flow signal components comprising: a) acquiring a single box flow waveform that includes thoracic and nasal flow signal components;b) measuring area of peaks of said waveform; andc) characterizing respiratory properties from said peak areas. 2. The method of claim 1, wherein said waveform is acquired using a whole body plethysmograph. 3. The method of claim 1, wherein said area peaks include the area of the peak between inspiration and expiration. 4. The method of claim 1, including measuring an area of the signal during inspiration, measuring an area of the signal during expiration, and measuring an area of the signal between inspiration and expiration, said areas having the same time duration. 5. The method of claim 1, wherein said respiratory property is calculated as the index of airway resistance using the equation:Ipr=A1×2×TpA2+A3wherein A1 is the area of the box flow negative peak between inspiration and expiration, A2 is the area during inspiration is measured immediately before the zero crossing, A3 is the area during expiration is measured at Tp after A1. 6. A method of characterizing the respiratory properties of a conscious living organism as the index of airway resistance Ipr from a single respiratory waveform that includes thoracic and nasal flow signal components comprising: a) acquiring a single box flow waveform that includes thoracic and nasal flow signal components;b) measuring an area of the waveform during inspiration, measuring an area of the signal during expiration, and measuring an area of the signal between inspiration and expiration, said areas having the same time duration; andc) calculating Ipr from the relationship and volumes of said areas. 7. The method of claim 6, wherein said waveform is acquired using a whole body plethysmograph. 8. The method of claim 6, wherein Ipr is calculated as the index of airway resistance using the equation:Ipr=A1×2×TpA2+A3wherein A1 is the area of the box flow negative peak between inspiration and expiration, A2 is the area during inspiration is measured immediately before the zero crossing, A3 is the area during expiration is measured at Tp after A1. 9. The method of claim 1, wherein said respiratory property is functional residual capacity, and said property is calculated as the ratio of the area of the peak from expiration to inspiration divided by the area of the peak from inspiration to expiration. 10. A method of characterizing the respiratory function of a conscious living subject comprising: a) acquiring separate thoracic and nasal respiratory waveforms;b) determining the phase shifts between said waveforms at first and second time spaced points;c) determining the net inspired volume between said points; andd) characterizing respiratory function using the phase shifts and net inspired volume. 11. The me... | Buxco Electronics, Inc. | A61B005/08
US20080027292 | A1 | 2008-01-31 | Computer-Implemented Method and Apparatus for Diabetes Management | 2007-10-08 | A computer-implemented method and apparatus assists a user with diabetes management. The apparatus and method enables the user to record a plurality of their life events; record a plurality of their emotions, each corresponding to one of the plurality of life events; record a plurality of their blood glucose levels, each corresponding to one of the plurality of life events; and predict their glucose changes corresponding to their engaging in one of the recorded life events, and having the corresponding emotion to prevent hypoglycemia. | 1. A computer-implemented method of assisting a user with diabetes management comprising the steps of: recording a plurality of life events experienced by the user; recording a plurality of emotions of the user, each corresponding to one of the plurality of life events; recording a plurality of blood glucose levels of the user, each corresponding to one of the plurality of life events; and predicting glucose changes of the user corresponding to the user engaging in one of the recorded life events, and having the corresponding emotion so the user will be able to prevent hypoglycemia. 2. The method of claim 1, further comprising the steps of: recording a plurality of insulin dosages, each corresponding to one of the plurality of life events; and predicting the glucose level of a user corresponding to the user engaging in one of the recorded life events, having the corresponding emotion, and the corresponding recorded insulin dosage so the user will be able to prevent hypoglycemia. 3. The method of claim 2, further comprising the steps of: recording grams of carbohydrates consumed, each corresponding to one of the plurality of life events; and predicting the glucose level of a user corresponding to the user engaging in one of the recorded life events, having the corresponding emotion, the corresponding recorded insulin dosage, and the corresponding grams of carbohydrates consumed so the user will be able to prevent hypoglycemia. 4. The method of claim 3, wherein the plurality of emotions of the user include happiness, pain, fatigue, fear, worry and stress. 5. The method of claim 4, wherein the plurality of life events experienced by the user include sleep, meals, work, exercise, play, and study. 6. The method of claim 4, wherein the hypoglycemia is a high glucose level. 7. The method of claim 4, wherein the hypoglycemia is a low glucose level. 8. The method of claim 1, including the step of creating a chart with the plurality of life events; the plurality of emotions, each corresponding to one of the plurality of life events; and the plurality of blood glucose levels, each corresponding to one of the plurality of life events. 9. The method of claim 3 including the step of creating a chart with plurality of life events; the plurality of emotions, each corresponding to one of the plurality of events; the plurality of blood glucose levels, each corresponding to one of the plurality of events; the grams of carbohydrates consumed, each corresponding to one of the plurality of life events; the plurality of insulin dosages, each corresponding to one of the plurality of life events; and the corresponding grams of carbohydrates consumed, each corresponding to one of the plurality of life events; so the user will be able to prevent hypoglycemia. 10. A computer-implemented apparatus 10 for assisting a user with diabetes management characterized by: means for recording a plurality of life events experienced by the user; means for recording... | - | G06F015/18 A61B005/00
US20080009762 | A1 | 2008-01-10 | Method and apparatus for interpreting capnographic data | 2006-10-27 | A method for interpreting physiological data includes obtaining a capnogram; obtaining a plurality of data points from the expiratory rise segment and the alveolar plateau segment of the capnogram; fitting a non-linear function to the plurality of data points; and calculating a plurality of calculated parameters that characterize the non-linear function. The obtaining of data point, fitting of a non-linear function, and calculating parameters may be performed for two or more successive capnogram waveforms. The non-linear function may be a cumulative Weibull function. | 1. A method for interpreting physiological data comprising the steps of: a. obtaining a capnogram;b. obtaining a plurality of data points from a segment of the capnogram;c. fitting a non-linear function to the plurality of data points; andd. calculating a plurality of calculated parameters that characterize the non-linear function. 2. The method of claim 1 wherein the non-linear function includes a cumulative Weibull function. 3. The method of claim 1 wherein the non-linear function includes a Cumulative Gaussian Distribution function. 4. The method of claim 1 further comprising the step of comparing at least one of the plurality of calculated parameters to at least one standard parameter value. 5. The method of claim 4 further comprising presenting a visual or aural output based on the result of the comparing step. 6. The method of claim 5 wherein the visual or aural representation includes an alarm if at least of the plurality of calculated parameters lies outside predetermined limits. 7. The method of claim 5 wherein the visual or aural output includes a notification of a probable diagnosis 8. The method of claim 5 wherein the visual or aural output includes a notification of a recommended therapy. 9. The method of claim 5 wherein the visual or aural output includes a notification of a patient response to a therapy. 10. The method of claim 5 wherein the visual or aural output includes a notification of patient response to exercise performed by the patient. 11. The method of claim 2 wherein the plurality of calculated parameters includes four calculated parameters. 12. The method of claim 1 further comprising obtaining other physiological data in addition to capnogram data;analyzing said other data; anddetermining a patient condition based on a combination of the output of the step of analyzing said other data step and the step of calculating parameters. 13. The method of claim 12 wherein said other data includes at least one of respiration rate, inhalation time, exhalation time, EtCO2, and PaCO2, and SpO2. 14. The method of claim 1 further comprising categorizing the capnogram on the basis of said calculated parameters. 15. The method of claim 1 further comprising repeating steps a, b, c, and d for a plurality of tidal breath cycles in the capnogram. 16. The method of claim 1 wherein the segment includes the expiratory rise and the alveolar plateau of the capnogram. | Medtronic Emergency Response Systems, Inc. | A61B005/08
US07340291 | B2 | 2008-03-04 | Medical apparatus for tracking movement of a bone fragment in a displayed image | 2003-07-08 | A medical apparatus has a data processing device for storing an image dataset of the body of a subject and a navigation system for determining the position of a medical instrument relative to the body of the subject. At least one bone fragment is shown in the image represented by the image dataset, the image of the one bone fragment being segmented with a computer. The bone fragment is to be grasped and set with the medical instrument. The data processing device also determines the modified position of the bone fragment on the basis of the position of the medical instrument relative to the body of the subject determined with the navigation system, and displays the modified position in the image. | 1. A medical apparatus comprising: a data processor in which an image dataset of a body region of a subject is stored, said subject containing a bone fragment and said bone fragment being represented in said image dataset;a display connected to said data processor that displays an image of the body region, obtained from said image dataset, said image containing a visualization of said bone fragment;an image computer connected to said data processor that executes a segmentation procedure to produce a segmented visualization of said bone fragment in said image allowing said segmented visualization of said bone fragment to be repositioned in said image of said body region on said display of the body region;a medical instrument configured for introduction into the body of the subject and configured to interact with said bone fragment in the body of the subject to move said bone fragment;a navigation system that determines a position of the medical instrument relative to the body of the subject while said bone fragment is being moved with said medical instrument, and that generates medical instrument position data representing said position; andsaid data processor being connected to said navigation system and being supplied with said medical instrument position data and determining, solely from said medical instrument position data, a modified position of the bone fragment relative to the body of the subject, and causing said segmented visualization of said bone fragment to be repositioned in said image of said body region on said display in conformity with said modified position as said bone fragment is moved by said medical instrument. 2. A medical apparatus as claimed in claim 1 comprising an X-ray apparatus for producing said image dataset. 3. A medical apparatus as claimed in claim 2 wherein said X-ray apparatus generates a volume dataset as said image dataset. 4. A medical apparatus as claimed in claim 2 wherein said X-ray apparatus produces a plurality of two-dimensional projection images forming said image dataset. 5. A medical apparatus as claimed in claim 2 wherein said X-ray apparatus is a C-arm X-ray apparatus having a movable C-arm, and wherein said C-arm X-ray apparatus generates said dataset, by moving said C-arm, intra-operatively while said bone fragment is being moved by said instrument, and wherein data representing a position of said C-arm are generated and supplied to said data processor. 6. A medical apparatus as claimed in claim 1 comprising a reference element adapted for arrangement at said subject, said reference element being detectable by said navigation system and said navigation system generating data representing said position of said reference element together with said medical instrument position data while said bone fragment is being moved by said medical instrument. 7. A medical apparatus as claimed in claim 1 wherein said navigation system generates said medical instrument position data intra-operatively while... | Siemens Aktiengesellschaft | A61B001/00 A61B001/04 A61B005/05 A61B006/00
US07346522 | B1 | 2008-03-18 | Medical payment system | 2003-01-08 | A medical payment system is described in which a provider of medical goods and/or services submits, via telephone or other communications medium, a request for payment amount determination for a patient encounter. A price determination system determines which of a plurality of fee schedules negotiated by the provider applies to the patient encounter and calculates, based at least in part on information entered by the provider, a payment amount for the encounter, which it communicates to at least the provider. In one embodiment, the provider receives the payment amount information while the patient is at the point of service. In one embodiment, the provider may use the system to submit a claim for payment by at least one responsible party. | 1. A computer-implemented method of determining healthcare prices, comprising: prompting a medical provider with an interactive voice response system to enter information about a patient encounter wherein said interactive voice response system is configured to verbally prompt said medical provider for patient identification information, medical provider identification information, and goods or services information;receiving, via said interactive voice response system said patient identification information, said medical provider information, and said goods or services information;determining a contracted payment amount associated with said goods or services wherein determining said contracted payment amount comprises: selecting a fee schedule, from amongst a hierarchy of fee schedules, to use for calculating said payment amount by accessing a priority list that assigns a ranking to said fee schedules; andcalculating said contracted payment amount based on said selected fee schedule; andcommunicating via said interactive voice response system said contracted payment amount to at least said medical provider. 2. The computer-implemented method of claim 1, further comprising receiving information about a zip code associated with said medical provider. 3. The computer-implemented method of claim 2, wherein determining a contracted payment amount is based at least in part on said zip code information. 4. The computer-implemented method of claim 1, wherein accessing information about a hierarchy of fee schedules comprises accessing a priority list that assigns a ranking to each of a plurality of fee schedules. 5. The computer-implemented method of claim 1, wherein determining which fee schedule to use comprises selecting, from amongst said plurality of fee schedules negotiated with said medical provider, a fee schedule assigned a highest ranking in said priority list. 6. The computer-implemented method of claim 1, further comprising determining a portion of said contracted payment amount to be paid by said patient and a portion of said contracted payment amount to be paid from a source of medical funds. 7. The computer-implemented method of claim 6, wherein said source of medical funds is a third-party payor. 8. The computer-implemented method of claim 6, wherein said source of medical funds is a medical insurance company. 9. The computer-implemented method of claim 6, wherein said source of medical funds is a Flexible Savings Account. 10. The computer-implemented method of claim 6, wherein said source of medical funds is a purse available for payment of said patient's medical expenses. 11. The computer-implemented method of claim 6, wherein said source of medical funds is a medical credit card account associated with said patient. 12. The computer-implemented method of claim 6, further comprising communicating with said source of medical funds about said patient encounter. 13. The computer-implemented method of claim 12, wherein communicati... | First Access, Inc. | A61B005/00
US07316656 | B2 | 2008-01-08 | Elongated intracorporal medical device | 2003-12-10 | Alternative designs, materials and manufacturing methods for guidewires. Some embodiments pertain to a composite guidewire having proximal and distal section, and a connector adapted and configured for permanently joining the proximal section to the distal section. In some embodiments, at least one of the sections is made of a linear-elastic nickel-titanium alloy. Several alternative guidewire tip constructions and/or designs including methods and techniques of construction are also disclosed. | 1. A guidewire comprising: an elongated shaft including a length, a proximal section and a distal section;a tubular attachment member disposed about a portion of the shaft;a coil member disposed over at least a portion of the distal section, wherein the coil member is directly attached to the shaft at a first location along the length of the shaft, the coil member being connected to the tubular attachment member, wherein the first location along the length of the shaft is proximal of the tubular attachment member, and wherein the coil member extends both proximally and distally of the tubular attachment member; andwherein the tubular attachment member is connected to the elongated shaft using a first attachment technique, and the coil member is connected to the tubular attachment member using a second attachment technique different from the first attachment technique. 2. The guidewire of claim 1, wherein the tubular attachment member is connected to the elongated shaft. 3. The guidewire of claim 1, wherein the coil member is disposed about at least a portion of the tubular attachment member. 4. The guidewire of claim 1, wherein the tubular attachment member includes a portion that defines an outer diameter, and the coil member includes a portion that defines an inner diameter that is substantially the same as the outer diameter of the tubular attachment member. 5. The guidewire of claim 1, wherein the coil member comprises a metal alloy having a Unified Numbering System (UNS) designation of R30035. 6. The guidewire of claim 1, further including an elongated shaping structure, and a portion of the shaping structure disposed between the shaft and the tubular attachment member. 7. The guidewire of claim 6, wherein the portion of the shaping structure is attached to the shaft and to the tubular attachment member. 8. The guidewire of claim 7, wherein the shaping structure is a shaping ribbon that includes a distal portion that extends distally beyond the distal section of the shaft. 9. The guidewire of claim 1, wherein the tubular attachment member is connected to the shaft using an attachment technique employing LASER energy. 10. The guidewire of claim 9, wherein the tubular attachment member is connected to the shaft using a LASER diode soldering technique. 11. The guidewire of claim 1, wherein the coil member is connected to the tubular attachment member using an attachment technique employing LASER energy. 12. The guidewire of claim 11, wherein the coil member is connected to tubular attachment member using a LASER welding technique. 13. A guidewire comprising: an elongated core member including a length, a proximal section and a distal section;a tubular attachment member disposed about a portion of and connected to the core member;a coil member disposed over at least a portion of the core member and a least a portion of the attachment member, the coil member being connected to the tubular attachment member, wherein the coil member is ... | Boston Scientific Scimed, Inc. | A61B005/00 A61M025/00
US07346380 | B2 | 2008-03-18 | Medical electrode | 2006-06-16 | An electrode providing electrical contact with a patient's skin includes a conductive member adapted for connection to an external electrical apparatus and a non-liquid film for electrically interfacing to said patient's skin, the liquid film being electrically and mechanically connected to said conductive member. The non-liquid film includes an electrically conductive organic polymer plasticized with a polyhydric alcohol with said organic polymer being derived from a monomeric mixture comprising from about 15 to 30 pph acrylic acid, 0.5 to 30 pph N-vinylpyrrolidone and 0.01 to 2 pph of a crosslinking agent. The monomeric mixture may further comprise from about 0.5 to 8 pph of a thickening agent selected from the group consisting of N-vinylpyrrolidone/acrylic acid copolymers, N-vinylpyrrolidone/vinylacetate copolymers, and N-vinylpyrrolidone/vinylimidazole copolymers. | 1. An electrode providing electrical contact with a patient's skin comprising: a conductive member including means for connection to an external electrical apparatus; andmeans for electrically interfacing to said patient's skin being electrically and mechanically connected to said conductive member, said interfacing means being a non-liquid film and which comprises an electrically conductive organic polymer plasticized with a polyhydric alcohol with said organic polymer being derived from a monomeric mixture comprising from about 15 to 30 pph acrylic acid, 0.5 to 30 pph N-vinylpyrrolidone and 0.01 to 2 pph of a crosslinking agent and from about 0.5 to 8 pph of thickening agent comprising N-vinylpyrrolidone/vinylimidazole copolymers. 2. The electrode of claim 1 wherein said polyhydric alcohol is glycerol. 3. The electrode of claim 2 wherein said crosslinking agent is selected from the group consisting of methylene bis-acrylamide and polyethylene glycol acrylates and diacrylates having a molecular weight from about 200 to about 600. 4. The electrode of claim 3 wherein said monomeric mixture further comprises from about 0.1 to 9 pph of a sulfonic acid-containing comonomer. 5. The electrode of claim 3 wherein said monomeric mixture further comprising from about 0.5 to 3 pph hydroxybutyl vinyl ether. 6. The electrode of claim 5 comprising from 0.5 to 3 pph of vinylimidazole and from 0.03 to 0.1 pph methylene bis-acrylamide. 7. The electrode of claim 5 wherein said monomeric mixture further comprises from about 40 to 60 pph of glycerol. 8. The electrode of claim 7 wherein said sulfonic-acid-containing comonomer is 2-acrylamido propane sulfonic acid. 9. The electrode of claim 1 wherein said monomeric mixture further comprises from 0.05 to 3 pph of an ultraviolet sensitive curing agent. 10. The electrode of claim 9 wherein said ultraviolet sensitive curing agent is selected from the group consisting of 2-hydroxy-2-methyl-1-phenylpropan-2-one 4-(2-hydroxyethoxy)phenyl(2-hydroxy-2-phenyl-2-hydroxy-2-propyl)ketone or 2,2-dimethoxy-2-phenyl-acetophenone and mixtures thereof. 11. The electrode of claim 1 wherein said monomeric mixture comprises from about 0.8 to 8 pph of a thickening agent comprising a N-vinylpyrrolidone/vinylimidazole copolymer. 12. The electrode of claim 1 wherein said monomeric mixture comprises from about 1.0 to 7.0 pph of a thickening agent comprising a N-vinylpyrrolidone/vinylimidazole copolymer. 13. The electrode of claim 1 wherein said mixture comprises from about 2.5 to 7.0 pph of a thickening agent comprising a N-vinylpyrrolidone/vinylimidazole copolymer. 14. The electrode of claim 1 wherein said N-vinylpyrrolidone/vinylimidazole copolymer is selected from the group consisting of copolymers having a vinylpyrrolidone/vinylimidazole ratio of 50:50 and copolymers having a vinlypyrrolidone/vinylimidazole ratio of 40:60. 15. The electrode of claim 1 wherein said monomeric N-vinylpyrrolidone/vinylimidazole copolymer comprise... | Axelgaard Manufacturing Co., Ltd. | A61B005/0408
US07321861 | B1 | 2008-01-22 | Automation oriented healthcare delivery system and method based on medical scripting language | 1999-09-08 | A medical record management system administrator comprising: (a) a data receiver to selectively receive one or more medical files pertaining to a first patient, each file represented in a medical scripting language having predetermined syntactical and semantic constructs; (b) a recorder to record and store each medical file of the patient in terms of the predetermined syntactical and semantic constructs; and (c) a query module to receive a query from a predefined source which has been assigned selective access to the recorded material in terms of the predetermined syntactical and semantic constructs, and to transmit relevant recorded material to that source. | 1. A computerized medical record management system comprising means for generating, storing, retrieving and updating patient medical records represented in a medical scripting language having predetermined syntactical and semantic constructs, comprising: (a) an administrator system having: (i) a data receiver to selectively receive one or more medical records and pertaining to a patient, each record represented in a medical scripting language having predetermined syntactical and semantic constructs, being defined in Extended Backus Naur Format and being suitable both for machine interpretation and for human readability and human veracity checking, each record represented in said medical scripting language including script instructions that contain embedded commands;(ii) a data store in operative interconnection with the data receiver and configured to store each patient medical record on the basis of patient data categorised into event categories of patient presentation data, patient test results data, patient diagnosis data, and medication data;(iii) a query module in operative interconnection with the data store and configured to receive a query from a predefined source which has been assigned selective access to the patient medical records stored therein, and to transmit relevant record data to that source to allow retrieval and updating of stored records; and(b) a pre-emptive report generator in operative interconnection with the data store configured to interrogate the medical records represented in the medical scripting language in accordance with prescribed instructions to initiate report generation and execution of said embedded commands in accordance with preselected criteria. 2. The system of claim 1, further comprising at least one of a computer and a computer network on which said data receiver, data store, query module and report generator are installed. 3. The system of claim 1, wherein said medical scripting language having predetermined syntactical and semantic constructs utilizes character strings in one of ASCII format and Unicode character sets. 4. The system of claim 1, wherein said medical records further comprise event constructs, each event construct including the components of a date/time header field, a linnean medical word field, a comment field, a signature field, an accession detail field, and an event status field. 5. The system of claim 1, wherein said pre-emptive report generator further comprises means to carry out reminder and recall actions with respect to said embedded commands within the patient records. 6. A method for managing computerised medical records, involving the generation, storing, retrieval and updating of patient medical records represented in a medical scripting language having predetermined syntactical and semantic constructs, the method comprising the steps of: (a) using a data receiver to selectively receive one or more medical records pertaining to a patient, each record represented in a ... | Yeong Kuang Oon | A61B005/00 G06F019/00
US07344496 | B2 | 2008-03-18 | Computerized medical diagnostic system utilizing list-based processing | 2003-09-04 | A system and method for providing computerized, knowledge-based medical diagnostic advice. The medical advice is provided to the general public over a network, such as a telephone network with the use of a telephone or the Internet with the use of an Internet access device. Alternatively, the medical advice can be provided to a patient in a stand-alone mode by use of a computer. The invention utilizes a list-based processing method of generating and executing diagnostic scripts. For the purpose of diagnosing a health problem of a patient, medical knowledge is organized into a list of the diseases to be considered. Each disease on the disease list includes a list of symptoms that is checked in a patient. Each symptom on the symptom list is then further described as a response to a list of one or more questions asked of the patient about the symptom. This triply-nested list structure is converted by suitable data structure transformations into a script that is stored. When a patient requires diagnosis, the script is played back as a sequence of questions. The responses of the patient are analyzed and converted into symptoms. The symptoms are accumulated into diseases. Finally the diseases are selected and reported as a diagnosis. | 1. A computerized medical diagnostic system, comprising: a storage having a list of diseases, each disease associated with a list of symptoms, and each symptom associated with a list of questions; anda storage having a script engine operating on a computer and configured to: repetitively ask questions selected from the lists of questions to elicit responses, the responses establishing symptoms selected from the lists of symptoms, each established symptom contributing a weight to an accumulated total weight for a disease selected from the lists of diseases, anddetermine whether the accumulated total weight for the selected disease reaches or passes a threshold so as to declare a diagnosis. 2. The system defined in claim 1, wherein the symptom is established based on a presence or absence of one or more other symptoms. 3. The system defined in claim 1, wherein a presence of a selected set of symptoms adds additional weight to the accumulated total weight of at least one of the diseases. 4. The system defined in claim 1, wherein a symptom at a first selected time during operation of the diagnostic system is weighted differently than the symptom at a second selected time. 5. The system defined in claim 1, wherein the weight of a symptom established at a first severity is different than the weight of the symptom established at a second severity. 6. The system defined in claim 1, wherein a selected set of symptoms that occur in a specified sequence over time lends a different accumulated weight to the total weight than an accumulation of the individual weights of the selected set of symptoms that do not occur in the specified sequence. 7. The system defined in claim 1, wherein a sequence of an onset or ending of a selected set of symptoms lends a different accumulated weight to the total weight than an accumulation of individual weights of the selected symptoms alone. 8. The system defined in claim 1, wherein the disease is ruled-in for further diagnostic inquiry based on the accumulated total weight. 9. The system defined in claim 8, wherein a degree of certainty of ruling-in the disease is provided. 10. The system defined in claim 1, wherein the disease is ruled-out for further diagnostic inquiry based on the accumulated total weight. 11. The system defined in claim 10, wherein a degree of certainty of ruling-out the disease is provided. 12. The system defined in claim 1, wherein questions for diseases deemed urgent are asked before questions for non-urgent diseases. 13. The system defined in claim 1, wherein the script engine is further configured to determine whether the accumulated total weight for a disease reaches or passes a rule-out threshold so as to eliminate a possible diagnosis. 14. The system defined in claim 1, wherein a plurality of diagnoses, each diagnosis having a degree of certainty, are accumulated into a patient specific differential diagnosis list. 15. The system defined in claim 1, wherein the script engine is conf... | Clinical Decision Support, LLC | A61B005/00
US07623913 | B2 | 2009-11-24 | Implantable medical devices using heuristic filtering in cardiac event detection | 2006-08-01 | Methods for performing cardiac signal analysis in an implanted medical device, and devices configured to perform illustrative methods of cardiac signal analysis. A cardiac signal is captured by an implanted device using implanted electrodes and, during at least certain conditions, the cardiac signal undergoes heuristic filtering. In some embodiments, heuristic filtering is achieved by modifying a signal or value that is used as an indicator of received signal amplitude. In an illustrative example, the heuristic filtering includes periodically incrementing or decrementing the signal or value toward a desired quiescent point, where the heuristic filter period is significantly longer than the sampling period for the signal itself. In another illustrative example, the heuristic filter frequency can be adjusted dynamically to keep the signal average near the desired quiescent point. | 1. A method of cardiac signal analysis comprising: capturing a cardiac signal using implanted electrodes;conditioning and amplifying the signal;performing analog-to-digital conversion on the signal; andapplying a heuristic filter to the captured cardiac signal by repeatedly performing the following at a predetermined interval: a) calculating an actual quiescent point of the analog-to-digital converted signal; andb) adjusting the analog-to-digital conversion of the signal to modify the actual quiescent point toward a desired quiescent point; andadjusting the predetermined interval by calculating a quiescent distance between the actual quiescent point and the desired quiescent point; and: x) reducing the predetermined interval if the quiescent distance is greater than a first threshold;y) increasing the predetermined interval if the quiescent distance is less than a second threshold; orz) if the quiescent distance is between the first and second thresholds, making no adjustment to the predetermined interval. 2. The method of claim 1, wherein: the step of performing analog-to-digital conversion includes converting the captured cardiac signal to a series of digital values stored on an accumulator; andthe step of adjusting the analog-to-digital conversion is performed by modifying a value stored on the accumulator at periodic intervals. 3. The method of claim 2, wherein the step of calculating an actual quiescent point is performed by averaging several values stored on the accumulator. 4. The method of claim 1, wherein: the step of adjusting the analog-to-digital conversion is performed by generating a heuristic offset and adding the heuristic offset to the digitally converted cardiac signal to generate an adjusted digital representation of the captured cardiac signal; andthe actual quiescent point is calculated by observing a value of at least one sample of the adjusted digital representation. 5. The method of claim 1 wherein the analog-to-digital conversion of the signal includes sampling the signal using a sampling interval, and further wherein the sampling interval is not the same as the predefined interval. 6. The method of claim 5 wherein the step of adjusting the predefined interval selects from a range of interval values that includes values that are greater than the sampling interval and values that are less than the sampling interval. 7. A method of cardiac signal analysis comprising: capturing a cardiac signal between implanted electrodes;conditioning the cardiac signal for use in analysis, including sampling the cardiac signal;creating an adjusted signal, the adjusted signal representing a series of samples of the conditioned cardiac signal added to an offset;repeatedly performing at predefined intervals: a) calculating an average of the adjusted signal over a predetermined period of time; andb) modifying the offset depending upon whether the average of the adjusted signal is greater than or less than a predetermined value; andusing ... | Cameron Health, Inc. | A61B005/0402 A61N001/362
US07323620 | B2 | 2008-01-29 | Activation of equine oocytes | 2003-04-09 | A method for activating an equine oocyte comprising exposing oocyte to a medium containing a concentration of calcium of at least about 4 mM. Preferably the oocyte is exposed to this concentration of calcium during activation. | 1. A method for activating an equine oocyte comprising exposing the oocyte in a medium to a concentration of divalent calcium ions of about 4 mM or higher during activation of the oocyte, and activating the oocyte. 2. The method of claim 1 wherein the exposure is during activation in an activation medium. 3. The method of claim 2 wherein an ionophore is included in the activation medium. 4. The method of claim 3 wherein the ionophore is ionomycin. 5. The method of claim 3 wherein the oocyte is incubated with cyclohexamide. 6. The method of claim 1 wherein activation is by electroporation. 7. The method of claim 1 wherein activation is by sperm. 8. The method of claim 1 wherein the equine source of the oocyte is selected from the group consisting of ass, Burchell's zebra, domestic horse, Mongolian wild horse, Asian wild ass, Grevy's zebra, wild ass, quagga, and mountain zebra. 9. The method of claim 1 wherein the equine is a mule or a domestic horse. 10. The method of claim 1 wherein the oocyte is a pre-ovulatory oocyte. 11. The method of claim 1 wherein the concentration of calcium in the medium is about 6 mM or higher. 12. The method of claim 11 wherein the concentration of calcium in the medium is about 6 mM. 13. The method of claim 11 wherein the concentration of calcium in the medium is about 12 mM. 14. The method of claim 11 wherein the concentration of calcium in the medium is about 20 mM. 15. The method of claim 1 wherein one or more of media in which oocytes are incubated prior to activation or following activation has a calcium concentration of at least 4 mM. 16. The method of claim 2 wherein one or more of media in which oocytes are incubated prior to activation or following activation has a calcium concentration of at least 4 mM. 17. A method for establishing a pregnancy in an equine comprising exposing an equine oocyte to a medium comprising calcium at a concentration of about 4 mM or more during activation of the oocyte, and activating the oocyte, thereby obtaining an embryo, and transferring the embryo into a female equine. 18. The method of claim 17 wherein the exposure is during activation in an activation medium. 19. The method of claim 17 wherein the activation is with sperm and pregnancy is established by in-vitro fertilization. 20. The method of claim 17 wherein the oocyte is enucleated and is fused with the nucleus of a donor cell. | Idaho Research Foundation, Inc. | C12N015/00 C12N005/00 C12N005/02 A01K067/027 A61B005/103 A61B005/117
US08317518 | B2 | 2012-11-27 | Techniques for implementing virtual persons in a system to train medical personnel | 2007-02-07 | Techniques for delivering medical care include receiving normal data that indicates normal conditions in a patient. Abnormality data is received and indicates an abnormal condition, if any, in a patient. An instance of a virtual patient is generated based on the normal data and the abnormality data. The instance includes a physiological component that describes a sufficiently comprehensive physical state of a patient having the abnormal condition to simulate clinical measurements of the patient's condition. The instance also includes a cognitive component that describes a patient's awareness of symptoms, history of behavior and ability to convey information in response to queries. Action data is received from a trainee. Response data is generated based on the action data and the instance. Display data is presented based on the response data, and indicates information about the instance available as a result of the requested action. | 1. A method for delivering medical care by improving decision-making skills of medical personnel who deliver the care, comprising the steps of: receiving normal data that indicates normal conditions in a patient;receiving abnormality data that indicates an abnormal condition, if any, in an patient;generating, via a computer, an instance of a virtual patient based on the normal data and the abnormality data, wherein the instance of the virtual patient includes a physiological component that describes a sufficiently comprehensive physical state of a patient having the abnormal condition to simulate clinical measurements of the patient's condition, anda patient cognitive component that describes a patient's awareness of symptoms, history of behavior and ability to convey information in response to queries,wherein both the physiological component and the cognitive component are implemented using a single natural language processor, including representing physical attributes of the physiological component as a hierarchy of ontological concepts;receiving from a trainee and interpreting action data that indicates a requested action relevant to dealing with the instance of the virtual patient;generating, via the computer, response data based on the action data and the instance of the virtual patient; andpresenting to the trainee display data based on the response data, wherein the display data indicates information about the instance of the virtual patient available to a medical professional as a result of the requested action,wherein the hierarchy of ontological concepts includes a Cell-of-Cajal functional class that includes a kit gene functional class, a transmembrane kit protein receptor functional class, an extracellular Epidermal Growth Factor ligand stimulation functional class, a tyrosine kinase biochemistry functional class and a cell growth cycle functional class. 2. A method as recited in claim 1, wherein constructs of the natural language processor include objects, event scripts and engines for advancing event scripts. 3. A method as recited in claim 1, wherein: the cognitive component includes history data that indicates previous values for a particular object and previous occurrences of a phase in a particular event; andsaid step of generating response data further comprises generating a response based on the history data. 4. A method as recited in claim 3, said step of generating response data based on the history data further comprising: reducing the history data to produce reduced history data to simulate forgetfulness; and generating the response data based on the reduced history data. 5. A method as recited in claim 3, wherein: the cognitive component includes goal data that indicates a goal for the virtual patient and includes plan data that indicates one or more plans for achieving the goal; andsaid step of generating response data further comprises determining a next step in a particular plan indicated in the plan data and execu... | University of Maryland, Baltimore University of Maryland, Baltimore County | G09B023/28
US08556818 | B2 | 2013-10-15 | Apparatus and method for determining a physiologic parameter of a patient applying fourier transformation | 2007-07-23 | The apparatus comprises a pressure sensor providing readings of a blood pressure of the patient and storage means for storing the readings as a pressure curve over time. Blood pressure is measured. The frequency difference between heart rate and breathing rate is used to separate the respiratory effect from the heart activity. In particular, the Fourier transform of the blood pressure and the spectral density are used to determine the contribution of each frequency. The respiratory and cardiac power spectra are determined. The ratio between both powers is calculated as the quotient of the integrals over the cardiac power spectrum and the respiratory power spectrum. A parameter usable to characterize volume responsiveness is determined using above ratio and a correction factor. | 1. Apparatus for determining at least one physiologic parameter of a patient, said apparatus comprising (a) at least one pressure sensor device adapted to provide readings of a blood pressure of said patient, and(b) storage means for storing said readings as at least one pressure curve over time,(c) fourier transformation means for subjecting said at least one pressure curve to a fourier transformation, and(d) an evaluator adapted to retrieve at least one power value selected from a group consisting of a cardiac power value representing cardiac power anda respiratory power value representing respiratory power from at least one fourier transform received from said fourier transformation means and to determine said physiologic parameter from said at least one power value,wherein said evaluator is adapted to extract at least one power-spectrum selected from the group consisting of a cardiac power-spectrum anda respiratory power-spectrum;from at least one fourier transform received from said fourier transform means to determine a width at a predetermined fraction of the maximum of a peak of said at least one power-spectrum and to use said width to separate harmonics. 2. Apparatus according to claim 1, wherein said evaluator is adapted to separate said harmonics using at least one of a heart rate and a breathing rate as a basic frequency. 3. Apparatus according to claim 1, wherein said evaluator is adapted to determine at least one of said cardiac power value using summation over at least part of said cardiac power-spectrumsaid cardiac power value using integration over at least part of said cardiac power-spectrumsaid respiratory power value using summation over at least part of said respiratory power-spectrumsaid respiratory power value using integration over at least part of said respiratory power-spectrum. 4. Apparatus according to claim 1, wherein said evaluator is adapted to use said width to determine the amount of said harmonics from at least one of said cardiac power-spectrum and said respiratory power-spectrum. 5. Apparatus according to claim 1, wherein said evaluator is adapted to determine both said cardiac power-value and said respiratory power-value from a fourier transform received from said fourier transformation based on the same pressure curve. 6. Apparatus according to claim 1 comprising at least two pressure sensor devices adapted to provide readings of a blood pressure of said patient, wherein the apparatus is adapted to store readings of a first one of said pressure sensor devices as a first pressure curve over time and readings of a second one of said pressure sensor devices as a second pressure curve over time,and wherein said evaluation means are adapted to determine said cardiac power-value from a fourier transform received from said fourier transformation based on said first pressure curve and said respiratory power-value from a fourier transform received from said fourier transformation based on said second pressure cur... | Pulsion Medical Systems SE | A61B005/08
US08790272 | B2 | 2014-07-29 | Method and system for extracting cardiac parameters from plethysmographic signals | 2007-05-24 | A method for determining cardiac parameters of a subject includes receiving a signal from a thoracocardiograph (TCG) sensor. The signal is sensitive to positions and/or motions of an anterior chest wall of the subject and include a cardiac component, a respiratory component, and noise and/or artifact components. The method also includes receiving one or more electrocardiogram (ECG) signals and filtering the received TCG signal to limit one or more of the respiratory component and the noise and/or artifact components. The filtering includes one or more of wavelet de-noising, non-linear filtering, and state space filtering. The method further includes ensemble averaging thefiltered TCG signal. Ensemble members are triggered by occurrence of one or more selected fiducial points determined in the ECG signal. Additionally, the method includes extracting parameters of cardiac functioning from the ensemble averaged signal. | 1. A method for determining cardiac parameters of a subject, comprising: receiving a signal from a thoracocardiograph (TCG) sensor, the signal being sensitive to positions and/or motions of an anterior chest wall of the subject, and the signal comprising a cardiac component, a respiratory component, and noise and/or artifact components;receiving one or more electrocardiogram (ECG) signals;filtering the received TCG signal such that one or more of the respiratory component and the noise and/or artifact components in the received TCG signal are reduced, the filtering comprising one or more of wavelet de-noising, non-linear filtering, and state space filtering;ensemble averaging the filtered TCG signal such that a respiratory component remaining in the filtered TCG signal is reduced, ensemble members being triggered by occurrence of one or more selected fiducial points determined in the ECG signal; andextracting parameters of cardiac functioning from the ensemble averaged signal. 2. The method of claim 1 wherein the extracted parameters of cardiac functioning comprise one or more of stroke volume, cardiac output, pre-ejection period, peak ejection rate, time to peak ejection rate, peak ejection rate divided by stroke volume, 50% filling fraction, peak filling rate, E/A ratio, deceleration time, indicators of a presence or absence of myocardial ischemia, and indicators of a severity of myocardial ischemia if present. 3. The method of claim 1 wherein the extracted parameters of cardiac functioning comprise indicators of dyskinetic ventricular wall motion, the method further comprising determining whether or not myocardial ischemia is likely to be present, and if present, determining a severity of ischemia in dependence on the indicators of dyskinetic motion. 4. The method of claim 1 further comprising determining whether or not hypovolemia is likely to be present by comparing current values of at least a stroke volume and cardiac output selected parameters with prior values of at least the stroke volume and cardiac output. 5. The method of claim 1 further comprising determining whether or not congestive heart failure (CHF) is likely to be present, and if present, determining a severity of the CHF in dependence on values of selected parameters. 6. The method of claim 1 wherein the fiducial points in the ECG signal selected for triggering the ensemble averaging comprise one or more of a P wave, a Q wave, a R wave, a S wave, and a T wave. 7. The method of claim 1 further comprising: determining whether artifacts and/or noise are likely to be present in a signal during a period of time if either a fiducial point in an input signal that is expected to occur during the period cannot be recognized during the period, or a fiducial point occurs during the period at a time that is not expected; andexcluding all signals during the period if artifacts and/or noise are likely to be present in any signal. 8. The method of claim 7 wherein an expected fiducial... | adidas AG | A61B005/08 A61B005/085 A61B005/0456
US08219170 | B2 | 2012-07-10 | System and method for practicing spectrophotometry using light emitting nanostructure devices | 2006-09-20 | Embodiments of the present invention relate to a system and method for practicing spectrophotometry using light emitting nanostructures. Specifically, embodiments of the present invention include a physiologic sensor comprising a sensor body configured for placement adjacent pulsatile tissue of a patient, a first light emitting nanostructure device configured to emit light at a first wavelength through the pulsatile tissue, a second light emitting nanostructure device configured to emit light at a second wavelength through the pulsatile tissue, and a light detector configured to detect the light at the first wavelength and the light at the second wavelength after dispersion through the pulsatile tissue. | 1. A physiologic sensor, comprising: a sensor body configured for placement adjacent tissue of a patient;a first light emitting nanostructure device configured to emit light at a first wavelength into the tissue;a second light emitting nanostructure device configured to emit light at a second wavelength into the tissue, wherein the first and second light emitting nanostructure devices are stacked atop one another to substantially align an axis of emission of the first light emitting nanostructure device with an axis of emission of the second light emitting nanostructure device; anda light detector configured to detect the light at the first wavelength and the light at the second wavelength from the tissue. 2. The physiologic sensor of claim 1, wherein the first wavelength is at a point in the electromagnetic spectrum where absorption by oxyhemoglobin differs from absorption by deoxyhemoglobin. 3. The physiologic sensor of claim 2, wherein the second wavelength is at a point in the electromagnetic spectrum where absorption by oxyhemoglobin and the absorption by deoxyhemoglobin are different than the first wavelength. 4. The physiologic sensor of claim 1, comprising a plurality of light emitting nanotube devices arranged in a matrix, wherein the plurality of light emitting nanotube devices comprise the first and second light emitting nanostructure devices. 5. The physiologic sensor of claim 4, wherein approximately half of the plurality of light emitting nanotube devices are configured to emit light at the first wavelength through the pulsatile tissue and the remaining light emitting nanotube devices are configured to emit light at the second wavelength. 6. The physiologic sensor of claim 1, wherein the first light emitting nanostructure device is configured to emit a red light at approximately 660 nm. 7. The physiologic sensor of claim 1, wherein the first light emitting nanostructure device is configured to emit an infrared light at approximately 900 nm. 8. The physiologic sensor of claim 1, wherein the first and second light emitting nanostructure devices comprise nanotubes. 9. The physiologic sensor of claim 8, wherein the first light emitting nanostructure device is arranged within the sensor body for placement adjacent the pulsatile tissue and has a diameter sufficient to accommodate light emitted from the second light emitting nanostructure device. 10. The physiologic sensor of claim 1, comprising a plurality of light emitting nanostructure devices arranged in a matrix having a substantially oval shape. 11. The physiologic sensor of claim 1, comprising a plurality of light emitting nanostructure devices arranged in a matrix having a substantially parallelogram shape. 12. The physiologic sensor of claim 1, comprising a plurality of light emitting nanostructure devices arranged in a matrix, wherein a first group of the plurality of light emitting nanostructure devices is stacked adjacent a second group of the plurality of light emit... | Nellcor Puritan Bennett LLC | A61B005/1455
US08190237 | B2 | 2012-05-29 | MRI adjustable head coil | 2007-06-11 | A head coil arrangement for a magnetic resonance device has a housing on or in which a number of coils are arranged, the housing having at least two housing parts that can be moved toward each other for adjustment to different head sizes. | 1. A head coil arrangement for a magnetic resonance device, comprising: a plurality of radio-frequency coils;a housing on which or in which said plurality of radio-frequency coils is carried;said housing comprising at least two housing parts that define a circumference of the housing, said housing parts comprising a mechanical interaction with each other configured to permit said housing parts to move toward each other to adjust said housing to different head sizes by changing a size of said circumference, said housing parts comprising linear guides that linearly guide said housing parts toward each other, in the linear guides; anda movement mechanism connected to at least one of said housing parts that is operable to move said housing parts toward each other, and a sensor that senses a pressure applied by said housing parts to a head received in said housing, said movement mechanism being controlled dependent on an output of said sensor. 2. A head coil arrangement as claimed in claim 1 wherein said housing parts mechanically interact with each other to linearly move toward each other. 3. A head coil arrangement as claimed in claim 2 wherein said housing parts mechanically interact with each other to move toward each other in at least one of a longitudinal direction and a transverse direction of a head to be received in the housing. 4. A head coil arrangement as claimed in claim 1 comprising four housing parts each covering substantially one quarter of a head received in the housing, each of said four housing parts being linearly moveable into perpendicular directions with respect to another of said four housing parts adjacent thereto. 5. A head coil arrangement as claimed in claim 4 wherein each housing part comprises two linear guides at opposite ends thereof. 6. A head coil arrangement as claimed in claim 1 wherein said housing parts mechanically interact with each other so that as the housing parts are moved toward each other, said housing parts engage or overlap each other. 7. A head coil arrangement as claimed in claim 1 wherein said housing parts are at least partially flexible. 8. A head coil arrangement as claimed in claim 7 wherein each of said housing parts comprises a flexible region configured to press against a head received in said housing, with a pressing element located in the flexible region. 9. A head coil arrangement as claimed in claim 8 wherein said pressing element is a pressing element selected from the group consisting of pneumatic elements, air cushions, and springs. 10. A head coil arrangement as claimed in claim 7 wherein said flexible region is comprised of viscofoam. 11. A head coil arrangement as claimed in claim 1 wherein at least one of said housing parts comprises a fixing element to fix a head in the housing. 12. A head coil arrangement as claimed in claim 11 wherein said fixing element is an element selected from the group consisting of fixing cushions and gripping jaws. 13. A head coil arrangement ... | Siemens Aktiengesellschaft | A61B005/05
US07883545 | B2 | 2011-02-08 | Method and device for determining the change in an object | 2007-09-19 | A method is provided for determining a dimensional change in a first object, wherein in an initial state said first object is connected to a second object via a joint, and wherein a first reference system is rigidly connected to the second object. The method includes using a non-invasive coupling device to couple a second reference system to the first object; ascertaining and/or storing a first location corresponding to a location of the second reference system relative to the first reference system, and a second location corresponding to a location between at least one reference point on the first object relative to the first reference system; separating the first object from the second object at the joint; altering the first object; re-assembling the altered first object and the second object to form the joint, wherein the first location is used to align the altered first object to the second object; after alignment, ascertaining or storing a third location corresponding to a location of the at least one reference point relative to the first reference system; and determining the dimensional change in the first object due to the alteration based on a change in location between the second location and the third location of the at least one reference point. | 1. A method for determining a dimensional change in a first object, wherein in an initial state said first object is connected to a second object via a joint, and wherein a first reference system is rigidly connected to the second object, comprising: using a non-invasive coupling device to couple a second reference system to the first object;ascertaining and/or storing a first location corresponding to a location of the second reference system relative to the first reference system, and a second location corresponding to a location between at least one reference point on the first object relative to the first reference system, wherein ascertaining the second location includes using a pointer to ascertain the second location;separating the first object from the second object at the joint;altering the first object;re-assembling the altered first object and the second object to form the joint, wherein the first location is used to align the altered first object to the second object;after alignment, ascertaining or storing a third location corresponding to a location of the at least one reference point relative to the first reference system; anddetermining the dimensional change in the first object due to the alteration based on a change in location between the second location and the third location of the at least one reference point. 2. The method according to claim 1, wherein coupling the second reference system to the first object includes indirectly coupling the second reference system to the first object. 3. The method according to claim 1, wherein using the non-invasive coupling device includes using a belt or elastic strip as the coupling device. 4. The method according to claim 1, wherein coupling the second reference system to the first object includes coupling the second reference system on a mantle that surrounds the first object. 5. The method according to claim 1, wherein ascertaining or storing the first, second and third locations includes using a navigation system to ascertain said locations. 6. The method according to claim 1, wherein the joint is a ball joint. 7. The method according to claim 1, wherein altering the first object includes at least one of cutting or rasping the first object, or introducing or attaching an implant, joint implant or femoral head to the first object. 8. The method according to claim 1, wherein determining a dimensional change in the first object includes determining a change in length of the first object. 9. The method according to claim 1, wherein ascertaining or storing the third location includes ascertaining or storing a location of a reference point different from the at least one reference point, said location of the different reference point being relative to the first reference system, said different reference point having a known positional relationship to the at least one reference point, and deducing a location of the at least one reference point relative to the first reference system... | BrainLAB AG | A61F002/30 A61B005/103
US08068906 | B2 | 2011-11-29 | Cardiac monitoring system | 2007-07-11 | A method of analyzing cardiac functions in a subject using a processing system is described. The method may include applying one or more electrical signals having a plurality of frequencies to the subject and detecting a response to the applied one or more signals from the subject. A characteristic frequency can then be determined from the applied and received signals, and at least one component of the impedance (e.g., reactance, phase shift) can be measured at the characteristic frequency. Thus, the impedance or a component of impedance at a characteristic frequency can be determined for a number of sequential time instances. A new characteristic frequency may be determined within a cardiac cycle (e.g., with each sequential time instant) or the same characteristic frequency may be used throughout the cardiac cycle during which instantaneous values of impedance (or a component of impedance) are determined. These instantaneous values may be used to determine one or more indicia of cardiac function. | 1. A method of determining a measure of cardiac function in a subject, the method comprising: (a) determining a characteristic frequency for the subject, wherein the characteristic frequency is the most negative reactance within an applied frequency range;(b) determining the impedance phase angle at the characteristic frequency; and(c) determining a measure of cardiac function using the impedance phase angle determined solely at the characteristic frequency and displaying, storing, or transmitting the measure of cardiac function. 2. The method of claim 1, wherein the characteristic frequency of the subject is determined by: (a) applying an electrical signal having a plurality of frequencies to the subject;(b) determining an instantaneous impedance value at each of the plurality of frequencies;(c) fitting the instantaneous impedance values to a frequency dependent function; and(d) determining the characteristic frequency using the function. 3. The method of claim 2, wherein the characteristic frequency is determined from an approximate maximum of the function. 4. The method of claim 2, wherein the frequency dependent function is a function based on a Wessel plot or a Cole plot. 5. The method of claim 2, wherein the frequency dependent function is a polynomial curve fit. 6. The method of claim 1, wherein the characteristic frequency is determined by applying one or more electrical signal having frequencies within the range of 2-10,000 kHz to the subject. 7. The method of claim 1, wherein the impedance phase angle at the characteristic frequency is determined by comparing an electrical signal applied to the subject having a frequency at approximately the characteristic frequency to an electrical signal received from the subject in response to the applied electrical signal. 8. The method of claim 1, wherein the step of determining the impedance phase angle at the characteristic frequency comprises determining an instantaneous reactance. 9. The method of claim 1, wherein the step of determining the impedance phase angle at the characteristic frequency comprises determining an instantaneous phase shift. 10. The method of claim 1, wherein a stroke volume is determined as the measure of cardiac function. 11. The method of claim 10, wherein the stroke volume is determined by multiplying the maximum change in reactance during a cardiac cycle by one or more constants including constants based on the subject's physical characteristics. 12. The method of claim 1, wherein a cardiac output is determined as the measure of cardiac function. 13. The method of claim 1, wherein the measure of cardiac function is determined by determining the phase angle at the characteristic frequency for a number of sequential time points during a cardiac cycle. 14. The method of claim 1, wherein the measure of cardiac function is determined by determining the reactance at the characteristic frequency for a number of sequential time points during a cardiac cycle. 15. ... | Aorora Technologies Pty Ltd | A61B005/05 A61B005/02 A61B005/08
US08188116 | B2 | 2012-05-29 | Agents for therapy efficacy monitoring and deep tissue imaging | 2007-07-13 | Compounds and methods related to NIR molecular imaging, in-vitro and in-vivo functional imaging, therapy/efficacy monitoring, and cancer and metastatic activity imaging. Compounds and methods demonstrated pertain to the field of peripheral benzodiazepine receptor imaging, metabolic imaging, cellular respiration imaging, cellular proliferation imaging as targeted agents that incorporate signaling agents. | 1. A compound of the following formula:wherein the probe is selected from a compound of the following formula:wherein the signaling moiety is selected from the following formula:wherein n is an integer from 1 to 10, halo is halogen, and R1—X is the conjugation site. 2. A compound of claim 1, of the following formula:or a stereoisomer or conjugable analog thereof, wherein n, x and y are integers from 1 to 10. 3. A compound of claim 1, of the following formula:or a stereoisomer or conjugable analog thereof. 4. A compound of the following formula:or a stereoisomer or conjugable analog thereof, wherein n is an integer from 1 to 10, “halo” is halogen and “drug” is a chemotherapeutic agent. 5. The compound of claim 4, wherein the chemotherapeutic agent is a topoisomerase inhibitor. 6. The compound of claim 5, wherein the topoisomerase inhibitor is adriamycin, amsacrine, camptothecin, daunorubicin, dactinomycin, doxorubicin, eniposide, epirubicin, etoposide, idarubicin, mitoxantrone, teniposide, or topotecan. 7. The compound of claim 5, wherein the topoisomerase inhibitor is etoposide. 8. A method of delivering a therapeutic drug to a target, comprising: (a) administering to said sample a probe having an affinity for a target, the probe comprising at least one of a ligand/therapeutic drug combination, or conjugable form of a ligand/therapeutic drug combination;wherein the ligand is a compound of the following formula:or a stereoisomer or conjugable analog thereof, wherein n is an integer from 1 to 10, “halo” is halogen and “drug” is a chemotherapeutic agent. 9. A method of imaging a molecular event, comprising: (a) administering a probe having an affinity for a target, the probe comprising a compound of the following formulae:wherein n is an integer from 1 to 10, and analogs thereof; andwherein the dye is selected from the following formula: 10. A method of treating breast cancer and unwanted proliferation of cells associated therewith in a patient, comprising administering to said patient a compound of the following formula:and stereoisomers and conjugable analogs thereof, wherein n is an integer from 1 to 10, “halo” is halogen and “drug” is a chemotherapeutic agent. 11. The method of claim 10, wherein the drug is a topoisomerase inhibitor. 12. The method of claim 11, wherein the topoisomerase inhibitor is selected from the group consisting of adriamycin, amsacrine, camptothecin, daunorubicin, dactinomycin, doxorubicin, eniposide, epirubicin, etoposide, idarubicin, mitoxantrone, teniposide, and topotecan. 13. The method of claim 10, wherein the drug is etoposide. 14. The method of claim 10, wherein the compound is of the following formula: 15. A pharmaceutical composition comprising a compound of claim 1, and a pharmaceutically acceptable carrier. 16. A pharmaceutical composition comprising a compound of claim 4, and a pharmaceutically acceptable carrier. | Vanderbilt University | C07D209/56 A61K031/47
US10335038 | B2 | 2019-07-02 | Spectral unmixing for in-vivo imaging | 2007-08-24 | Described herein are systems and methods for spectral unmixing of in vivo light data. The spectral unmixing separates image data according to spectra from multiple internal light sources in an effort to isolate one or more spectrum of interest. The spectral unmixing obtains images with a combination of different and known excitation and emission limits. The spectral unmixing then uses an iterative solution process to separate spectra for the multiple fluorescent light sources, and provides a spectrum and/or a spatial distribution map for at least one of the internal light sources. | 1. A method for spectrally unmixing light data corresponding to light emitted from multiple light sources internal to an animal, the method comprising: selecting an excitation wavelength band for excitation light provided to the animal;selecting an emission wavelength band that limits light wavelengths collected from the animal;providing excitation light, into the animal, that is limited to the excitation wavelength band;capturing a first image of at least a portion of the animal, where the first image includes light data that is limited in wavelength to the emission wavelength band and corresponds to light emitted by multiple fluorescent light sources internal to the animal;changing the excitation wavelength band and/or the emission wavelength band;capturing at least one additional image of at least the portion of the animal that uses a different combination of excitation wavelength band and emission wavelength band for each additional image, where each additional image includes light data that corresponds to light emitted by the multiple fluorescent light sources internal to the animal and is limited in wavelength to the emission wavelength band of the different combination; andunmixing spectra for the multiple fluorescent light sources derived from the first image limited in wavelength to the emission wavelength band and the at least one additional image limited in wavelength to the emission wavelength band to determine a pure spectrum for each light source in the animal using an iterative solution process by a processor,wherein said iterative solution process by the processor includes applying both a unimodality constraint that limits the pure spectrum for each light source in the process to having a single peak, and a bandpass constraint that limits the pure spectrum for each light source in the process to within a desired wavelength range. 2. The method of claim 1 further comprising determining the number of fluorescent light sources before unmixing spectra for the multiple fluorescent light sources. 3. The method of claim 1 wherein a total number of images captured by the camera is no less than the number of fluorescent light sources in the animal. 4. The method of claim 1 wherein the different combination for each additional image uses a common excitation wavelength band and multiple emission wavelength bands. 5. The method of claim 1 wherein the different combination for each additional image uses a common emission wavelength band and multiple excitation wavelength bands. 6. The method of claim 1 where the excitation light is provided into the animal from a portion of the animal that is visible to the camera during image capture. 7. The method of claim 1 where the excitation light is provided into the animal from a portion of the animal that is not visible to the camera during image capture. 8. The method of claim 1 wherein the iterative solution process also outputs a spatial distribution map for each of the multiple fluorescent ... | Xenogen Corporation | G01N021/64 G01N021/25 A61B005/00
US09370312 | B2 | 2016-06-21 | Correlation of cardiac electrical maps with body surface measurements | 2007-08-28 | A reliable endocardial map is obtained by constructing a matrix relationship between a small number of endocardial points and a large number of external receiving points using a multi-electrode chest panel. Inversion of the matrix yields information allowing the endocardial map to be constructed. Subsequent maps are obtained noninvasively using the multi-electrode chest panel, applying new electrical signals to the matrix relationship, and again inverting the matrix to generate new endocardial electrical maps. | 1. A method for generating an endocardial electrical map of a heart of a living subject, comprising the steps of: using a torso vest on an exterior of the subject located at a thorax of the subject, the torso vest having a plurality of electrodes distributed thereon;inserting a catheter into a chamber of the heart using an intravascular approach, said catheter having at least one electrode;injecting electrical signals from said at least one electrode of the catheter from at least one transmission point within the heart by gating to one point in the respiratory cycle;receiving said injected electrical signals in at least one receiving point on the torso vest that is gated to the one point in the respiratory cycle;locating said at least one receiving point relative to said at least one transmission point;determining a functional relationship between said injected electrical signals and said received electrical signals as a measured inverted lead field matrix based on impedance between the at least one electrode of the catheter from at least one transmission point within the heart and the at least one receiving point on the torso vest at different times during a cardiac cycle and a respiratory cycle;receiving electrophysiological signals at a receiving point on the torso vest other than the at least one receiving point; andapplying said functional relationship to said electrophysiological signals and generating a time-varying endocardial electrical map that is without artifacts caused by the respiratory cycle due to the gating to the one point in the respiratory cycle. 2. The method according to claim 1, further comprising the steps of: acquiring an anatomic image of a thorax of said subject;using said anatomic image, preparing a finite element model of said thorax having parameters, said finite element model having a calculated inverted lead field matrix; andadjusting said parameters to conform said calculated inverted lead field matrix to said measured inverted lead field matrix. 3. The method according to claim 1, further comprising the step of withdrawing said catheter from said subject prior to performing said steps of receiving electrophysiological signals and applying said functional relationship. 4. The method according to claim 1, wherein said at least one receiving point is external to said subject. 5. The method according to claim 1, wherein said catheter has at least two electrodes and wherein said injecting electrical signals step is performed by time multiplexing said electrical signals using different subsets of said electrodes. 6. The method according to claim 1, wherein said catheter has at least two electrodes and the electrical signals are injected by frequency multiplexing said electrical signals using different subsets of said electrodes. 7. The method according to claim 1, wherein said at least one electrode is a unipolar electrode. 8. The method according to claim 1, wherein said at least one electrode is a bipolar elec... | Biosense Webster, Inc. | A61B005/042 A61B005/0408 A61B005/053 A61B005/00 A61B018/00
US20080077430 | A1 | 2008-03-27 | Systems and methods for improving medication adherence | 2006-09-25 | The invention relates to simple yet effective systems and methods for inducing patients to take their medications, without the need for outside prompting, and without the need for electronic medication dispensers. Instead, the new systems and methods use simple medication dispensers with unique markings to motivate the patients to take their medications based on voluntary actions to obtain a reward, e.g., an intermittent reward. In addition, the new systems and methods allow the collection of user data, all volunteered by the users. | 1. A medication dispenser comprising a container designed to contain one or more medication doses and comprising a first set of markings;a movable component comprising a second set of markings and configured to move in relationship to the container to enable a user to align one or more markings of the first set of markings with one or more markings of the second set of markings and to enable the user to derive a reward code from one or more of the markings; anda dispenser identification code associated with the dispenser. 2. The dispenser of claim 1, further comprising a user identification code associated with the dispenser. 3. The dispenser of claim 2, wherein the user identification code comprises an alphanumeric code stored on an electromagnetic device or on an electronic apparatus readable medium. 4. The dispenser of claim 2, wherein the user identification code comprises the user's telephone number. 5. The dispenser of claim 1, wherein one or more of the markings in the first or second sets of markings, or in both sets of markings, comprises a user identification code. 6. The dispenser of claim 1, wherein the container is a bottle comprising an opening and the movable component comprises a cap configured to seal the bottle, and wherein the first and second sets of markings are arranged so that they can be aligned by rotating the cap in relation to the bottle when the cap is placed over the opening of the bottle. 7. The dispenser of claim 6, wherein the first and second sets of markings are arranged so that when the cap is in a closed position, no marking on the bottle is aligned with a marking on the cap, and so that a marking in the first set can be aligned with a marking in the second set only when the cap is in an open position. 8. The dispenser of claim 1, wherein the container is a blister pack comprising a plurality of blisters each containing one or more medication doses. 9. The dispenser of claim 8, wherein the movable component is slideably attached to the blister pack such that the component can slide along a linear path in relation to the blister pack. 10. The dispenser of claim 8, wherein the movable component is rotatably attached to the blister pack such that it rotates around an axis of the blister pack. 11. The dispenser of claim 1, wherein the container is disc-shaped and has the first set of markings arranged around an axis, the movable component comprises a shell configured to rotate about the container and cover a portion of the container and has the second set of markings arranged around the axis, and wherein the first and second sets of markings are arranged so that they can be aligned by rotating the shell in relation to the container. 12. The dispenser of claim 11, wherein one or more of the markings on the container are covered by the shell when the dispenser is in a closed position. 13. The dispenser of claim 11, wherein the medication doses are inhalation doses of a medication in powder, liquid, or gas... | - | G06Q010/00 A61B005/00
US20080071165 | A1 | 2008-03-20 | Imaging and therapeutic procedure for carpal tunnel syndrome | 2007-11-13 | A system, method and/or apparatus is provided for visualization or imaging of the transverse carpal ligament and surrounding structures/features of a hand of a patient, and treatment of the transverse carpal ligament, particularly, but not necessarily, for performing non-invasive carpal tunnel release. The subject invention utilizes ultrasound waves preferably, but not necessarily, in the high frequency range and cavitations to image the transverse carpal ligament (TCL), record its location in three-dimensional space, and perform precision treatment on the transverse carpal ligament. Treatment may range from stretching or lengthening the TCL to complete tissue ablation or dissection of a portion or portions of the TCL (as is performed in a standard carpal tunnel release procedure) in order to release pressure within the carpal tunnel. Particularly, high temperature conditions are generated at target tissue of the TCL resulting in elongation or necrosis/dissection. The subject system, apparatus and/or method provides the surgeon to relieve a patient of carpal tunnel syndrome symptoms in a bloodless, efficient, and accurate manner. | 1. A system for treating a target area with frequency treatment signals comprising: an imaging system for identifying a target area for application of frequency treatment signals; a treatment system for applying a frequency treatment signal to the identified target area. 2. The system of claim 1 wherein the treatment system applies an ultrasonic signal in the range of about 100 KHz to about 50 MHz. 3. The system of claim 1 wherein the treatment system applies an ultrasonic signal in the range of about 20 KHz to about 100 KHz. 4. The system of claim 2 wherein the imaging system is a magnetic resonance imaging system. 5. The system of claim 1, the treatment system further comprising: a probe having at least one transducer that generates the frequency signal in the form of an ellipsoid field. 6. The system of claim 1, the treatment system further comprising: a probe having at least one transducer that generates the frequency signal in the form of a circular spot field. 7. The system of claim 1, the treatment system further comprising: a probe having at least one transducer that generates the frequency signal in the form of a rectangular spot field. 8. The system of claim 1, the treatment system being controlled to apply a second frequency treatment signal to the identified target area, the second frequency treatment signal having a frequency that is different than the first applied signal. 9. The system of claim 1 wherein the treatment system is controlled to apply the second frequency treatment signal contemporaneously with the application of the first applied signal. 10. The system of claim 9, the treatment system further comprising: a first transducer for application of the first frequency treatment signal to the target area; and a second transducer for application of the second frequency treatment signal to the target area. 11. The system of claim 1, the treatment system applying the frequency signal to the target area while the target area is being treated with drug therapy. 12. The system of claim 1, the treatment system including a probe for applying the frequency signal through epidermal contact in the vicinity of the TCL. 13. The system of claim 12, the probe of the treatment system having one of a linear array, curved array, or a tightly curved area probe. 14. The system of claim 1 wherein the treatment system generates multiple frequencies for application to the target area and applies each frequency for a specified application time. 15. The system of claim 1, wherein the imaging system is controlled to measure a selected parameter following application of the frequency signal to determine the effectiveness of the frequency signal application. 16. The system of claim 1, wherein the imaging system measures a parameter selected from the group comprised of target area density, acoustic speed through the target area, signal attenuation in the target area, and linearity of the target area's response to the fr... | DePuy Products, Inc. | A61N007/02 A61B005/055
US20080076970 | A1 | 2008-03-27 | FLUID MANAGEMENT MEASUREMENT MODULE | 2006-09-26 | A system and method for monitoring and analyzing patient urinary output and a plurality of additional patient physiological parameters. The system comprises a plurality of patient connections and monitoring apparatus for monitoring a plurality of patient physiological parameters. The system further comprises a processor programmed to apply at least one analysis criterion to at least a signal indicative of patient urinary output. The processor further applies additionally more complex analysis criterion to a combination of patient urinary output data and at least one additional patient physiological parameter to provide an automated diagnosis of patient condition. | 1. A system for monitoring and analyzing a plurality of patient physiological parameters, the plurality of patient physiological parameters comprising patient urinary output and at least one additional physiological parameter, the apparatus comprising: a plurality of patient connections, each patient connection disposed for collection of one or more patient parameters, one of the plurality of patient connections comprising a connection for measuring patient urinary output;a monitoring apparatus connected to each of the patient connections, the monitoring apparatus receiving a signal from each of the patient connections indicative of a patient physiological parameter;a processor programmed to apply at least one analysis rule to at least a signal indicative of patient urinary output;a first database in communication with the processor, the first database comprising a first plurality of analysis rules for analyzing urinary output;a second database in communication with the processor, the second database comprising a second plurality of rules for interpreting the signal indicative of patient urinary output and at least one signal indicative a patient parameter;wherein the processor applies at least one of the second plurality of rules to the urinary output signal and the at least one patient parameter signal. 2. The system of claim 1, further comprising a patient history database wherein a result from the application of each analysis rule is recorded. 3. The system of claim 2 further comprising a processor programmed to produce a diagnosis of patient condition based upon the results recorded in the patient history database. 4. The system of claim 3 further comprising means for modifying the provision of an external substance to the patient in relation to the diagnosis of patient condition. 5. The system of claim 4 wherein the external substance is selected from the list comprising: nutrition, a drug, or a saline solution. 6. A method monitoring the condition of a patient, the patient connected to a plurality of patient monitoring systems, the plurality of monitoring systems comprising at least the monitoring of urine output, the method comprising: obtaining a measurement of patient urinary output;obtaining a measurement of at least one additional physiological parameter;applying a basic level urinary output interpretation rule to the measurement of urinary output;applying an advanced level urinary output interpretation rule to the measurement of urinary output and the at least one additional physiological parameter;wherein if the basic level of urinary output interpretation rule is met, the advanced level of urinary output interpretation rule is applied and if the basic level urinary output interpretation rule is not met, an alarm signal is sent to an alarm. 7. The method of claim 6 further comprising the steps of recording the result of the application of each urinary output interpretation rule. 8. The method of claim 7 wherein the basic leve... | - | A61B005/00
US20080077047 | A1 | 2008-03-27 | Apparatus and method to collect fluid samples | 2007-04-10 | The purpose of this invention is to provide an ergonomically friendly, disposable and more sanitary apparatus and method for collecting fluid specimens. The device is intended to be disposable therefore eliminating any reuse sterilization problems. The device is adjustable and easy to manufacture and assemble and ergonomically adaptable to many uses. The present application also discloses and claims a sanitary, hygienic and practical method to collect fluid samples using the apparatus of the invention. | 1. An apparatus to collect fluid samples comprising: a. a fixed or adjustable length, generally cylindrical rod, the rod's length being capable of being adjusted and locked in place to adapt to the user's reach needs, the rod comprising a handle end and an attaching end;b. a generally triangularly shaped, flexible holder, the holder comprising an attaching side and a holding side; the holder's attaching side being capable of receiving the rod's attaching end, the holder being constructed of plastic material shaped to fit the contour of objects of various sizes and shapes; the holder further comprising a multiplicity of slots or cavities which accommodate means to attach the objects to the adapter;c. a specimen receptacle of different sizes and shapes depending on the source of the sample being collected and the anticipated circumstances of the collection efforts, the specimen receptacle being capable of being received and held firmly in place by the holder's holding side; andd. a securing device capable of being accommodated in the holder's slots or cavities and capable of firmly securing the specimen receptacle to the adapter.2. An apparatus to collect urine samples according to claim 1 wherein the holder's receiving end is covered with an adhesive material and the specimen receptacle surface is capable of receiving and maintaining the holder's receiving end fixedly attached. 3. An apparatus to collect urine samples according to claim 1 wherein the holder's attaching end comprises a boss which can be received by the attaching end of the rod resulting in the holder being fixedly attached to the rod so no securing device is necessary. 4. An apparatus to collect urine samples according to claim 1 wherein the specimen receptacle comprises a cavity capable of receiving the attaching end of the rod resulting in the specimen receptacle being fixedly attached to the rod so no holder or securing device is necessary. 5. A method to collect urine samples, comprising the steps of: a. providing the apparatus of the present invention;b. assembling the apparatus of the present invention;c. adjusting the length of the rod as needed to accommodate the user and specific use;d. securing the specimen receptacle to the holder;e. holding the specimen receptacle under the fluid source so the hand of the user is as far away from the fluid source as possible under the collection circumstances;f. collecting the urine sample;g. placing the specimen receptacle on a smooth surface;h. securing a cap to the top of the specimen receptacle;i. removing the specimen receptacle from the holder; andj. discarding the rod and holder. | - | A61B005/00 B65D081/00
US20080033322 | A1 | 2008-02-07 | Systems and methods for measuring cervical dilation | 2006-07-31 | Systems and methods for measuring cervical dilation are provided that include two biocompatible fasteners affixed to opposing cervical or vaginal walls, and a biocompatible string coupled to the fasteners, yet free to slide between the fasteners. The string has ends extending outside the vaginal opening of the patient, so that changes in cervical dilation can be measured by monitoring the relative movements of the string ends. The heads of the screws are preferably concave, with a loop attached thereon, so that the string can be coupled to the screws by running the string therethrough. Further, the tips of the screws are preferably blunt, to minimize loss of blood and the possible risk of HIV infections. | 1. A system for measuring cervical dilation in a patient, the system comprising: two bio-compatible screws adapted to be affixed to opposing cervical or vaginal walls; anda bio-compatible string slidably coupled to the screws, the string having a first portion adapted to be contained within the patient's vaginal opening and a second portion adapted to be extending outside the vaginal opening, the string further having ends adapted to be disposed outside of the patient's vaginal opening,wherein changes in the cervical dilation are measured by measuring changes in the length of the second portion of the string;an applicator configured to allow affixing of the screws from outside the vaginal opening. 2. (canceled) 3. The system of claim 1, wherein the screws have a shaft less than 5 mm long. 4. The system of claim 1, wherein the screws have concave heads each with a loop attached thereon, and wherein the string is coupled to the screws by inserting the string through the loops. 5. The system of claim 2, wherein the screws have blunt tips. 6. The system of claim 1, wherein the screws are made of a bio-absorbable material. 7. The system of claim 6, wherein the screws are made of a polyglactic material. 8. The system of claim 1, wherein the string is made of a polyglactic material. 9. The system of claim 1, wherein one of the string ends is connected to a fixed reference point, and wherein the other string end is free to slide. 10. The system of claim 9, wherein the fixed reference point is situated on a belt surrounding a portion of a body of the patient. 11. The system of claim 1, wherein the ends of the string are slidably retained within a slotted fitting. 12. The system of claim 1, wherein the changes in the length of the second portion of the string are measured with a measuring device. 13. The system of claim 1, wherein the string ends are connected one to the other. 14. The system of claim 1, further comprising a plurality of bell shaped clips disposed around the screws and adapted to be disposed against the cervical or vaginal walls, the bell shaped clips acting as tamponades. 15. (canceled) 16. The system of claim 1, wherein the applicator has an elongated shape with a distal end, a proximal end, and a lumen therebetween, wherein a push rod reciprocated within the lumen and extends from the proximal end, and wherein pressure on the push rod causes a screw, of the two screws, situated in the lumen to be inserted in one of the cervical or vaginal walls. 17. The system of claim 16, wherein the applicator has two lumens and two push rods, thereby enabling the clinician to insert a screw, of the two screws, on each of the opposing cervical or vaginal walls without removing the applicator from the vaginal canal. 18. The system of claim 16, wherein the distal end has a beveled profile. 19. A method for measuring cervical dilation in a patient, the method comprising: affixing two bio-compatible screws to opposing cervical or vaginal... | FEMSUITE, LLC | A61B005/103
US20080004503 | A1 | 2008-01-03 | Data recorder and method for recording a data signal received from an in-vivo sensing device | 2006-06-29 | A data recorder adapted for processing sensed data received from an in-vivo sensing device. The sensed data may be image data of images captured by an imager of the in-vivo sensing device and the processing may be image processing. | 1. A data recorder for recording a data signal received from an in-vivo sensing device, the data recorder comprising a modem, a telemetry extraction unit, a header extraction unit, and a storage unit, the data signal comprising image data representing images captured by an imager of the in-vivo sensing device. 2. The data recorder according to claim 1, comprising a deinterleaving unit. 3. The data recorder according to claim 1, comprising an error correction unit. 4. The data recorder according to claim 3, wherein the error correction unit comprises a convolution decoder. 5. The data recorder according to claim 3, wherein the error correction unit comprises a block code decoder. 6. The data recorder according to claim 5, comprising a decompression unit. 7. The data recorder according to claim 6, comprising a mosaic to RGB unit. 8. The data recorder according to claim 7, comprising a color bar generator. 9. The data recorder according to claim 6, comprising a localization calculation unit. 10. The data recorder according to claim 6, comprising an image combining unit. 11. A method for recording a data signal received from an in-vivo sensing device comprising: demodulating the data signal;extracting telemetry and header information from the demodulated signal; andstoring the demodulated signal and the telemetry and header information. 12. The method for recording a data signal according to claim 11, comprising deinterleaving the demodulated signal. 13. The method for recording a data signal according to claim 12, comprising error correction of the deinterleaved signal. 14. The method for recording a data signal according to claim 13, wherein the error correction comprises convolution decoding. 15. The method for recording a data signal according to claim 13, wherein the error correction comprises block code correction. 16. The method for recording a data signal according to claim 13, comprising decompressing the error corrected signal. 17. The method for recording a data signal according to claim 16, comprising generating RGB images from mosaic images of the decompressed signal. 18. The method for recording a data signal according to claim 17, comprising generating a color bar for the decompressed data signal. 19. The method for recording a data signal according to claim 16, comprising performing a localization calculation on the decompressed data signal. 20. The method for recording a data signal according to claim 16, comprising combining at least some decompressed images frames into a combined single image. | - | A61B005/00
US20080033252 | A1 | 2008-02-07 | Detection, measurement, and communication of physiological properties, and generation and communication of activation signals in response to physiological properties | 2006-08-02 | A system for the detection, measurement, and communication of a value of one or more physiological property of a person, or other living organism, includes a sensor assembly structured to detect, measure, and communicate at least one value during a monitoring period. The sensor assembly may include an array of interchangeable sensors structured to detect, measure, and communicate such values during the monitoring period. The value or values of the physiological property or properties may be communicated to a central processing unit via a communication interface wherein the value(s) are analyzed to generate an activation signal structured to affect operation of an integrated component. Alternatively, the value or values may be communicated to one or more third party, such as a physician, psychologist, security personnel, friend, family member, intimate partner, etc., for independent review and analysis. A method is also provided for detecting, measuring, and communicating one or more value, and generating and communicating an activation signal in response thereto. | 1. A system for detection, measurement, and communication of physiological properties, comprising: a sensor assembly disposed in a monitoring relation with a person,said sensor assembly comprising at least one sensor structured to detect and measure a value of at least one preselected physiological property of the person during a monitoring period,a communication interface disposed in a communicating relation with said sensor assembly, said sensor assembly structured to communicate said value of said at least one preselected physiological property during said monitoring period to said communication interface,said communication interface comprising a central processing unit disposed in said communicating relation with said sensor assembly,said central processing unit being structured to analyze said value and to generate at least one activation signal corresponding to said value, andsaid communication interface further disposed in a communicating relation with at least one integrated component, said communication interface being further structured to communicate said activation signal to said at least one integrated component. 2. The system as recited in claim 1 wherein said sensor assembly comprises a plurality of sensors, each of said plurality of sensors structured to detect and measure a value of different one of each of a plurality of preselected physiological properties of the person during said monitoring period. 3. The system as recited in claim 1 wherein said sensor assembly comprises a plurality of sensors, at least one of said plurality of sensors structured to detect and measure a value of an environmental parameter proximate the person during said monitoring period. 4. The system as recited in claim 1 wherein said integrated component comprises an environmental control device. 5. The system as recited in claim 4 wherein said environmental control device comprises a temperature control unit. 6. The system as recited in claim 4 wherein said environmental control device comprises a lighting control unit. 7. The system as recited in claim 1 wherein said integrated component comprises a personal control device. 8. The system as recited in claim 7 wherein said personal control device comprises an electrical generator structured to apply an electrical current to the person. 9. The system as recited in claim 7 wherein said personal control device comprises a binaural generator structured to transmit an audible binaural beat to the person. 10. The system as recited in claim 1 wherein said activation signal comprises a set command. 11. The system as recited in claim 1 wherein said activation signal comprises a variable command. 12. A system for the detection, measurement, and communication of physiological properties, comprising: a sensor assembly disposed in a monitoring relation with a subject,a first biometric identification device structured to measure at least one biometric parameter to positively identify the subject disposed i... | - | A63B071/00 A61B005/00
US20080015452 | A1 | 2008-01-17 | Method of processing electrocardiogram waveform | 2006-06-30 | A method of analyzing an elecotrocardiogram (ECG) waveform, the method including obtaining a series of digital values representing the ECG waveform having a plurality of cycles, with each cycle having a T-wave feature. The method includes comparing a first prototype wavelet to a portion of the series of digital values representing a selected number of cycles of the ECG waveform, wherein the first prototype wavelet is defined by a first set of wavelet parameters having an initial set of first parameter values, and adjusting the initial set of first parameter values to obtain a matched prototype wavelet defined by the first set of wavelet parameters having a matched set of first parameter values for each of the T-wave features of the selected number of cycles, wherein each matched prototype wavelet substantially matches the corresponding T-wave feature. | 1. A method of analyzing an elecotrocardiogram (ECG) waveform, the method comprising: obtaining a series of digital values representing an ECG waveform having a plurality of cycles, each cycle having a T-wave feature;comparing a first prototype wavelet to a portion of the series of digital values representing at least the T-wave feature of a selected number of cycles of the ECG waveform, wherein the first prototype wavelet is defined by a first set of wavelet parameters; anddetermining a matched set of first parameter values for the first set of wavelet parameters which define a matched wavelet for each of the T-wave features of the selected number of cycles, wherein each matched wavelet substantially matches the corresponding T-wave feature. 2. The method of claim 1, wherein determining the matched set of first parameter values includes: setting the first set of wavelet parameters to an initial set of first parameter values; andadjusting the initial set of first parameter values to obtain the matched set of first parameter values for each of the T-wave features. 3. The method of claim 2, wherein adjusting the initial set of first parameter values to obtain the set of matched first parameter values for each of the T-wave features includes substantially optimizing an error metric indicative of a closeness of the match between the first prototype wavelet and the T-wave feature. 4. The method of claim 3, wherein the error metric comprises a least-squares-fit between the first prototype wavelet and the T-wave feature. 5. The method of claim 1, comprising: generating the first prototype wavelet. 6. The method of claim 1, comprising: providing an output indicative of T-wave alternans of the T-wave features of the selected number of cycles based on the corresponding sets of matched first parameter values. 7. The method of claim 1, wherein the first prototype wavelet comprises a real-valued wavelet formed from the linear combination of a real-part wavelet component and an imaginary-part wavelet component of a complex-valued analytic wavelet, and wherein the first set of wavelet parameters includes a real coefficient parameter associated with the real-part wavelet component and an imaginary coefficient parameter associated with the imaginary-part wavelet component of the complex-valued analytic wavelet. 8. The method of claim 7, wherein the complex-valued analytic wavelet is formed from a real-valued wavelet, and wherein a time-adjusted form of the real-valued wavelet is used to form the real-part wavelet component of the complex-valued analytic wavelet, and a Hilbert transformer is applied to the real-valued wavelet to from the imaginary-part wavelet component of the complex-valued analytic wavelet. 9. The method of claim 7, wherein the complex-valued wavelet is formed from a real-valued wavelet, and wherein a time-adjusted form of the real-valued wavelet is used to from the real-part wavelet component of the complex-valued analytic wavelet, and ... | - | A61B005/04
US20080009707 | A1 | 2008-01-10 | Three-dimensional rendering of MRI results using automatic segmentation | 2007-06-14 | In accordance with one aspect, a system for generating a three-dimensional MRI image is provided. In one embodiment, the system includes a composite-image generation module, an auto-segmentation module and a 3D rendering module. The composite-image generation module is configured to register a plurality of gray-scale slices and generate a plurality of composite-color slices where each of the plurality of composite-color slices is generated from a group of registered gray-scale slices. The auto-segmentation module is configured to receive the plurality of composite-color slices and identify features within each of the composite-color slices. The 3D rendering module is configured to convert the plurality of auto-segmented, composite-color slices into a three-dimensional image. | 1. A method of generating a three-dimensional color MRI image, the method comprising acts of: a) generating a plurality of sets of MRI images of an object wherein each set is generated using different parameters than others of the plurality of sets;b) registering a group of slices included in the plurality of sets by spatially aligning slices in each of the plurality of sets of MRI images with corresponding slices in each of the others of the plurality of sets;c) generating a composite color image of each registered group;d) auto-segmenting features appearing in the composite color images; ande) generating a three dimensional image from the composite color images. 2. The method of claim 1, further comprising an act of employing a different pulse sequence to generate each of the plurality of sets of MRI images. 3. The method of claim 1, wherein the act of generating includes an act of combining the plurality of sets of color MRI images using image-characteristics of a plurality of different biological features. 4. The method of claim 3, further comprising an act of selecting a biological feature from a group consisting of fat content, water content and muscle content. 5. The method of claim 1, wherein the act of auto-segmenting includes an act of performing auto-segmentation without human intervention. 6. The method of claim 1, wherein the features include one or more organs. 7. The method of claim 5, wherein the features include one or more boundaries between an organ and adjacent biological matter. 8. The method of claim 1, wherein the act of generating the three dimensional image includes an act of generating a three dimensional subject image for diagnosis. 9. The method of claim 8, further comprising an act of comparing a three-dimensional feature of the subject image with a three-dimensional feature of a reference image. 10. The method of claim 9, wherein the reference image includes a known pathological condition. 11. The method of claim 1, wherein a boundary of at least one feature appearing in a composite color image is identified to within ±3 millimeters or greater accuracy of an actual location of the boundary. 12. The method of claim 1, wherein the act of segmenting includes an act of identifying, in a composite color image, a boundary of a region comprising at least a part of an organ. 13. The method of claim 12, wherein the boundary is identified to within ±3 millimeters or greater accuracy of an actual location of the boundary. 14. A system for generating a three dimensional MRI image, the system comprising: a composite-image generating module configured to register a plurality of gray-scale slices and generate a plurality of composite-color slices wherein each of the plurality of composite-color slices is generated from a group of registered gray-scale slices;an auto-segmentation module configured to receive the plurality of composite-color slices and identify features within each of the composite-color slices; anda 3D ... | - | A61B005/05
US20080004845 | A1 | 2008-01-03 | Method and system for the calculation of dose responses for radiotherapy treatment planning | 2007-06-01 | Method and system that allows patient dose response functions to be calculated, prior to treatment planning, for external photon beam radiotherapy. In one embodiment, for each location where a separate dose value is desired, referred to as a dose region, adjoint calculations are performed to calculate the adjoint solution fields associated with that dose region. Once potential beam directions are specified, a ray tracing process is performed to transport the adjoint solution fields out of the patient and to locations where treatment plan parameters may be specified. The output of this process is the dose response at each dose region resulting from a prescribed photon fluence, at a given location, direction, and energy. | 1. A method for calculating dose responses in a volume comprising: specificying of one or more discrete regions where the dose is desired; and for each dose region, performing an adjoint calculation to calculate the adjoint solution fields from that dose region, and performing a ray tracing process to transport the adjoint solution fields out of the volume and to locations where an incident particle fluence may be prescribed. | - | A61B005/00
US20080068932 | A1 | 2008-03-20 | Wrist watch for monitoring diabetes | 2007-09-01 | A diabetes monitoring watch is shown with a computing system located in the watch, including a glucose monitoring system, a pulse rate monitor, a body temperature monitor, and an alert system. The system looks at the glucose level, the body temperature, and the heart rate and determines if the diabetic is in need of assistance. The diabetes monitoring watch also has an alert system for notification of the individual or other individuals if the person is in need. | 1. A diabetes monitoring watch comprising: a) a time piece, wherein the time piece is configured to fit on ones wrist; and wherein said time piece has a face and a back;b) a central processing unit, the central processing unit comprising a stored programmable memory, a random access memory, a programmable central processing unit; andc) a glucose monitor, wherein the glucose monitor is coupled to the central processing unit;d) a heartbeat monitor; wherein the heartbeat monitor is coupled to the central processing unit;e) a body temperature monitor, wherein the body temperature monitor is coupled to the central processing unit;f) a pulse rate monitor, wherein the pulse rate monitor is coupled to the central processing unit;g) an alert system, where the alert system is coupled to the central processing unit;and wherein the central processing unit is configured to read the blood glucose level from the glucose monitor and store a multiplicity of blood glucose levels in random access memory; and wherein the blood glucose level is displayed on the face of the time piece;and wherein the central processing unit is configured to read the pulse rates from the pulse rate monitor and store a multiplicity of pulse rates in the random access memory; and wherein the pulse rate is displayed on the face of the time piece;and wherein the central processing unit is configured to read the body temperature from the body temperature monitor and store a multiplicity of body temperatures; and wherein the body temperature is displayed on the face of the time piece;and wherein the central processing system sets an alert level in the alert system as calculated from the blood glucose levels, pulse rates, and body temperatures as stored in the central processing unit. 2. A diabetes monitoring watch as in claim 1, wherein the glucose monitor reads the glucose levels using a transdermal sensor. 3. A diabetes monitoring watch as in claim 1, wherein the glucose monitor reads the glucose levels using an infrared sensor. 4. A diabetes monitoring watch as in claim 1, wherein the body temperature that is displayed on the timepiece is analog. 5. A diabetes monitoring watch as in claim 1, wherein the alert system sends a notice using vibration. 6. A diabetes monitoring watch as in claim 1, wherein the alert system sends a notice using electronic mail. 7. A diabetes monitoring watch as in claim 1, wherein the alert system sends a notice using an audible tone. 8. A diabetes monitoring watch as in claim 1, wherein the pulse rate display on the face of the time piece is analog. 9. A diabetes monitoring watch as in claim 1, wherein the body temperature display on the face of the time piece is analog. | - | A44C005/00 A61B005/00 G04B047/00 G04B047/06
US20080045805 | A1 | 2008-02-21 | Method and System of Indicating a Condition of an Individual | 2005-11-30 | A system and method of indicating a condition of a tested individual, wherein sounds generated during testing the individual are processed to define a match with predefined criteria, wherein at least part of the received sounds are not discernible to human ears and at least some of the sounds are generated when the individual is mute. | 1-53. (canceled) 54. A method of indicating a condition of a tested individual, the method comprising: receiving sounds generated during testing the individual; and processing some or all of the received sounds within a predefined frequency range, so as to define a match with predefined criteria; wherein some or all of the received sounds are not discernible by the human ear and at least some of said received sounds are generated when the individual is either mute or speaking. 55. The method in accordance with claim 54, wherein the individual is mute or during inter-word silences. 56. The method in accordance with claim 54, wherein the individual is speaking. 57. The method in accordance with claim 54, wherein the predefined frequency range comprises two or more sub-bands; possibly wherein each frequency component in the second sub-band has a frequency that is a multiple of a corresponding frequency component in the first sub-band; and 58. The method in accordance with claim 57 wherein said range comprises at least two sub-band being substantially one octave apart from another sub-band. 59. The method in accordance with claim 54, wherein the processing includes comparing a respective response of corresponding frequency components that have frequency ratios substantially equal to multiples of two. 60. The method of claim 55, where the first and second sub-bands have frequencies that lie substantially within a range of 16-32 Hertz and 32-64 Hertz, respectively and the processing comprises comparing a respective response of corresponding frequency components that have frequency ratios substantially equal to multiples of two. 61. The method in accordance with claim 54, wherein the non-discernible sounds are selected from the group consisting of infrasonic, ultrasonic and a combination thereof. 62. The method in accordance with claim 54, wherein the predefined criteria is one or more of the group of (i) a personalized pattern of the individual and the condition of the tested individual is characterized by a discrepancy in matching the pattern to test data; and, (ii) baseline and the condition of the tested individual is characterized by a discrepancy between the baseline and test data. 63. The method in accordance with claim 62 wherein said at least one criteria is selected from the group consisting of (i) hidden intent, (ii) emotion, and (iii) thinking activity. 64. The method in accordance with claim 54, being performed in response to an indication selected from the group consisting of: the individual knowing of the testing, individual unknowing of the testing, polygraph testing, border control testing, voice recognition, inspecting effectiveness of a medicine or treatment, psychological investigation, testing trustworthiness, analyzing stress, and a combination thereof. 65. A system for indicating a condition of a tested individual, the system comprising a receiving unit for receiving sounds within a predefined frequency ran... | - | A61B005/00
US20080045806 | A1 | 2008-02-21 | Method to transmit physiological and biometric data of a living being | 2007-04-04 | There is disclosed a method comprising the steps of: 1. sensing biometric characteristic data of an individual;2. comparing said biometric characteristic data to characteristic data of predetermined registered individuals and determining whether said individual is registered;3. sensing physiological characteristic data of said individual;4. comparing said physiological characteristic data with a predetermined range of acceptable values for said physiological characteristic data; and5. sensing a parameter characteristic of a security condition;6. comparing said parameter characteristic of a security condition with a predetermined range of acceptable values for said parameter7. transmitting a signal if said individual is registered, if said physiological characteristic data is within said predetermined range or not and if said parameter characteristic of a security condition is within said range of acceptable values for said parameter. | 1. A method comprising the steps of: 1. sensing biometric characteristic data of an individual;2. comparing said biometric characteristic data to characteristic data of predetermined registered individuals and determining whether said individual is registered;3. sensing physiological characteristic data of said individual;4. comparing said physiological characteristic data with a predetermined range of acceptable values for said physiological characteristic data; and5. sensing a parameter characteristic of a security condition;6. comparing said parameter characteristic of a security condition with a predetermined range of acceptable values for said parameter7. transmitting a signal if said individual is registered, if said physiological characteristic data is within said predetermined range or not and if said parameter characteristic of a security condition is within said range of acceptable values for said parameter. 2. The method according to claim 1 wherein said signal is transmitted if said physiological data is outside said predetermined range. 3. The method according to claim 1 wherein said signal is transmitted if said physiological data is within said predetermined range. 4. The method according to claim 1 wherein said transmitting of said signal is continuous. 5. The method according to claim 1 wherein said signal is transmitted through Near Field Communication apparatus. 6. The method according to claim 1 wherein said signal is transmitted using the electrical conductivity of skin. 7. The method of claim 1 further including the step of encoding said signal before transmitting. 8. The method according to claim 1 wherein said signal includes said biometric characteristic data. 9. The method according to claim 1 wherein said signal includes said physiological data. 10. The method according to claim 1 including the step of sensing said physiological data over time. 11. The method according to claim 9 wherein said signal is transmitted at any time that said physiological data is outside of said predetermined range. 12. The method according to claim 9 including the step of recording said physiological data over time. 13. The method according to claim 11 wherein said signal includes said physiological data recorded over time. 14. The method according to claim 1 wherein said biometric characteristic data is selected from the group consisting of cutaneous patterns, facial feature patterns, voice patterns, human sweat and blood vessel patterns. 15. The method according to claim 1 wherein said physiological data is selected from the group consisting of heart rate data, blood pressure data, blood glucose data and blood alcohol content data. 16. The method according to claim 1 including the step of determining that an external receiver has received said signal. 17. The method of claim 15 including the step of terminating transmitting if said signal has not been received for a predetermined amount of time. 18. The method of claim 1 w... | - | A61B005/117
US20080076978 | A1 | 2008-03-27 | SYSTEM, APPARATUS, METHOD, AND PROGRAM PRODUCT FOR MEASURING BIOLOGICAL INFORMATION | 2007-03-20 | An apparatus for measuring biological information of a user, the apparatus includes a sensor that measures the biological information; a storing unit that stores a measurement result obtained by the sensor; a communication state recognizing unit that recognizes a current communication state; a determining unit that determines a transmission timing capable of transmitting data to an information terminal, based on the communication state recognized by the communication state recognizing unit; and a transmitting unit that transmits the measurement result stored in the storing unit to the information terminal at the transmission timing determined by the determining unit. | 1. A biological information measuring system comprising: a measuring apparatus that measures biological information of a user; andan information terminal that manages the biological information measured by the measuring apparatus, whereinthe measuring apparatus includes:a sensor that measures the biological information;a first storing unit that stores a measurement result obtained by the sensor;a communication state recognizing unit that recognizes a current communication state of communication between the measuring apparatus and the information terminal;a determining unit that determines a transmission timing capable of transmitting data to the information terminal, based on the communication state recognized d by the communication recognizing unit; anda first transmitting unit that transmits the measurement result stored in the first storing unit to the information terminal at the transmission timing determined by the determining unit, andthe information terminal includes:a first receiving unit that receives the measurement result from the measuring apparatus; anda first analyzing unit that analyzes the measurement result received by the first receiving unit. 2. The system according to claim 1, wherein the measuring apparatus further includes:a user state recognizing unit that recognizes a user state indicating a state of a living body of the user, based on the biological information measured by the sensor, and whereinthe first storing unit stores the user state recognized by the user state recognizing unit as the measurement result. 3. The system according to claim 1, wherein the measuring apparatus further includes:a user state recognizing unit that recognizes a user state indicating a state of a living body of the user, based on the biological information measured by the sensor, and whereinthe first storing unit stores the user state recognized by the user state recognizing unit together with the measurement result,the first transmitting unit transmits the measurement result and the user state to the information terminal at the transmission timing determined by the determining unit, andthe first analyzing unit analyzes the measurement result and the user state. 4. The system according to claim 3, wherein the first analyzing unit included in the information terminal performs a process that requires a larger amount of computation on the measurement result than a process performed by the user state recognizing unit. 5. The system according to claim 1, wherein the measuring apparatus further includes a deleting unit that deletes the measurement result from the first storing unit, when the first transmitting unit has transmitted the measurement result. 6. The system according to claim 1, wherein the sensor measures a body movement of the user,the communication state recognizing unit recognizes whether communication is possible, based on the body movement measured by the sensor, andthe determining unit judges that a time at which the user is ... | Kabushiki Kaisha Toshiba | A61B005/00
US07755355 | B2 | 2010-07-13 | Method and system of enhanced phase suppression for phase-contrast MR imaging | 2007-11-01 | An automated image processing technique is disclosed that evaluates pixels of a phase-difference image to determine those pixels corresponding to inflowing phase data and background phase data. Phase-difference images are generated from a first acquisition and a second acquisition. Non-zero spatially varying background phase from the phase-difference images that are due to eddy currents induced by flow encoding gradients used to generate the phase-difference images is determined. This non-zero spatially varying background phase is removed from the phase-difference images to determine phase associated with flowing spins and phase associated with stationary spins. | 1. An MR system comprising: a magnetic resonance imaging (MRI) system having a plurality of gradient coils positioned about a bore of a magnet to impress a polarizing magnetic field and an RF transceiver system to acquire MR images; anda computer programmed to: determine a non-zero background phase, from phase-difference image data, that is due to eddy currents induced by flow encoding gradients, wherein the non-zero background phase is calculated based on a degree of pulsatility within an object being imaged; andremove the non-zero background phase from the phase-difference image data. 2. The MR system of claim 1 wherein the computer is further programmed to: determine phase associated with flowing spins and phase associated with stationary spins; andreconstruct a phase contrast image with contrast between flowing spins and stationary spins. 3. The MR system of claim 1 wherein the computer is further programmed to: determine the degree of pulsatility of the object;compare the degree of pulsatility to a pulsatility threshold; anddetermine inclusion of the object in a background image from the comparison. 4. The MR system of claim 3 wherein the computer is further programmed to exclude the object in the background image if the degree of pulsatility of the object exceeds the pulsatility threshold. 5. The MR system of claim 3 wherein the computer is further programmed to determine inclusion of the object in a background image on a per slice basis. 6. The MR system of claim 1 wherein the computer is further programmed to generate a mask image from those objects not pulsating at a temporal frequency above a frequency threshold. 7. The MR system of claim 6 wherein the computer is further programmed to generate a temporal frequency power spectrum on a per pixel basis, and if a given fraction of the temporal frequency power spectrum for a given pixel exceeds the frequency threshold, exclude the given pixel from inclusion in the mask image. 8. The MR system of claim 7 wherein the computer is further programmed to exclude a pixel from inclusion in the mask image if more than 15 percent of pixel energy is at or above the frequency threshold. 9. The MR system of claim 6 wherein the computer is further programmed to subtract the mask image from a phase-difference image to remove that portion of the phase-difference image corresponding to background phase. 10. The MR system of claim 9 wherein the computer is further programmed to remove background phase from the phase-difference image for each phase of a cardiac cycle. 11. A method of phase correction in flow analysis MR imaging comprising the steps of: determining temporal frequency components for a pixel;generating a power spectrum of the pixel from the temporal frequency components;determining percentage of the power spectrum at or above a given energy range; andincluding the pixel in a mask image if a percentage of the power spectrum is at a given energy. 12. The method of claim 11 further compr... | General Electric Company | G01V003/00
US07335164 | B2 | 2008-02-26 | Multiple function airway adapter | 2001-04-24 | An integrated airway adapter capable of monitoring any combination of respiratory flow, O2 concentration, and concentrations of one or more of CO2, N2O, and an anesthetic agent in real time, breath by breath. Respiratory flow may be monitored with differential pressure flow meters under diverse inlet conditions through improved sensor configurations which minimize phase lag and dead space within the airway. Molecular oxygen concentration may be monitored by way of luminescence quenching techniques. Infrared absorption techniques may be used to monitor one or more of CO2, N2O, and anesthetic agents. | 1. An airway adapter configured to substantially simultaneously provide data indicative of respiratory gas flow and of a concentration of at least two substances present in respiration of an individual, comprising: a housing with a bore formed therethough;a respiratory flow detection component formed in the housing and in communications with the bore;a first respiratory detection component configured to facilitate sensing of at least a first of the at least two substances without diverting respiratory gases from the housing and comprising a detection chamber within the housing, a boundary of the detection chamber at least partially defined by at least one window; anda second respiratory detection component disposed on at least a portion of the at least one window and comprising at least one luminescence quenching sensor configured to facilitate sensing of at least a second of the at least two substances without diverting respiratory gases from the housing. 2. The airway adapter of claim 1, wherein the respiratory flow detection component comprises: a structure within said housing for creating therein a pressure differential in respiratory gas flow; andfirst and second pressure bores formed in the housing and located so as to facilitate detection of the pressure differential. 3. The airway adapter of claim 2, wherein the structure for creating the pressure differential comprises at least one strut. 4. The airway adapter of claim 3, wherein the first and second pressure bores are at least partially formed within the at least one strut. 5. The airway adapter of claim 4, wherein said at least one strut comprises a restriction member with at least one surface oriented so as to substantially perpendicularly face a direction of respiratory gas flow through the housing. 6. The airway adapter of claim 5, wherein the restriction member has a disk shape. 7. The airway adapter of claim 5, wherein the at least one strut includes a taper oriented toward the detection chamber. 8. The airway adapter of claim 4, wherein said at least one strut is diametrically disposed and longitudinally extends within said bore. 9. The airway adapter of claim 8, wherein the first and second pressure bores communicate respectively with laterally spaced first and second notches formed in the at least one strut proximate a longitudinal axis of the housing. 10. The airway adapter of claim 9, wherein the first and second notches are oriented substantially perpendicularly relative to a length of the at least one strut. 11. The airway adapter of claim 1, wherein the boundary of the detection chamber is at least partially defined by opposed windows. 12. The airway adapter of claim 1, wherein the at least one window is optically compatible so as to permit a beam of infrared radiation to traverse the detection chamber. 13. The airway adapter of claim 1, wherein the first respiratory detection component is configured to facilitate measurement of at least one of CO2, N2O, and an... | NTC Technology, Inc. | A61B005/08 G01N001/22 G01N031/00 G01N033/497 B32B005/02 B32B027/94 B32B027/12
US07333844 | B2 | 2008-02-19 | Uterine tissue monitoring device and method | 2003-03-28 | The invention provides a devices, methods and systems to measure and record uterine tissue environment components such as pH during the course of uterine artery occlusion. The uterus becomes ischemic due to the occlusion thereof, and its pH drops sharply within minutes of uterine artery occlusion and remains relatively low for a period of time. The return of normal pH is an indicator of return of blood to the ischemic tissue. In use, a catheter with a pH measuring tip is advanced through the patient's vaginal canal and into the patient's uterine cavity until the pH measuring active electrode on the distal end of the catheter contacts or penetrates the uterine fundus. The active electrode detects the pH and a signal representing pH is transmitted to a pH recording and monitoring device which preferably displays the pH. The signal may be transmitted through a conductor or by a radio transmitter. Components other than pH may be monitored such a pCO2, and pO2. | 1. A transvaginal device for measuring the pH of a female patient's uterine tissue, comprising: a. a first elongated shaft which is configured to extend through the female patient's vaginal canal and which has proximal and distal ends, a first port in the proximal end, a second port in the distal end and an inner lumen extending within the shaft in fluid communication with the first and second ports; andb. a second elongated shaft which is configured to be slidably disposed within the inner lumen of the first elongated shaft, which has a proximal end and a distal end, which has an active electrode at the distal end of the shaft configured to sense an electrical parameter representing pH of the patient's uterine tissue and to generate a signal representing the sensed parameter and which is configured to transmit the signal from the active electrode representing the pH; andc. a resilient interconnection between the first and second elongated shafts which has a biasing mechanism to urge the second elongated shaft distally with respect to the first elongated shaft to facilitate slidable motion therebetween and configured to extend the distal end of the second shaft distally beyond the distal end of the first shaft to ensure that the active electrode on the distal end of the second shaft engages uterine tissue. 2. The device of claim 1, wherein the first elongated shaft is an introducer sheath. 3. The transvaginal device of claim 1, wherein the active electrode is a porous electrode. 4. The transvaginal device of claim 1, wherein the active electrode is an antimony based half cell electrode. 5. The transvaginal device of claim 1, including a reference electrode. 6. The transvaginal device of claim 5, wherein the reference electrode is a silver/silver chloride half cell. 7. The transvaginal device of claim 1, wherein the second elongated shaft has an electrical conductor which has one end electrically connected to the active electrode and which is configured for transmitting an electrical signal representing the voltage sensed by the active electrode. 8. The transvaginal device of claim 7 including a reference electrode which is configured to be secured to an exterior location on the patient and sense voltage and a signal transmitting member connected to the reference electrode for transmitting a signal representing the voltage sensed by the reference electrode. 9. The transvaginal device of claim 1, wherein the second elongated shaft is provided with a transmitter to transmit a signal from the active electrode representing a uterine tissue parameter to the pH monitor which converts the signal to a pH value. 10. The transvaginal system of claim 8, including a manifold which develops a signal representing a difference between voltage sensed by the active electrode and voltage sensed by the reference electrode which is a measure of the pH of the uterine tissue. 11. The transvaginal device of claim 1 including a reference electrode which is loca... | Vascular Control Systems, Inc. | A61B005/05 A61B005/00
US07343198 | B2 | 2008-03-11 | System, software, and method for detection of sleep-disordered breathing using an electrocardiogram | 2004-08-23 | A system to form and store an electrocardiogram (ECG) signal derived from a cardiac electrical signal that includes an apparatus having a pair of the electrodes to connect to a patient to detect the cardiac electrical signal. A signal sampler samples the cardiac electrical signal to form the ECG signal. A data storage device stores the ECG signal. A computer communicates with the data storage device to retrieve the ECG signal for analysis by software stored in the memory of the computer. The software analyzes a morphology of the amplitude of a plurality of R-wave peaks contained within the ECG signal and/or analyzes a morphology of the area of a plurality of QRS complex pulses contained within the ECG signal. | 1. A method for detecting sleep-disordered breathing, the method comprising: (a) detecting a position and magnitude of a plurality of R-wave peak amplitudes within an electrocardiogram signal, variations in the magnitude of the plurality of R-wave peak amplitudes defining R-wave peak amplitude morphology for the plurality of R-wave peaks;(b) analyzing a change in value between the magnitude of the plurality of R-wave peak amplitudes; and(c) detecting sleep-disordered breathing, when existing, responsive to the analysis of the change in value between the magnitude of the plurality of R-wave peak amplitudes. 2. A method according to claim 1, wherein the step of analyzing a change in value between the magnitude of the plurality of R-wave peak amplitudes includes the step of: forming an R-wave peak sampled series by interpolating between R-wave peak amplitude values of the electrocardiogram signal to form an R-wave peak value trend and by sampling the formed R-wave peak value trend. 3. A method according to claim 2, wherein the step of analyzing a change in value between the magnitude of the plurality of R-wave peak amplitudes includes the steps of: determining a power spectral density of the R-wave peak sampled series;determining a power level in a preselected frequency band of the power spectral density; andcomparing the determined power level to a predetermined threshold level. 4. A method according to claim 1, wherein the step of analyzing a change in value between the magnitude of the plurality of R-wave peak amplitudes includes the steps of: dividing the electrocardiogram signal into a first plurality of epochs;forming an R-wave peak series for each epoch in a subset of the first plurality of epochs defining a second plurality of epochs by interpolating between R-wave peak amplitude values within each epoch of the second plurality of epochs to form an R-wave peak value trend for each of the second plurality of epochs; anddetermining a power spectral density of the R-wave peak series for each of the second plurality of epochs. 5. A method according to claim 4, wherein the step of analyzing a change in value between the magnitude of the plurality of R-wave peak amplitudes includes the steps of: determining a power level in a preselected frequency band of the power spectral density for each of the second plurality of epochs;comparing the determined power level for each of the second plurality of epochs to a predetermined threshold level to determine if the predetermined threshold is exceeded; andsignaling the existence of sleep-disordered breathing when a preselected percentage of second plurality of epochs exceed the predetermined threshold level. 6. A method according to claim 5, wherein the preselected frequency band is approximately between 0 to 0.1 Hz. 7. A method according to claim 4, wherein the step of forming an R-wave peak series includes the step of sampling uniformly the R-wave peak value trend for each of the second plurality of... | The University of Texas at Arlington John R. Burk Edgar Lucas | A61B005/04
US07731666 | B2 | 2010-06-08 | Apparatus and method for delivery of an aerosol | 2007-06-29 | An apparatus for measuring lung ventilation, comprising: a pressure device to measure volume of air flow; an aerosol-generating device that provides aerosol particles to be released at a determined point in a breathing cycle; a mouthpiece with a detector that measures the concentration of aerosol particles for a given volume during the breathing cycle; and a computing device configured to provide lung ventilation data as a function of time constants. | 1. A method for determining the position of an obstruction in the upper region of the lungs, comprising the steps of: a. measuring pressure data and calculating volume of airflow of a breathing cycle;b. providing a volume of penetration;c. providing an aerosol bolus at a determined point of the breathing cycle;d. measuring a concentration values of aerosol particles and calculating time constants from the measured aerosol concentration values;f. repeating steps b to d using a different volume of penetration; andg. comparing the calculated time constants, in a processing device, from at least two provided volumes of penetration to determine the position of an obstruction. 2. The method of claim 1, wherein the provided volumes of penetration for an adult is from 50 cm3 to 400 cm3. 3. The method of claim 1, wherein the provided volumes of penetration for a child is from 25 cm3 to 200 cm3. 4. The method of claim 1, wherein the provided volumes of penetration for an infant is from 10 cm3 to 50 cm3. 5. The method of claim 1, wherein the aerosol bolus is provided at a determined point of a inhalation step of a respiratory cycle. | Respiratory Management Technology | A61B005/00
US07720517 | B2 | 2010-05-18 | Multifunctional catheter handle | 2007-09-25 | The invention is directed to a multifunctional catheter handle. The handle comprises a handle body and a core mounted within the handle body. A piston is provided having a distal end mounted in the handle body and a proximal end extending outside the handle body, to which a catheter body can be attached. The piston is longitudinally moveable relative to the core and handle body. A first puller wire anchor is fixedly mounted to the core. A cam receiver is mounted in the handle body so that the cam receiver is longitudinally slidable relative to the piston and core. A second puller wire anchor is fixedly mounted to the cam receiver. A generally cylindrical cam is mounted distal to the cam receiver in surrounding relation to the piston and core. Rotation of the cam relative to the piston and core causes longitudinal movement of the cam receiver and second puller wire anchor. | 1. A multifunctional handle comprising: a handle body;a core mounted within the handle body, the core having a longitudinal passage extending therethrough and comprising a generally cylindrical proximal region and a generally cylindrical distal region, the generally cylindrical distal region having a larger diameter than the generally cylindrical proximal region;a piston having a proximal end mounted in the handle body and a distal end extending outside the handle body, the piston being longitudinally moveable relative to the core and handle body, wherein the piston is slidably mounted over the generally cylindrical distal region of the core;a first puller wire anchor fixedly mounted to the core;a cam receiver mounted within the handle body so that the cam receiver is longitudinally slidable relative to the piston and core;a second puller wire anchor fixedly mounted to the cam receiver; anda generally cylindrical cam mounted distal to the cam receiver in surrounding relation to the piston, wherein rotation of the cam relative to the piston causes longitudinal movement of the cam receiver and second puller wire anchor. 2. A multifunctional handle according to claim 1, wherein the cam has a ramped proximal end. 3. A multifunctional handle according to claim 2, wherein the cam receiver is generally tubular and is mounted in surrounding relation to the core. 4. A multifunctional handle according to claim 3, wherein the cam receiver has a distal end with a tab extending distally therefrom, wherein the tab contacts the ramped proximal end of the cam. 5. A multifunctional handle according to claim 4, wherein the ramped proximal end of the cam has a tab extending proximally therefrom, such that, when the cam is rotated relative to the piston and core, the tab on the cam contacts the tab on the cam receiver to thereby limit the ability of the cam to rotate. 6. A multifunctional handle according to claim 1, wherein the second puller wire anchor is fixedly mounted to the cam receiver by being fixedly mounted within a puller wire adjuster that is adjustably mounted to the cam receiver such that the longitudinal position of the puller wire adjuster relative to the cam can be altered. 7. A multifunctional handle according to claim 6, wherein the puller wire adjuster has one or more teeth extending outward therefrom in a direction generally perpendicular to the axis of the handle and is mounted within a slot in the cam receiver, the slot containing one or more notches that mate with the teeth. 8. A multifunctional handle according to claim 1, further comprising a puller wire adjuster mounted within the core at a position proximal to the first puller wire anchor, wherein the longitudinal position of the puller wire adjuster relative to the core can be altered, the puller wire adjuster comprising an opening extending therethrough in a direction generally transverse to the axis of the handle, such that a wire extending through the core and having an end anc... | Biosense Webster, Inc. | A61B005/04
US07340842 | B2 | 2008-03-11 | Measuring bedding articles and methods for measuring using same | 2006-08-14 | Measuring bedding articles and methods for measuring the length of a person's body or a portion thereof that enable such measurement while the person is lying down, thereby allowing the measuring of children or infants who cannot yet stand or the measuring of adults or adolescents who may be unable to stand for some reason. In some exemplary embodiments, the measuring bedding article comprises a measuring blanket or a measuring crib sheet. The measuring bedding article includes a measuring aid integral therewith and having end markings defining a distance therebetween, a plurality of markings between such end markings that define smaller distance increments, and a plurality of numerals that enable the making of measurements. The measuring article also includes a recordation label that allows multiple measurements and the corresponding dates thereof to be recorded for subsequent review and/or analysis that may be indicative of physical development or decline. | 1. A measuring bedding article for measuring at least a portion of a human body, said measuring bedding article comprising: a member for use as bedding, said member comprising a single layer of a single material and having opposing edges, said single material being sufficiently flexible so as to enable wrapping of said member at least partially around a mattress of a bed;a measuring aid present on said member for making distance-related measurements of at least a portion of a human body, said measuring aid having first and second ends with at least one end being located at a distance offset from one edge of said opposing edges of said member; anda recordation portion present on said member and adapted for recordation thereon of (i) measurement data pertaining to multiple distance-related measurements of at least a portion of a human body and (ii) date data associated respectively with said measurement data,wherein said measurement data and associated date data display changes over time in the size of said portion of said human body. 2. The measuring bedding article of claim 1, wherein said measuring aid includes a plurality of markings for making distance-related measurements, each adjacent pair of said markings defining a uniform distance therebetween. 3. The measuring bedding article of claim 1, wherein said measuring aid is printed on said member. 4. The measuring bedding article of claim 1, wherein said member comprises a first member and said measuring aid comprises a second member secured to said first member. 5. The measuring bedding article of claim 1, wherein said measuring aid comprises a transfer adhered to said member. 6. The measuring bedding article of claim 1, wherein said measuring aid is formed of thread secured to said member. 7. The measuring bedding article of claim 1, wherein said measuring aid is adapted for making a distance-related measurement of at least a portion of a human body when said portion of said human body is adjacent said member. 8. The measuring bedding article of claim 1, wherein said measuring aid is adapted for making said distance-related measurement of at least said portion of said human body when said portion of said human body is laid upon and in contact with said member. 9. The measuring bedding article of claim 1, wherein said measuring aid is configured for making a distance-related measurement of at least a portion of a human body using the English system of measure. 10. The measuring bedding article of claim 1, wherein said measuring aid is configured for making a distance-related measurement of at least a portion of a human body using the metric system of measure. 11. The measuring bedding article of claim 1, wherein said measuring aid is configured for making a distance-related measurement of at least a portion of a human body using the English and metric systems of measure. 12. The measuring bedding article of claim 1, wherein said member comprises a material selected to receive and m... | - | G01B003/10 A47G009/06
US07346521 | B2 | 2008-03-18 | System and methods for generating physician profiles concerning prescription therapy practices | 2001-08-29 | A system and methods for generating a profile concerning the prescription therapy practices of physicians in a therapeutic area of interest. A plurality of historical de-identified patient prescription records are analyzed, and the records are categorized based on changes in the dosage or the prescription product between prescriptions for a particular de-identified patient. The prescriptions may be categorized based on the duration between the due date of a prescription and the date the prescription was filled. This information may be summarized for each physician for each product in the therapy area of interest. | 1. A method for generating a profile concerning prescription therapy practices of at least one physician in a therapeutic area of interest, comprising the steps of: (a) receiving a plurality of historical de-identified patient prescription records corresponding to prescriptions issued to at least one de-identified patient by at least one physician, each record including de-identified patient identification number, dosage, and prescription product information;(b) receiving user-specified information defining a subset of the historical de-identified patient prescription records;(c) extracting at least one relevant historical de-identified patient prescription record from the received historical de-identified patient prescription records based on the subset;(d) for each de-identified patient, comparing dosage and prescription product information contained in a first extracted historical de-identified patient record with dosage and prescription product information contained in a second extracted historical de-identified patient record; and(e) for each comparison made in step (d), categorizing a prescription based on a change in dosage or prescription product. 2. The method of claim 1, wherein the step of receiving user-specified information further comprises receiving information concerning an observation period. 3. The method of claim 1, wherein the step of extracting de-identified patient prescription records further comprises discarding a historical de-identified patient prescription record having an eligibility of shorter duration than the observation period. 4. The method of claim 1, wherein the step of categorizing prescriptions further comprises categorizing a prescription of a product as a new therapy start when a de-identified patient has had no other prescriptions in a therapeutic area to which the product pertains. 5. The method of claim 1, wherein the step of categorizing prescriptions further comprises categorizing a prescription as a therapy switch when a de-identified patient has had no other prescriptions of the product, and when the de-identified patient has had a prescription of a second product within a therapeutic area to which the product pertains that was not prescribed on the same day as the prescription. 6. The method of claim 1, wherein step of categorizing prescriptions further comprises categorizing a prescription as an add-on therapy when the de-identified patient had no other prescriptions for the product but had a prescription for a second product within the therapeutic area to which the product pertains that was prescribed on the same day. 7. The method of claim 1, wherein the step of categorizing prescriptions further comprises categorizing a prescription as a titration decrease when a de-identified patient has previously had a prescription for the product at a higher dosage. 8. The method of claim 1, wherein the step of categorizing prescriptions further comprises categorizing a prescription as a titration incr... | IMS Health Incorporated | A61B005/00
US08195264 | B2 | 2012-06-05 | Medical sensor for reducing signal artifacts and technique for using the same | 2006-09-22 | A sensor may be adapted to reduce motion artifacts by mitigating the effects of the tissue moving within the sensor. A sensor is provided with an elastic sensor body adapted to accommodate patient motion. Further, a sensor is provided in which the sensor cable is arranged to mitigate its pressure on a patient's tissue. | 1. A sensor comprising: a sensor body configured to be applied to a patient's digit comprising at least one elastic electronic component disposed on the sensor body; and an emitter and a detector disposed on the sensor body, wherein the at least one elastic electronic component and the sensor body are adapted to expand in response to a bending movement of the digit and maintain a substantially fixed optical distance between the emitter and the detector. 2. The sensor, as set forth in claim 1, wherein the sensor comprises at least one of a pulse oximetry sensor or a sensor for measuring a water fraction. 3. The sensor, as set forth in claim 1, wherein the elastic electronic component comprises a uniaxially elastic material. 4. The sensor, as set forth in claim 3, wherein the uniaxially elastic material is elastic along an imaginary axis connecting the emitter and the detector. 5. The sensor, as set forth in claim 1, wherein the elastic electronic component comprises an elastic polymer. 6. The sensor, as set forth in claim 1, wherein the elastic electronic component comprises a wire lead. 7. The sensor, as set forth in claim 1, wherein the sensor comprises a reflectance-type sensor. 8. The sensor, as set forth in claim 1, wherein the sensor comprises a transmission-type sensor. 9. A system comprising: a monitor; and a sensor adapted to be operatively coupled to the monitor, the sensor comprising: a sensor body configured to be applied to a patient's digit comprising at least one elastic electronic component disposed on the sensor body; and an emitter and a detector disposed on the sensor body, wherein the at least one elastic electronic component and the sensor body are adapted to expand in response to a bending movement of the digit and maintain a substantially fixed optical distance between the emitter and the detector. 10. The system, as set forth in claim 9, wherein the sensor comprises at least one of a pulse oximetry sensor or a sensor for measuring a water fraction. 11. The system, as set forth in claim 9, wherein the elastic electronic component comprises a uniaxially elastic material. 12. The system, as set forth in claim 11, wherein the uniaxially elastic material is elastic along an imaginary axis connecting the emitter and the detector. 13. The system, as set forth in claim 9, wherein the elastic electronic component comprises an elastic polymer. 14. The system, as set forth in claim 9, wherein the elastic electronic component comprises a wire lead. 15. The system, as set forth in claim 9, wherein the sensor comprises a reflectance-type sensor. 16. The system, as set forth in claim 9, wherein the sensor comprises a transmission-type sensor. 17. A method of response to movement of a sensor comprising: applying a sensor body comprising an emitter and a detector disposed on the sensor body to a patient's digit; and stretching the sensor body and an elastic electronic component of the sensor body in response to a bending mov... | Nellcor Puritan Bennett LLC | A61B005/1455
US08014851 | B2 | 2011-09-06 | Signal analysis in implantable cardiac treatment devices | 2006-09-26 | Methods and devices for cardiac signal analysis in implantable cardiac therapy systems. Several signal processing and/or conditioning methods are shown including R-wave detection embodiments including the use of thresholds related to previous peak amplitudes. Also, some embodiments include sample thresholding to remove extraneous data from sampled signals. Some embodiments include weighting certain samples more heavily than other samples within a sampled cardiac signal for analysis. | 1. A method of determining whether a patient is undergoing a malignant cardiac condition in an implantable cardiac stimulus device (ICSD) comprising a canister coupled to a plurality of electrodes, the method comprising: the ICSD capturing a cardiac signal having a cardiac event from a patient using implanted the plurality of electrodes;the ICSD detecting a cardiac event in the cardiac signal by comparing the cardiac signal to a detection threshold;the ICSD sampling and windowing the cardiac signal such that it is comprised of a plurality of signal samples representing a time varying amplitude of the captured cardiac signal during a window of time corresponding to the detected cardiac event; andthe ICSD comparing the sampled and windowed cardiac signal to a stored template by determining a difference between a sample value for each sample in the sampled and windowed cardiac signal and a corresponding template value for each sample in the stored template to create a series of difference values, multiplying the series of difference values by a weighting vector to create a series of difference products and summing the series of difference products to yield a score indicative of correlation between the cardiac signal and the stored template,wherein at least some of the signal samples are provided with greater weight and others of the signal samples are provided with a lesser weight by the weighting vector. 2. The method of claim 1, wherein the stored template includes a fiducial point, and the weighting vector is configured such that greater weight is given to samples nearer the fiducial point than other samples. 3. The method of claim 1, wherein the stored template includes one or more slopes, wherein the weighting vector is configured such that lesser weight is given to samples taking taken along a sloped portion of the stored template. 4. An implantable cardiac stimulus device (ICSD) comprising a canister housing operational circuitry and a plurality of electrodes electrically coupled to the operational circuitry, the operational circuitry being configured to perform a method of signal analysis to determine whether a patient is undergoing a malignant cardiac condition comprising: capturing a cardiac signal from the electrodes;detecting a cardiac event in the cardiac signal by comparing the cardiac signal to a detection threshold;sampling and windowing the cardiac signal such that it is comprised of a number of signal samples representing a time varying amplitude of the captured cardiac signal during a window of time corresponding to the detected cardiac event; andcomparing the sampled and windowed cardiac signal to a stored template by determining a difference between a sample value for each sample in the sampled and windowed cardiac signal and a corresponding template value for each sample in the stored template to create a series of difference values, multiplying the series of difference values by a weighting vector to create a series of diff... | Cameron Health, Inc. | A61B005/0464
US08172762 | B2 | 2012-05-08 | Simultaneous blood flow and hematocrit sensor | 2007-08-31 | Embodiments of the present invention provide blood flow sensors that can be used for measurement of various physiological parameters under a wide array of conditions. In some embodiments, the blood flow sensor can be implanted into a blood vessel and left in place indefinitely and will unobtrusively measure and record data as the patient engages in regular daily activities. The data can later be read out by a clinician using a suitable interface. In other embodiments, the data is collected and analyzed within a data collection device implanted in or attached to the patient's body, and the collection device can report to the patient on an ongoing basis or in the form of alerts issued when conditions requiring medical intervention are detected. | 1. An implantable blood flow sensor to generate signals used to simultaneously determine a velocity and hematocrit of flowing blood, the implantable blood flow sensor comprising: a substrate sized and shaped to be implantable in a blood vessel of a body of a patient;a pair of current-flow terminals disposed on a top surface of the substrate and arranged to be placed in the flowing blood;a current source fabricated on the substrate and configured to transfer charge between the pair of current-flow terminals;at least three sense electrodes disposed on the top surface of the substrate substantially in line with each other between the current-flow terminals with each sense electrode of the at least three sense electrodes separated from a neighboring sense electrode by a distance S, wherein the at least three sense electrodes comprise a first pair of neighboring sense electrodes formed by a first sense electrode and a second sense electrode adjacent to the first sense electrode and a second pair of neighboring sense electrodes formed by the second sense electrode and a third sense electrode adjacent to the second sense electrode; anda detection circuit fabricated on the substrate, electrically coupled to the at least three sense electrodes, and configured to generate at least a first signal based on a potential difference between the first pair of neighboring sense electrodes and a second signal based on a potential difference between the second pair of neighboring sense electrodes, wherein the velocity of the flowing blood is determined based on a distance between the first pair of neighboring sense electrodes and the second pair of neighboring sense electrodes in addition to a time shift between the first signal and the second signal, and wherein the hematocrit of the flowing blood is determined by counting a number of spikes in the first signal or the second signal, the number of spikes corresponding to red blood cells passing via the first pair of the neighboring sense electrodes or the second pair of the neighboring sense electrodes. 2. The implantable blood flow sensor of claim 1 further comprising: a transmitter unit coupled to an output node of the detection circuit and configured to transmit the at least first signal and the second signal to a data collector. 3. The implantable blow flow sensor of claim 2 wherein the transmitter unit is configured to transmit via quasi-electrostatic coupling into a conductive tissue of the body of the patient. 4. The implantable blood flow sensor of claim 2 wherein the transmitter is fabricated on the substrate. 5. The implantable blood flow sensor of claim 1 further comprising a power supply unit coupled to the current source, wherein the power supply unit is configured to supply power to the current source and the detection circuit. 6. The implantable blood flow sensor of claim 5 wherein the power supply unit is further configured to receive power via a quasi-electrostatic coupling to a conductive tiss... | Proteus Biomedical, Inc. | A61B005/02
US08012104 | B2 | 2011-09-06 | Catalysts for body fluid sample extraction | 2007-11-16 | An arrangement for producing a sample of body fluid from a wound opening created in a skin surface at a sampling site includes at least one skin-penetration member having a first end configured to pierce the surface of the skin, and a inner lumen in communication with the first end; at least one actuator operatively associated with the at least one skin-penetration member; and at least one catalyst device configured to cause perfusion of body fluid at the sampling site; wherein the at least one actuator is configured to locate the at least one skin-penetration member so as to obstruct the wound opening while transporting body fluid through the inner lumen. Associated methods are also described. | 1. A method for producing a sample of, and for calculating the presence and/or concentration of a target analyte in, body fluid from a wound opening created in a skin surface at a sampling site, the method comprising: providing an arrangement comprising a plurality of skin-penetration members, the skin penetration members each having a first end configured to pierce the surface of the skin, and each skin-penetration member further comprising an inner lumen in communication with each first end;actuating a first of the plurality skin-penetration members with a respective torsional spring actuator operatively associated with the first skin-penetration member; wherein the spring actuator has a neutral rest position, and obstructing the wound opening with the first end of the first skin-penetration member when the spring actuator is in the neutral rest position, and urging the first skin-penetration member along an arcuate path with the spring actuator;applying at least one catalyst to facilitate perfusion of body fluid at the sampling site;providing a plurality of signaling mechanisms, each signaling mechanism associated with a respective skin penetration member,transporting a sample of body fluid from the first end of the first skin penetration member to a respective signaling mechanism, and generating a detectable signal indicative of the presence and/or concentration of the target analyte;detecting the signal with at least one detector associated with the plurality of signaling mechanisms;calculating the presence and/or concentration of the target analyte with electronics using the signal; andretracting the first skin-penetration member after the calculation of the presence and/or concentration of the target analyte, wherein the arrangement performs the retracting. 2. The method of claim 1, further comprising positioning a footprint over the sampling site prior to actuating the skin-piercing member. 3. The method of claim 2, wherein the footprint has an opening, the opening having a diameter or major dimension of about 3-8 mm. 4. The method of claim 3, wherein the footprint comprises an elastomeric seal. 5. The method of claim 1, wherein the method is initiated by manually pressing a button. 6. The method of claim 1, wherein the first skin-penetration member is actuated and driven into the surface of the skin without interference by a positive stop to limit a depth of penetration of the first skin-penetration member. 7. The method of claim 1, wherein applying the catalyst comprises applying one or more of vacuum pressure, positive pressure, heat, vibration or topical drugs to the sampling site. 8. The method of claim 7, wherein applying the catalyst comprises applying vacuum pressure to the sampling site with a pump. 9. The method of claim 7, further comprising quantifying a volume of the body fluid sample. 10. The method of claim 9, further comprising controlling the application of the catalyst based at least in part on a volume of body ... | Intuity Medical, Inc. | A61B005/00 A61B017/14 A61B017/32 B65D081/00
US08579831 | B2 | 2013-11-12 | Method and apparatus for penetrating tissue | 2006-10-06 | A skin penetrating system is provided with a drive force generator and a disposable housing member. A plurality of penetrating members are positioned in the disposable housing member. Each penetrating member is coupled to the drive force generator. A plurality of analyte detecting members are each associated with a penetrating member and are positioned in the disposable housing member. Each analyte detecting member is positioned in a sample chamber with a volume of less than 1 μL, The sample chambers have openings for transport of a body fluid into the sample chamber. Each analyte detecting member is configured to determine a concentration of an analyte in a body fluid using a sample of less than 1 μL of a body fluid disposed in the sample chamber. A user interface is configured to relay at least one of, skin penetrating performance or a skin penetrating setting. | 1. A body fluid sampling system for use on a tissue site, the system comprising: a drive force generator; a penetrating member operatively coupled to said force generator, said force generator moving said member along a path out of a housing having a penetrating member exit, into said tissue site, stopping in said tissue site, and withdrawing out of said tissue site in a lancing cycle to provide for a flow of blood into a sample chamber of the system;said drive force generator configured to be controlled to follow a predetermined velocity trajectory into the tissue and out of said tissue;a tissue stabilizing member associated with the device and at least partially surrounding an impact location of the penetrating member on said tissue site;a processor configured to construct a database for a user, the processor using the database to calculate user profile traits depending on user input information to customize a user profile for subsequent lancing cycles; wherein the user profile traits include a degree of painlessness, success rate, and blood volume; anda human interface specific for use by humans and having at least one output, wherein the human interface is coupled to the processor and relays to the drive force generator at least one lancing penetration parameter selected from at least one of, penetrating member depth of penetration, velocity, braking, or retraction of the penetrating member, the processor having resources to deliver one or more signals to the drive force generator to initiate movement of a penetrating member, achieve acceleration of the penetrating member, keep track of a velocity of the penetrating member, determine if a distal tip of the penetrating member has made contact at the tissue site, and when to brake and retract the penetrating member. 2. The system of claim 1, wherein the processor is coupled to the penetrating member driver and configured to change a direction and magnitude of force exerted on a penetrating member as it penetrates or advances through the target tissue. 3. The system of claim 1, wherein the at least one output is selected from, a penetration event of a penetrating member, number of penetrating members remaining, time of day, alarm, penetrating member trajectory waveform profile information, force for last penetration event, the last penetration event, how or low battery status, analyte status, time to change cassette status, jamming malfunction, and system status. 4. The system of claim 1, wherein the human interface is selected from an LED, an LED digital display, an LCD display, a sound generator, a buzzer, and a vibrating device. 5. The system of claim 1, wherein the housing is selected from at least one of, a telephone, a watch, a PDA, electronic device, medical device, point of care device and a decentralized diagnostic device. 6. The system of claim 1, further comprising: an input device coupled to the housing, the input device selected from one or more pushbuttons, a touch pad indepen... | Sanofi-Aventis Deutschland GmbH | A61B005/00 A61B017/14 A61B017/32 B65D081/00
US08799792 | B2 | 2014-08-05 | Workflow driven method of performing multi-step medical procedures | 2007-05-08 | A work flow driven method of performing multi-step medical procedures includes displaying the visual displays from separate computer controlled systems on a composite display, and displaying prompts for a plurality of steps of the multi-step medical procedure, and in response to user selection from the prompts, automatically reconfiguring the composite display based in part on the selection. Alternatively the display can be changed in response to user actions other than selection. In other embodiments, the composite display can change automatically to match a planned work flow. | 1. A method of performing a multi-step medical procedure requiring the operation of a plurality of separate computer systems, each accepting inputs and providing a visual display, the method comprising: displaying the visual displays at least two of the separate computer controlled systems on a composite display;displaying prompts for a plurality of steps of the multi-step medical procedure; andin response to user selection of one of the prompts for a particular step that calls for use of one of the separate computer systems, automatically reconfiguring the composite display based at least in part upon the selected prompt to display the associated display of the separate computer system involved in the particular step. 2. A method of conducting a multi-step medical procedure utilizing a plurality of separate computer controlled medical systems, these systems accepting user inputs via input devices and generating an associated visual display, the method comprising: displaying the associated displays of at least two of the separate medical systems on a composite display;sequentially displaying prompts for at least some of the steps of the multi-step medical procedure on the composite display, andif the displayed step involves use of one of the separate computer controlled medical systems, changing the display associated with the involved computer controlled medical system on the composite display to display the associated display of the separate computer system involved in the displayed step. 3. The method according to claim 2, wherein the step of changing the display associated with the involved computer controlled medical system comprises adding the display from the involved computer controlled medical system to the composite display. 4. The method according to claim 2, wherein the step of changing the display associated with the involved computer controlled medical system comprises highlighting the display from the involved computer controlled medical system on the composite display. 5. The method according to claim 4, wherein the step of highlighting the display from the involved computer controlled medical system on the composite display comprises resizing the display on the composite display. 6. The method according to claim 4, wherein the step of highlighting the display from the involved computer controlled medical system on the composite display comprises moving the display on the composite display. 7. The method according to claim 2, wherein the prompts comprise an indication of the step to be performed. 8. The method according to claim 2, wherein the prompts comprise an instruction of how to perform the step to be performed. 9. The method according to claim 2, wherein the step of displaying the prompts includes displaying controls on the composite display for advancing through a series of prompts. 10. A method of performing a multi-step medical procedure requiring the operation of a plurality of separate computer systems, each a... | Stereotaxis, Inc. | G06F003/00
US08712503 | B2 | 2014-04-29 | Pelvic registration device for medical navigation | 2007-09-19 | A device for registering in a medical navigation system a position and/or orientation of a patient's pelvis includes a pelvic registration frame. A plurality of positioning elements are arranged on the pelvic registration frame so as to define a plane, wherein the plurality of positioning elements are movable with respect to each other to enable placement of the positioning elements at defined pelvic points of the patient's pelvis. At least one position transmitter is arranged in an unambiguously defined position and/or orientation relative to the frame. | 1. A device for registering in a medical navigation system a position and/or orientation of a patient's pelvis, comprising: a pelvic registration frame;a plurality of positioning elements arranged on the pelvic registration frame, wherein each one of the positioning elements is laterally spaced apart from and laterally movable relative to another one of the positioning elements to enable placement of the positioning elements at defined pelvic points of the patient's pelvis; andat least one position transmitter arranged in an unambiguously defined position and/or orientation relative to the pelvic registration frame. 2. The device according to claim 1, wherein the at least one position transmitter is assigned to the frame of the device. 3. The device according to claim 1, wherein a spatial orientation of the pelvic registration frame and/or the defined position and/or orientation of the at least one position transmitter is assigned to one or more anatomical pelvic planes. 4. The device according to claim 1, wherein the at least one position transmitter is an electromagnetic sensor, and a position and/or orientation of the electromagnetic sensor is detectable by a medical tracking system. 5. The device according to claim 4, wherein the electromagnetic sensor is a magnetic tracking coil. 6. The device according to claim 4, wherein the at least one position transmitter is a plurality of position transmitters. 7. The device according to claim 4, wherein the electromagnetic sensor is attached to the frame in a fixed orientation. 8. The device according to claim 1, wherein the pelvic registration frame comprises at least one positioning and/or orientation aid for a sensor carrier, said sensor carrier bearing an electromagnetic sensor or magnetic tracking coil, wherein the at least one positioning and/or orientation aid arranges the sensor carrier so as be in a preset direction and/or position relative to the pelvic registration frame. 9. The device according to claim 8, wherein the at least one positioning and/or orientation aid is a recess. 10. The device according to claim 1, wherein the at least on position transmitter is a plurality of position transmitters designed as x-ray markers that consist of a material that is impermeable to x-ray radiation, said plurality of position transmitters arranged on the pelvic registration frame, and wherein at least in the vicinity of the x-ray markers the pelvic registration frame consists of a material that is permeable to x-ray radiation. 11. The device according to claim 10, wherein the x-ray markers are arranged on the pelvic registration frame as attachments or inserts. 12. The device according to claim 10, wherein the x-ray markers form or replace a part of the pelvic registration frame contour. 13. The device according to claim 12, wherein the part of the frame contour is an edge portion or corner portion of the pelvic registration frame. 14. The device according to claim 1, wherein the pelvic ... | Brainlab AG | A61B005/05
US08971980 | B2 | 2015-03-03 | Analyte test device | 2007-07-31 | An analyte test device is constructed as an integrated, single-use, disposable cartridge which can be releasably installed into a compatible analyte test monitor. In use, the device can be used in conjunction with the monitor to lance the skin of a patient to create a blood sample and, in turn, calculate the concentration of a particular analyte in the expressed blood sample. In one embodiment, the device includes a base and a cover which are affixed together to create a test cartridge which has a substantially flat and low profile design. A lancet carrier is disposed between the base and the cover and includes a anchor fixedly mounted on the base and a lancet support member which is slidably mounted on the base, the anchor and the lancet support member being connected by a spring. A lancet is removably mounted on the lancet support member is disposed directly beneath an analyte test strip which secured to the underside of the cover. In another embodiment, the device includes a cylindrical housing with an open top end and an open bottom end. A spring biased lancet is slidably mounted within the cylindrical housing. An analyte test strip is fixedly mounted within the cylindrical housing and is disposed at an acute angle relative to the lancet. | 1. An analyte test device which is adapted to be removably coupled to a compatible analyte test meter, said analyte test device comprising: a flat lancet carrier comprising a flat spring and a lancet support surface, said lancet carrier including a top surface, a bottom surface, a front end and a rear end;a lancet comprising a flat member having a needle projecting therefrom, the lancet extending along said lancet support surface and said flat spring, said lancet secured to a first end of said spring;an analyte test strip coupled to the lancet carrier and lancet, the test strip including a plurality of electrodes and assay chemistry; anda housing comprising a base and a cover, the housing including an interior cavity being sized and shaped to receive said lancet carrier, said lancet, and said test strip, wherein said housing comprises a skin receiving surface at a proximal end of said housing and an opening in communication with said interior cavity formed into said proximal end of said housing, wherein electrical contacts of the analyte test strip are accessible to a compatible analyte test meter at a distal end of said housing, andwherein said skin receiving surface is in the form of a notch which extends inward from said proximal end toward a distal end of said housing, wherein the width of the notch is less than the width of the analyte test strip. 2. The device of claim 1, wherein said device has a substantially flat design. 3. The device of claim 1, wherein said spring is integrally formed into said lancet carrier. 4. The device of claim 1, wherein a recess is formed into the top surface of said lancet carrier, said recess being sized and shaped to receive said lancet. 5. The device of claim 1, wherein said lancet is positioned between said test strip and said lancet carrier. 6. The device of claim 1, wherein said lancet carrier is positioned between said test strip and said lancet. 7. The device of claim 1, wherein said device is constructed as a unitary, single use, disposable tester. 8. The device of claim 1, wherein said notch is an arcuate notch. 9. The device of claim 1, wherein said notch is on said base. 10. The device of claim 9, wherein said notch is an arcuate notch. 11. The device of claim 1, wherein said lancet carrier is fixedly coupled to said base at a distal end of said housing. | Abbott Diabetes Care Inc. | A61B005/05 A61B005/00 A61B005/1486 A61B005/15 A61B005/145 A61B005/151
US09462961 | B2 | 2016-10-11 | Magnetic resonance imaging system and magnetic resonance imaging method | 2007-06-18 | An MRI prep scan acquires plural sets of echo signals at a plurality of cardiac time phases which are mutually different from each other for each slice and used to generate a plurality of respectively corresponding prep images. Reference information is acquired and displayed for determining a first cardiac time phase and a second cardiac time phase on the basis of the prep images. The first and second cardiac time phases are set in response to an operator's specification. An imaging scan section for acquiring imaging echo signals by performing an imaging scan is performed upon each of the first and second cardiac time phases to acquire imaging echo signals. A first image is generated based on an echo signal of the first cardiac time phase and a second image is generated based on an echo signal of the second cardiac time phase. A differential image is acquired by calculating a difference between the first image and the second image. | 1. A magnetic resonance imaging system comprising: a prep scan section configured to perform a prep scan acquiring plural sets of echo signals at a plurality of cardiac time phases corresponding to time delays in a cardiac cycle, wherein each of the plurality of cardiac time phases are mutually different from each other for each slice position of the prep scan;a prep image generating section configured to generate a plurality of prep images respectively corresponding to the plurality of cardiac time phases on the basis of the plural sets of echo signals;a reference information acquiring section configured to acquire reference information representing a graphable relationship between the time delays and pixel values based on the plurality of prep images for use in determining a first cardiac time phase and a second cardiac time phase;a reference information display section configured to display said reference information as a graph of the pixel values versus the time delays which represents the graphable relationship;a cardiac time phase setting section configured to set the first cardiac time phase and the second cardiac time phase in response to an operator's specification in conjunction with said displayed graphical reference information;a diagnostic imaging scan section configured to acquire imaging echo signals by performing a diagnostic imaging scan upon each of (a) the first cardiac time phase and (b) the second cardiac time phase which are set by the cardiac time phase setting section of the prep scan section; anda diagnostic imaging image generating section configured to generate a first image based on an echo signal of the first cardiac time phase obtained by the diagnostic imaging scan section, to generate a second image based on an echo signal of the second cardiac time phase obtained by the diagnostic imaging scan section, and to acquire a differential diagnostic image by calculating a difference between the first image and the second image. 2. The magnetic resonance imaging system according to claim 1, wherein the reference information acquiring section generates a mask image on the basis of the plurality of prep images and calculates a feature quantity of the plurality of cardiac time phases on the basis of the mask image and the plurality of prep images. 3. The magnetic resonance imaging system according to claim 2, wherein the mask image is a maximum-value image obtained by performing a maximum-value projection process on the plurality of prep images or a plurality of differential images obtained by calculating a difference between the plurality of prep images and a standard image which is one of the plurality of prep images. 4. The magnetic resonance imaging system according to claim 3, wherein the mask image is a binarized image obtained by binarizing the maximum-value image. 5. The magnetic resonance imaging system according to claim 4, further comprising: a mask image generating section configured to generate a plurality o... | TOSHIBA MEDICAL SYSTEMS CORPORATION | A61B005/05 A61B005/055 A61B005/00 G01R033/54 G01R033/563 G01R033/567 G01R033/561
US08621346 | B2 | 2013-12-31 | Medical image diagnosis apparatus, security managing system, and security managing method | 2005-11-18 | A medical image diagnostic apparatus includes: a screen saver shape storing unit that stores shapes of a screen saver for respective execution states of an application; a screen saver activation event detecting unit that detects an event serving as an activation condition for the screen saver; an application execution state detecting unit that detects an execution state of the application; a screen saver screen creating unit that reads a shape of the screen saver corresponding to the execution state of the application from the screen saver shape storing unit and creates screen saver image information; and a screen saver managing unit that receives notification indicating that the event serving as the activation condition for the screen saver is detected and requests detection of the execution state of the application and, on the other hand, give the application execution state information to the screen saver screen creating unit to request creation of the screen saver image information. | 1. A medical image diagnostic apparatus that includes an operation terminal having an input device and a display device, which is configured to shift a step-by-step process status having a plurality of process application execution states from one state to another, the states including an image photographing process application execution state, a patient registration process application execution state, an image observation process application execution state, and a filing process application execution state, the medical image diagnostic apparatus comprising: a display shielding area storing unit configured to store display shielding areas of the respective states, which are within a screen of the display device for each of the application execution states, in which display shielding is activated;an event detecting unit configured to detect an event not to use the operation terminal for a fixed time;a process application execution state detecting unit configured to detect a process application execution state of the operation terminal; anda display shielding image generating unit configured to read, when the event is detected by the event detecting unit, data of a display shielding area from the display shielding area storing unit, corresponding to the detected state and to generate data of a display shielding image for shielding the read display shielding area. 2. The medical image diagnostic apparatus according to claim 1, wherein attribute information of a patient to be photographed, a photographing progress situation, an apparatus status, and activation buttons for other process applications is displayed on the screen under the image photographing process application execution state. 3. A medical image diagnostic apparatus that includes an operation terminal having an input device and a display device, which is configured to shift a step-by-step process status having a plurality of process application execution states from one state to another, the states including an image photographing process application execution state, a patient registration process application execution state, an image observation process application execution state, and a filing process application execution state, the medical image diagnostic apparatus comprising: a part-screen saver shape storing unit configured to store part-screen saver image shapes of the respective states, wherein each part-screen saver image shape is to shield a part of a screen of the display device;an event detecting unit configured to detect an event not to use the operation terminal for a fixed time;a process application execution state detecting unit configured to detect a process application execution state of the operation terminal;a part-screen saver managing unit configured to perform, when the event is detected by the event detecting unit, a generation requirement of the part-screen saver with the detected state; anda part-screen saver image generating unit configured to read data of... | Kabushiki Kaisha Toshiba Toshiba Medical Systems Corporation | G06F017/00
US08337444 | B2 | 2012-12-25 | Measurement of cardiac output and blood volume by non-invasive detection of indicator dilution for hemodialysis | 2007-05-03 | A system and method of non-invasive or minimally invasive evaluating the cardiovascular system parameters to estimate the cardiac output and circulating blood volume of a patient undergoing hemodialysis. Intravascular indicators are stimulated, and emissions patterns detected for computation of cardiac output, cardiac index, blood volume and other indicators of cardiovascular health before and during hemodialysis. | 1. A system for determining non-invasively at least one cardiovascular parameter of a patient undergoing hemodialysis comprising: a) a dialyzer configured to perform hemodialysis on the patient, wherein the hemodialysis comprises blood removal from and administration of a fluorescent dye to the cardiovascular system of the patient;b) a probe assembly comprising: i) an optical illumination source configured to illuminate the removed blood having the administered fluorescent dye with a first wavelength of light, wherein the illumination causes the fluorescent dye to emit light of a second wavelength, wherein the second wavelength is different than the first wavelength; andii) at least one optical detector configured to detect the intensity of light, having the second wavelength, that is emitted from the illuminated fluorescent dye, and configured to send a corresponding electronic signal;c) a processor configured to receive the sent electronic signal and to estimate at least one cardiovascular parameter of the patient based on the sent electronic signal; wherein the processor is configured to correct the estimation of the at least one cardiovascular parameter for changes in the blood hematocrit or hemoglobin content of the patient undergoing hemodialysis; andd) a monitoring system configured to monitor the estimated cardiovascular parameter during hemodialysis. 2. The system of claim 1, wherein the administered fluorescent dye is indocyanine green (ICG). 3. The system of claim 2, wherein the probe further comprises a plurality of optical detectors that are configured to detect plurality of light intensities having the same or different wavelengths. 4. The system of claim 3, wherein the processor is further configured to determine the ICG concentration. 5. The system of claim 3, wherein the processor is configured to determine the ICG concentration based on combined relationships: CICG=A·Tα·BFluo and CICG=K·Rγ·BFluo where CICG is the blood ICG concentration, BFluo represents the back-fluorescence intensity having the second wavelength, T and R being the transmitted and reflected lights, respectively, having the first wavelength and parameters A, K, α and γ are predetermined constants. 6. The system of claim 4, wherein the processor is configured to determine the ICG concentration based on a relationship: CICG=A·Tα·BFluo where CICG is the blood ICG concentration, BFluo represents the back-fluorescence intensity having the second wavelength, T is the transmitted light intensity having the first wavelength, and parameters A and α are predetermined constants. 7. The system of claim 4, wherein the processor is configured to determine the ICG concentration based on a relationship: CICG=B·Tβ·FFluo where CICG is the blood ICG concentration, FFluo represents the forward-fluorescence intensity having the second wavelength, T is the transmitted light intensity having the first wavelength and parameters B and β are predetermined constants. 8. The system ... | Alfred E. Mann Institute for Biomedical Engineering at the University of Southern California | A61M037/00 A61B006/00 A61B005/02
US07939093 | B2 | 2011-05-10 | Method and apparatus for representing myocardial tissues in different states of damage | 2007-08-06 | The invention relates to a method for differentially representing myocardial tissue in different states of damage, comprising the following steps: administering a myocardium-suitable contrast agent to a patient under examination; entering at least one patient-specific parameter affecting the speed of uptake by and elimination from the myocardium of said contrast agent; calculating a point in time after administration of the contrast agent at which a difference between a contrast agent content in necrotic myocardial tissue and a contrast agent content in non-necrotic myocardial tissue attains a maximum value, on the basis of the at least one patient-specific parameter, and carrying out, at the point in time calculated, a late-phase CT scan for accentuation of necrotic myocardial tissue compared to non-necrotic myocardial tissue. The invention likewise relates to apparatus, in particular for carrying out the method. | 1. A method for representing a myocardial tissue of a patient, comprising: administering a contrast agent to the patient;inputting a patient-specific parameter that relates to a speed of perfusing the contrast agent by a myocardial tissue and eliminating the contrast agent from the myocardial tissue;calculating a time at which a difference between a content of the contrast agent in a necrotic myocardial tissue and in a non-necrotic myocardial tissue attains a maximum value based on the patient-specific parameter;performing a late-phase CT scan for detecting the necrotic myocardial tissue compared to the normally perfused myocardial tissue at the calculated time; andrepresenting the necrotic myocardial tissue and the normally perfused myocardial tissue for medically examining the patient,wherein the maximum value of the difference in the content of the contrast agent is calculated by:Sm,n,o⁡(t)=m·ⅇ(t+tconst)-n·(t+tconst)owherein: S(t) is a time-dependent approximation function for a response of a contrast agent signal intensity versus time,m, n and o are constants derived from the patient-specific parameters,tconst is a time after which the contrast agent has been flushed out of the normally and the less perfused myocardial tissues, and t is the time with which the contrast agent signal intensity varies and is zero at tconst. 2. The method as claimed in claim 1, further comprising performing an early-phase CT scan for detecting the normally perfused myocardial tissue compared to a less perfused myocardial tissue and the necrotic myocardial tissue immediately after administering the contrast agent. 3. The method as claimed in claim 2, wherein a subtraction data record is calculated from the early-phase CT scan and the late-phase CT scan for detecting the less perfused myocardial tissue. 4. The method as claimed in claim 2, wherein the early-phase CT scan and the late-phase CT scan are displayed on a display device. 5. The method as claimed in claim 1, wherein the patient-specific parameter is selected from the group consisting of: pulse, blood pressure, respiration, ventricular volume, cardiac output, amount and type of the contrast agent, body size, and weight. 6. The method as claimed in claim 1, wherein a contour of areas of the necrotic myocardial tissue is extracted from the late-phase CT scan data. 7. The method as claimed in claim 1, wherein t is varied until S(t) is in a typical grayscale range in an image of the necrotic myocardial tissue. 8. The method as claimed in claim 1, wherein S(t) is approximately in a middle of a grayscale range of an image of the myocardial tissue. 9. An apparatus for determining a time for performing a late-phase CT scan of a myocardial tissue of a patient, comprising: an inputting device that inputs a patient-specific parameter related to a speed of perfusing a contrast agent by a myocardial tissue and eliminating the contrast agent from the myocardial tissue;a computing unit that calculates a time at w... | Siemens Aktiengesellschaft | A61B005/05
US08121379 | B2 | 2012-02-21 | Intensity-based image registration using Earth Mover's Distance | 2007-05-22 | A method of aligning image having the steps of obtaining a first image, the first image having a corresponding first data set, obtaining a second image, the second having a corresponding second data set; learning a joint intensity distribution from a pair of prealigned images, and aligning the first image and the second image by computing Earth Mover's Distance between their observed joint intensity distribution and the learned joint intensity distribution. | 1. A method of aligning at least two medical scan images, comprising: (a) obtaining a first medical scan image of a quantized object, the first medical scan image having a corresponding first data set;(b) obtaining a second medical scan image of the quantized object, the second medical scan image having a corresponding second data set;(c) calculating by a computer a joint density with marginals from the first medical scan image and the second medical scan image;(d) comparing by a computer the first medical scan image with the second medical scan image using an Earth Mover's Distance between the joint density and the marginals; and(e) aligning by a computer the first medical scan image with the second medical scan image with results obtained from the comparing of the first medical scan image with the second medical scan image using the Earth Mover's Distance between the joint density and the marginals. 2. The method according to claim 1, wherein image intensity values of the first data set and image intensity values of the second data set are used in estimating the joint density of the first medical scan image and the second medical scan image. 3. The method according to claim 1, wherein the first medical scan image and the second medical scan image are magnetic resonance images. 4. The method according to claim 1, wherein the first medical scan image and the second medical scan image are computed tomography scan images. 5. A method of aligning at least two images, comprising: (a) obtaining a first image of a quantized object, the first image having a corresponding first data set;(b) obtaining a second image of the quantized object, the second having a corresponding second data set;(c) learning by a computer a joint intensity distribution from a pair of prealigned images; and(d) aligning by a computer the first image and the second image by computing an Earth Mover's Distance between their observed joint intensity distribution and the learned joint intensity distribution. 6. The method according to claim 5, wherein the step of aligning the first image and the second image by computing the Earth Mover's Distance between their observed joint intensity distribution and the learned joint intensity distribution is accomplished using an Earth Mover's Distance induced through a formula of εb(I1,I2,T)=EMDL1(px1,x2,T,p0). 7. The method according to claim 5, wherein image intensity values of the first data set and image intensity values of the second data set are used in calculating the observed joint intensity distribution of the first image and the second image. 8. The method according to claim 5, wherein the first image and the second image are magnetic resonance images. 9. The method according to claim 5, wherein the first image and the second image are computed tomography scans. 10. A non-transitory program storage device readable by machine, tangibly embodying a program of instructions executable by the machine to perform method steps for ali... | Siemens Medical Solutions USA, Inc. | G06K009/00
US08167812 | B2 | 2012-05-01 | Device and method for detecting obstructive events | 2007-08-16 | In a method for detecting a physiological signal at least one ventilation parameter is measured. The device for detecting a physiological signal has at least one sensor for measuring a ventilation parameter and a control unit for the ventilation pressure. A device for monitoring at least one ventilation parameter while respiratory gas is being supplied to a patient is provided with a sensing device for detecting the behavior of the ventilation parameter as a function of time. | 1. A method for analyzing a physiological signal, comprising: measuring at least one first ventilation parameter with a pressure sensor that senses pressure signals in a patient system;feeding the pressure signals to an analyzer;analyzing a pressure curve in the analyzer, wherein the analyzer is configured to measure an abrupt pressure drop, obstructive pressure peak (OPP), when respiratory passages suddenly open at the end of an episode of obstructive apnea and pressure between a mask and a respiratory tract must be equalized; andidentifying, via the analyzer, an obstructive apnea by the measured obstructive pressure peak at the end of an episode of obstructive apnea. 2. The method in accordance with claim 1, wherein analyzing the pressure curve comprises comparing the behavior of the at least one first ventilation parameter with stored data. 3. The method in accordance with claim 2, wherein analyzing the pressure curve further comprises determining the end of an episode of obstructive apnea on the basis of the comparison. 4. The method in accordance with claim 1, further comprising analyzing the pressure drop for controlling a ventilator. 5. The method in accordance with claim 1, further comprising using the identified apnea to control a ventilator. 6. The method in accordance with claim 1, further comprising determining at least a flow curve as a second ventilation parameter. 7. The method in accordance with claim 1, wherein the at least one first ventilation parameter comprises at least a pressure curve. 8. The method in accordance with claim 6, wherein analyzing the pressure curve comprises carrying out a pressure measurement near a maximum of the flow curve. 9. The method in accordance with claim 1, further comprising detecting, via a detection unit, short and significant deflections in the pressure curve after an episode of apnea has been detected. 10. The method in accordance with claim 9, further comprising evaluating only the deflections which occur in a last interval of the apnea or during a first breath after the apnea and which are greater than a detection threshold value. 11. The method in accordance with claim 10, further comprising adaptively adjusting the threshold value automatically. 12. The method in accordance with claim 10, further comprising varying the threshold value as a function of the therapeutic pressure. 13. The method in accordance with claim 12, wherein varying the threshold value comprises increasing the sensitivity of the detection of episodes of obstructive apnea at low therapeutic pressure, and increasing the specificity of the detection of episodes of obstructive apnea at higher therapeutic pressures. 14. The method in accordance with claim 1, wherein analyzing the pressure curve comprises detecting inspiratory and expiratory pressure fluctuations. 15. The method in accordance with claim 1, wherein analyzing the pressure curve comprises determining a pressure mean value during an episode of apnea... | Weinmann Gerate fur Medizin GmbH & Co. KG | A61B005/08 A61M016/00
US08506570 | B2 | 2013-08-13 | Burr guide assembly | 2007-05-29 | A burr guide assembly is described for guiding a burr tool during a procedure wherein the burr tool is used to cut a bone. The guide assembly includes a housing which is configured to be attached to the bone, a guide sleeve attached to the housing such that the guide sleeve can freely pivot about a pivot axis within a defined range, and a burr tool. The guide sleeve has a bore that extends along its length, which is located eccentrically within the guide sleeve. The burr tool has a cutting portion that is configured to be at least partially disposed within the bore. The guide sleeve is mounted within the housing such that the cutting portion is substantially restricted to movement in a plane that is perpendicular to the pivot axis. | 1. A burr guide assembly for guiding a burr tool during a procedure in which the burr tool is used to cut a bone having a longitudinal axis, comprising: a housing configured to be attached to the bone;a guide sleeve attached to the housing such that, in use, the guide sleeve can freely pivot about a pivot axis within a defined range, the guide sleeve having a bore extending along its length, the bore being located eccentrically within the guide sleeve; anda burr tool having a cutting portion, the burr tool being configured to be at least partially disposed within the bore of the guide sleeve; wherein the guide sleeve is attached to the housing such that the cutting portion is substantially restricted to movement in a plane that is substantially perpendicular to the pivot axis. 2. The burr guide of claim 1, wherein the guide sleeve is removably attached to the housing. 3. The burr guide assembly of claim 2, wherein the sleeve has formations that enable the sleeve to be mounted within the housing in at least two orientations, the sleeve being pivotable about respective axes in each of the at least two orientations. 4. The burr guide assembly of claim 1, wherein the sleeve is cuboidal. 5. The burr guide assembly of claim 1, wherein the bore is sized so that the maximum transverse size of a burr tool that can be accommodated in the bore is 6 mm. 6. The burr guide assembly of claim 1, wherein the guide sleeve has a centerline and the distance between the center of the bore and the centerline is not more than about the radius of the bore. 7. The burr guide assembly of claim 1, wherein the housing comprises stops for limiting the angle through which the guide sleeve can pivot. 8. The burr guide assembly of claim 7, wherein the stops limit the angle through which the guide sleeve can pivot to not more than 90 degrees. 9. The burr guide assembly of claim 1, further comprising a drill guide block attachable to the housing, the drill guide block having an array of at least two spaced drill guide bores that define bone tissue which can be drilled by a drill bit extending through the bores towards the surface of the bone, wherein the ratio of the distance between the centers of two adjacent ones of the at least two bores to the diameter of each of those bores is not more than about 1.5. 10. The burr guide assembly of claim 1, wherein the pivot axis and the longitudinal axis are parallel when the housing is attached to the bone. 11. The burr guide assembly of claim 1, wherein the guide sleeve has a centerline, the bore has a bore axis and the bore axis is parallel to the centerline. | Depuy International Limited | A61B017/17
US08672856 | B2 | 2014-03-18 | System and method for automated diagnosis of myocardial ischemia through remote monitoring | 2007-10-31 | A system and method for automated diagnosis of myocardial ischemia through remote monitoring is described. Physiological measures comprising data either recorded on a regular basis by a medical device or derived therefrom is stored. Qualitative measures associated with the physiological measures are matched. Indications of myocardial ischemia are remotely identified. The qualitative measures for both of a reduction in exercise capacity and respiratory distress occurring contemporaneously are examined. The qualitative measures for angina that accompanies the reduction in exercise capacity and the respiratory distress are evaluated. A time course for each of the indications is determined. A patient status is formed comprising an onset of myocardial ischemia conditioned on the time course comprising a short duration. | 1. A system for automated monitoring, comprising: a database module configured to store physiological measures comprising collected and derived measures from an implantable medical device, reference baseline data, and patient cardiovascular measures having at least an ST segment and a QRS segment; anda diagnostic module configured to determine a patient status change over a time period for a patient by comparing at least one stored physiological measure of the patient at a first time to at least one other stored physiological measure of the patient at a second time, wherein the at least one stored physiological measure is the same physiological measure as the at least one other stored physiological measure;compare the patient status change over the time period to one or more predetermined rate-of-change indicator thresholds, the one or more rate-of-change indicator thresholds comprising a quantifiable physiological measure of pathophysiology indicative of myocardial ischemia;compare the at least one stored physiological measure of the patient at the first time to an absolute threshold limit indicative of myocardial ischemia, wherein the diagnostic module is configured to utilize the one or more indicator thresholds to confirm an absence of a QRS duration greater than or equal to 120 ms when the ST segment elevation exceeds 2.0 mm and declare the elevation of the ST segment as an a priori indicator of the myocardial ischemia upon said confirmation, andutilize the one or more indicator thresholds to evaluate ST segment elevation and depression and further specify ST segment elevation as an indicator myocardial ischemia. 2. The system of claim 1, wherein the one or more rate-of-change indicator thresholds comprises the rate of change of one or more quality of life measures. 3. The system of claim 1, wherein the one or more rate-of-change indicator thresholds comprises a reduction in exercise tolerance. 4. A method for automated monitoring, comprising: storing physiological measures comprising collected and derived measures from an implantable medical device and reference baseline data, wherein the physiological measures comprise ECG measures;determining indications of cardiac ischemia, comprising: determining a patient status change over a time period for a patient by comparing at least one stored physiological measure of the patient at a first time to at least one other stored physiological measure of the patient at a second time, wherein the at least one stored physiological measure is the same physiological measure as the at least one other stored physiological measure;comparing the patient status change over the time period to one or more rate-ofchange indicator thresholds, the one or more rate-of-change indicator thresholds comprising a quantifiable physiological measure of pathophysiology indicative of myocardial ischemia;evaluating ST segment elevation and depression utilizing the one or more indicator thresholds;specifying ST segment elev... | Cardiac Pacemakers Inc. | A61B005/0452
US08251927 | B2 | 2012-08-28 | System and procedure for the analysis of the swallowing process in humans | 2005-04-20 | Computer-implemented system (1) for the analysis of the swallowing process in humans, which comprises an exposure unit (2) of the individual's head and neck area to external stimuli (3); a data capture unit (4) of data from the response to external stimuli; a data digitization unit (5); a digitized data processing unit (6); a memory unit (7); a processed data display unit (8), with the digitization unit (5), the memory unit (7) and the data display unit (8) being controlled by a computer program, wherein the external stimuli (3) consist of electromagnetic radiation; and where the data from the response to the external stimuli (3) consist of a continuous data sequence, which can be temporally and/or spatially analyzed and parametrized. The invention also relates to a computer-implemented procedure for the analysis and quantification of the swallowing process in humans. | 1. A computer-implemented system for analyzing a swallowing process and an oropharyngeal motor response in humans, the computer implemented system comprising: an exposure unit for exposing a head and neck area of an individual to external stimuli;a data capture unit for capturing data from the individual's response to the external stimuli;a data digitization unit for digitizing the captured data;a digitized data processing unit for processing the digitized data;a memory unit for storing the digitized data and the processed data;a processed data display unit for displaying the processed data;wherein the digitization unit, the memory unit and the processed data display unit are controlled by a computer program;wherein the captured data includes a continuous data sequence;wherein the processing unit qualitatively and quantitatively analyzes and measures the captured data with respect to temporal and spatial reference systems, including measuring one or several events or points in the swallowing process time during the data sequence with respect to the initial reference instant (T=0), including the instant of inhalation of a substance to the respiratory tract and at least the moments of opening and closing of the glossopalatine seal, of the velopharyngeal seal, of the laryngeal vestibule and of the upper oesophageal sphincter, said swallowing process and an oropharyngeal motor response being represented by the continuous data sequence; andwherein the continuous data sequence display unit includes a display and a processing unit which displays the continuous data sequence at a rate equal to the actual rate of the swallowing process and an oropharyngeal motor response or at a rate which is the result of multiplying the actual rate by a coefficient selectable by the user. 2. The computer-implemented system according to claim 1, wherein the coefficient selectable by the user is less than one. 3. The computer-implemented system according to claim 1, wherein the external stimuli comprises electromagnetic radiation. 4. The system for the analysis of the swallowing process in humans according to claim 3, wherein the electromagnetic radiation comprise x-rays; and wherein the continuous data sequence comprises x-ray contrast images. 5. The system for the analysis of the swallowing process in humans according to claim 1, wherein the data capture unit comprises a video camera. 6. A computer-implemented process for analyzing a swallowing process and the oropharyngeal motor response in humans, the computer implemented process comprising: a) exposing the area between the head and neck region of the individual to electromagnetic radiation while a substance is swallowed;b) capturing data, using a capture unit, in a continuous data sequence;c) digitizing the continuous data sequence from the data capture unit;d) processing the digitized data and storing the digitized data in a memory unit, so that the sequence of digitized data can then be displayed at an actual ... | Image & Physiology, S.L. | A61B005/103
US07917201 | B2 | 2011-03-29 | Method and apparatus for determining optimal neuromuscular detection sites, novel diagnostic biosensor array formed in accordance with the same, and novel method for testing a patient using the novel diagnostic biosensor array | 2006-08-23 | This invention relates to the detection of bioelectric signals indicative of neuromuscular function. A mapping biosensor array is first used to identify, relative to reliable anatomical landmarks, the optimal myoelectrical detection site for the majority of the population. Then a diagnostic biosensor array is fabricated using this information so that when the diagnostic biosensor array is positioned on an individual using the reliable anatomical landmarks, the detection electrode is automatically positioned over the optimal detection site. | 1. A method for detecting a bioelectrical signal over a selected muscle or sensory nerve of a patient, the method comprising: providing a diagnostic biosensor array of fixed geometry comprising: a body having thereon a physical reference point;a stimulation electrode for applying an electrical stimulus to a patient, the stimulation electrode being mounted to the body in a first fixed relation to the physical reference point; anda detection electrode for detecting a bioelectric potential generated by the patient in response to the electrical stimulus applied by the stimulation electrode, the detection electrode being mounted to the body in a second fixed relation to the physical reference point;wherein the second fixed relation to the physical reference point is determined by previously conducting electrophysiological mapping in a plurality of test subjects using a mapping biosensor array to build the diagnostic biosensor array, the mapping biosensor array having a mapping array body having thereon a stimulation electrode and detection electrodes comprising a matrix of independently readable sensor cells which can be placed on a patient's body, and having thereon a physical reference point in the periphery of the mapping array body from which physical placement of the diagnostic biosensor array physical reference point is optimized for a specific location and a specific response; the mapping array body having independently read the mounted signals detected at each of the sensor cells and having determined the cell(s) which detected the highest biopotential signals;whereby the diagnostic biosensor array is built as a result of previously using the mapping biosensor array;positioning the diagnostic biosensor array on a patient so that the diagnostic biosensor array reference point is positioned relative to a known anatomical landmark;applying an electrical stimulus to the patient; andmeasuring an evoked bioelectrical response in response to the electrical stimulus applied by the diagnostic biosensor array stimulation electrode. 2. A method according to claim 1 wherein the bioelectrical signal comprises a compound muscle action potential signal. 3. A method according to claim 1 wherein the bioelectrical signal comprises a sensory nerve action potential signal. 4. A method according to claim 1 wherein the second fixed relation is chosen so as to position the detection electrode over the motor point. 5. A method according to claim 1 wherein the diagnostic biosensor array reference point comprises a notch formed in the diagnostic biosensor array body. 6. A method according to claim 1 wherein the diagnostic biosensor array reference point comprises a through-hole formed in the diagnostic biosensor array body. 7. A method according to claim 1 wherein the diagnostic biosensor array reference point comprises a mark placed on the diagnostic biosensor array body. 8. A method according to claim 1 wherein the diagnostic biosensor array comprises a furthe... | NeuroMetrix, Inc. | A61B005/05 A61B005/04 A61B005/103 A61B005/117
US07966061 | B2 | 2011-06-21 | Processing and analyzing physiological signals to detect a health condition | 2007-08-29 | Described herein is a method of developing a fuzzy logic system to detect a non-normal health condition. In particular, signal processing and transformation of electrocardiogram (EKG) signals for sleep disorder breathing are provided. The method includes: recording EKG measurements during sleep; clipping the measurements into clips of a consistent length; calculating heart rate and obtaining an evenly sampled discrete time series data clip; performing Short-Time Discrete Fourier Transform on each data clip generating STDFT respective matrices; encoding each STDFT matrix into a grey-level image; calculating Grey-Level Co-occurrence Matrices; extracting textural features; performing statistical analysis on the features to formulate rules; and employing the rules in a Fuzzy Logic system. The system and method described herein yields an accuracy of 75.88%, or better, in detection of sleep apnea. | 1. A method of developing a sleep disorder detection system, the method comprising: obtaining EKG recordings from known normal patients and known sleep disorder patients;clipping the EKG measurements into specific time intervals, forming clips;calculating an R-R interval discrete time series for each clip, and evenly resampling the R-R interval discrete time series using cubic spline interpolation, creating data clips;performing Short-Time Discrete Fourier Transform (STDFT) on each data clip, which generates STDFT complex matrices;encoding each STDFT matrix into at least one grey-level image and calculating at least one Grey-Level Co-occurrence Matrix (GLCM) for each at least one grey-level image;calculating textural features for each GLCM;performing statistical analysis on each textural feature between GLCMs from known normal patients and GLCMs from known sleep disorder patients;formulating fuzzy logic rules based on the statistical analysis; andemploying fuzzy logic to implement the rules and training the sleep disorder detection system using the textural features from known normal and known sleep disorder patients as inputs. 2. The method according to claim 1, wherein at least two different grey-scale encoding methods are used to form at least two images. 3. The method according to claim 1, wherein STDFT matrices are encoded into color images. 4. The method according to claim 1, wherein at least two GLCMs are calculated for each image. 5. The method according to claim 1, further comprising: segmenting encoded images into at least four equal squares or rectangles. 6. The method according to claim 5, further comprising: calculating at least two GLCMs for each segment. 7. The method according to claim 6, wherein the at least two GLCMs for each segment, each have a different orientation (Θ) parameter. 8. The method according to claim 6, wherein the at least two GLCMs for each segment, each have a different distance parameter. 9. The method according to claim 1, further comprising: using four different grey-scale encoding methods are used to form respective four images for each STDFT matrix. 10. The method according to claim 9, further comprising: segmenting each image into at least four equal segments;calculating at least two different GLCMs for each segment, for at least four segments. 11. A method of screening a patient for sleep apneic episodes, the method comprising: recording nocturnal EKG signals from the patient; clipping the EKG measurement into specific time intervals, forming clips;calculating an R-R interval discrete time series for each clip, and evenly resampling the R-R interval discrete time series using cubic spline interpolation, creating data clips;performing Short-Time Discrete Fourier Transform (STDFT) on each data clip, which generates STDFT complex matrices;encoding each STDFT matrix into at least one grey-level image and calculating at least one Grey-Level Co-occurrence Matrix (GLCM) for each at least one grey-leve... | Board of Regents, The University of Texas System | A61B005/0456
US08000770 | B2 | 2011-08-16 | Magnetic resonance apparatus with table movement controlled dependent on magnetic field distribution | 2007-07-13 | A magnetic resonance device has a patient bed able to be automatically moved by means of a drive apparatus into a patient chamber, as well as a magnet arrangement for creating a magnetic field in the interior of the patient chamber. The drive apparatus is operated so as to move the patient bed at a speed determined as a function of the distribution of the magnetic field in the direction of movement of the patient bed. | 1. A magnetic resonance device comprising: a magnetic resonance scanner having a patient chamber configured to interact with a patient and a magnet system that generates a magnetic field in an interior of said patient chamber, said magnetic field having a field distribution;a patient bed configured to receive a patient thereon; anda drive apparatus comprising a movement mechanism in driving connection with said patient bed to move said patient bed into and out of said patient chamber, and a control unit that operates said movement mechanism to move said patient bed at a nonzero speed that is a function of the field distribution of said magnetic field in a direction of movement of the patient bed. 2. A magnetic resonance device as claimed in claim 1 wherein the patient experiences a maximum force exerted on the patient as a result of said field distribution, and wherein said control unit operates said movement mechanism at a constant speed that is dependent on said maximum force. 3. A magnetic resonance device as claimed in claim 1 wherein said control unit operates said movement mechanism so that said speed of movement is location-dependent relative to a current location of the patient bed with respect to a control value representing said field distribution. 4. A magnetic resonance device as claimed in claim 3 comprising a detector in communication with said control unit that detects said field distribution and generates a detector output corresponding thereto, and wherein said control unit determines said control value from said detector output, said detector being selected from the group consisting of magnetic field sensors and force sensors. 5. A magnetic resonance device as claimed in claim 4, wherein said detector is located at a predetermined location with respect to a patient on the patient bed, selected from the group consisting of at an expected height of the head of a patient or at an expected location of the heart of a patient. 6. A magnetic resonance device as claimed in claim 3 wherein said control unit determines the gradient of the magnetic field in said direction of movement as said control value. 7. A magnetic resonance device as claimed in claim 3 wherein said control unit determines a product of a strength of the magnetic field with the gradient of the magnetic field in the direction of movement, as said control value. 8. A magnetic resonance device as claimed in claim 3 wherein said control unit controls said speed of said patient bed linearly dependent on the inverse of said control value. 9. A magnetic resonance device as claimed in claim 3 wherein said control unit limits movement of said patient bed to a maximum speed that cannot be exceeded regardless of said control value. 10. A magnetic resonance device as claimed in claim 3 wherein said control unit limits said speed of said patient bed to a minimum value that must be maintained regardless of said control value. 11. A magnetic resonance device as claimed in c... | Siemens Aktiengesellschaft | A61B005/055
US08195263 | B2 | 2012-06-05 | Pulse oximetry motion artifact rejection using near infrared absorption by water | 2007-09-18 | A method and an apparatus for measuring a physiological parameter, functioning based on obtaining a first signal derived from electromagnetic energy transmitted through a tissue portion at a first wavelength, the first signal including a signal portion corresponding with motion-related events and a signal portion corresponding with arterial pulsation events, where at the first wavelength water is a dominant absorber of electromagnetic energy in the tissue portion; obtaining a second signal derived from electromagnetic energy transmitted through a tissue portion at a second wavelength, the second signal including a signal portion corresponding with motion-related events and a signal portion corresponding with arterial pulsation events, where at the second wavelength hemoglobin is a dominant absorber of electromagnetic energy in the tissue portion; and combining the first signal and the second signal to generate a combined plethysmograph signal, such that the combined signal has a signal portion corresponding with motion-related events that is smaller than that present in the first signal or the second signal. | 1. A method of measuring a physiological parameter, comprising: obtaining a first signal corresponding to a first wavelength of light passing through a tissue, wherein the first wavelength is in the near infrared region of the spectrum, and wherein light at the first wavelength is primarily absorbed by hemoglobin;obtaining a second signal corresponding to a second wavelength of light passing through the tissue, wherein the second wavelength is in the near infrared region of the spectrum, and wherein light at the second wavelength is primarily absorbed by hemoglobin;obtaining a third signal corresponding to a third wavelength of light passing through the tissue, wherein the third wavelength is in the near infrared region of the spectrum, and wherein light at the third wavelength is primarily absorbed by water; anddetermining a value for oxygen saturation of the tissue based on the first signal and the second signal by utilizing the third signal for noise correction. 2. The method of claim 1, wherein the first wavelength and the second wavelength are between about 800 nm and 1100 nm. 3. The method of claim 2, wherein the first wavelength is about 940 nm and wherein the second wavelength is about 1040 nm. 4. A method of measuring a physiological parameter, comprising: obtaining a first signal corresponding to a first wavelength of light passing through a tissue, wherein the first wavelength is in the near infrared region of the spectrum, and wherein light at the first wavelength is primarily absorbed by hemoglobin;obtaining a second signal corresponding to a second wavelength of light passing through the tissue, wherein the second wavelength is in the near infrared region of the spectrum, and wherein light at the second wavelength is primarily absorbed by hemoglobin;obtaining a third signal corresponding to a third wavelength of light passing through the tissue, wherein the third wavelength is in the near infrared region of the spectrum, and wherein light at the third wavelength is primarily absorbed by water;combining the first signal with the third signal to obtain a first noise-corrected signal;combining the second signal with the third signal to obtain a second noise-corrected signal; anddetermining a value for oxygen saturation of the tissue based on the first noise-corrected signal and the second noise-corrected signal. 5. The method of claim 4, wherein the first wavelength and the second wavelength are between about 800 nm and 1100 nm. 6. The method of claim 5, wherein the first wavelength is about 940 nm and wherein the second wavelength is about 1040 nm. 7. The method of claim 4, wherein the third wavelength is between about 1100 nm and 1400 nm. 8. The method of claim 7, wherein the third wavelength is about 1180 nm. 9. A pulse oximeter comprising: a processor configured to determine a value for oxygen saturation of a tissue from a first signal, a second signal, and a third signal, wherein the first signal corresponds to a first wav... | Nellcor Puritan Bennett LLC | A61B005/1455
US08242972 | B2 | 2012-08-14 | System state driven display for medical procedures | 2007-02-02 | A method of performing a multi-step medical procedure requiring the operation of a plurality of separate computer systems, each accepting inputs and providing a visual display, the method including displaying the displays from the separate computer controlled systems on a composite display; and based in part from information from one of the separate computer systems, automatically selecting the next step from a plurality of possible next steps, and displaying a prompt for the automatically selected next step, and automatically reconfiguring the composite display for the automatically selected next step. | 1. A method of performing a multi-step medical procedure requiring the operation of a plurality of separate computer systems, each accepting inputs and providing a visual display, the method comprising: displaying the displays from the separate computer systems on a composite display; andbased in part from information from one of the separate computer systems, automatically selecting the next step from a plurality of possible next steps in which one or more of the separate computer systems are to be operated, and displaying a prompt for the automatically selected next step, and automatically reconfiguring the composite display for the automatically selected next step. 2. The method according to claim 1 wherein the step of automatically reconfiguring the composite display comprises displaying the display from a separate computer system involved in the automatically selected next step. 3. The method according to claim 1 wherein the step of automatically reconfiguring the composite display comprises highlighting the display from a separate computer system involved in the automatically selected next step. 4. The method according to claim 3 wherein the step of highlighting the display from a separate computer system involved in the automatically selected next step comprises changing the position of the display from the involved separate computer system on the composite display. 5. The method according to claim 3 wherein the step of highlighting the display from a separate computer system involved in the automatically selected next step comprises resizing the display from the involved separate computer system on the composite display. 6. The method according to claim 1 wherein the step of displaying prompts for at least the current step of the multi-step medical procedure comprises displaying prompts for several successive steps including the current step. 7. The method according to claim 1 wherein the step of displaying prompts for at least the current step of the multi-step medical procedure comprises displaying prompts for several successive steps including the current step, and indicating the current step. 8. The method according to claim 1 wherein the step of displaying prompts for at least the current step of the multi-step medical procedure comprises displaying prompts for all of the successive steps, and indicating the current step. 9. The method of claim 8 wherein the step of displaying prompts for all of the successive steps comprises displaying the prompts on a scrollable list. 10. The method of claim 8 wherein the operator may jump to any of the steps in the list by directly selecting the step. 11. A method of performing a multi-step medical procedure requiring the operation of a plurality of separate computer systems, each accepting inputs and providing a visual display, the method comprising: displaying the displays from the separate computer systems on a composite display;displaying prompts for at least the current step of the ... | Stereotaxis, Inc. | G09G005/00
US08185180 | B2 | 2012-05-22 | Method and apparatus for demodulating signals in a pulse oximetry system | 2007-08-20 | A method and an apparatus measure blood oxygenation in a subject. A light source is activated to cause a first emission at a first wavelength and a second emission at a second wavelength. A detector detects a composite signal indicative of an attenuation of the first and second wavelengths by tissue of a patient. The composite signal is demodulated into a first intensity signal and a second intensity signal. Blood oxygenation in the subject is determined from the first and second intensity signals. In one embodiment, demodulation is based at least in part on a period when at least one of the wavelengths is not activated. In one embodiment, a modulation of the first and second wavelengths is determined in order to avoid frequencies of ambient noise. In one embodiment, the composite signal's sampling rate is reduced before and/or after demodulation. | 1. A method of determining an indication of a physiological parameter by demodulating a composite output signal from a detector of a noninvasive optical sensor, the method comprising: outputting activation signals to activate one or more light sources to cause emissions at least two different wavelengths; wherein the activation signals include at least one period of inactivation;receiving a detected composite signal indicative of an attenuation by said body tissue of said at least two different wavelengths;demodulating said composite signal into a first intensity signal responsive to said attenuation of at least a first of the at least two wavelengths, a second intensity signal responsive to said attenuation of at least a second of the at least two wavelengths and a third signal representative of a non-physiological portion of the composite signal, wherein said demodulation is based at least in part on the inactivation; anddetermining an indication of a physiological parameter of said body tissue based on one or more of said first and second intensity signals. 2. The method of claim 1, wherein demodulating further comprises using a demodulation constraint. 3. The method of claim 2, wherein using a demodulation constraint further comprises adjusting said demodulation constraint based at least in part on the composite signal. 4. The method of claim 3, wherein adjusting said demodulation constraint based at least in part on the composite signal further comprises using feedback. 5. A method of determining an indication of a physiological parameter by demodulating a composite output signal from a detector of a noninvasive optical sensor, the method comprising: activating at least one light source to cause a first emission at a first wavelength; activating the at least one light source to cause a second emission at a second wavelength at least once before a reactivation of the at least one light source; wherein activating includes inactivating the at least one light source to cause no signal emissions;detecting the composite output signal indicative of an attenuation by said body tissue of said first and second emissions;demodulating said composite output signal into a first intensity signal responsive to said attenuation of said first emission, into a second intensity signal responsive to said attenuation of said second emission and into a third signal representative of a non-physiological portion of the output signal, wherein said demodulation is based at least in part on the inactivation; anddetermining an indication of a physiological parameter of said body tissue based on one or more of said first and second intensity signals. 6. The method of claim 5, wherein demodulating further comprises using a demodulation constraint. 7. The method of claim 6, wherein using a demodulation constraint further comprises adjusting said demodulation constraint based at least in part on the output signal. 8. The method of claim 7, wherein adjusting said demo... | MASIMO Corporation | A61B005/1455
US08892196 | B2 | 2014-11-18 | Device and method for screening congenital heart disease | 2007-07-02 | An apparatus including a main processing unit. The apparatus further including a precordial patch coupled to the main processing unit, the precordial patch having a plurality of sensors for detecting heart sounds and cardiac electrical signals (ECG). The apparatus further including a probe coupled to the main processing unit, the probe having a sensor for detecting oxygen saturation of blood circulating through a human. A method is further described including simultaneously measuring and analyzing heart sounds, cardiac electrical signals (ECG) and oxygen saturation of blood circulating through a human. The method further includes performing an algorithm to determine the presence of a significant congenital heart disease and displaying management recommendations based on results of the algorithm. | 1. An apparatus configured for detecting congenital heart disease based on a triple screen, the apparatus comprising: a sticker suitable for securing a precordial patch to a newborn human subject;a precordial patch separate from the sticker, the precordial patch comprising dimensions for positioning the precordial patch within a precordium of a newborn human subject;a plurality of first sensors associated with the precordial patch, a given first sensor being configured to facilitate detecting oxygen saturation based on pulse oximetry;a plurality of second sensors disposed at the precordial patch, a given second sensor being configured to facilitate one or both of (1) detecting heart murmur based on a phonocardiogram or (2) detecting cyanotic heart defect based on an echocardiogram;a plurality of third sensors disposed at the precordial patch, a given third sensor being configured to facilitate detecting abnormal electrical activity of a heart based on an electrocardiogram; andone or more processing units configured to determine a presence of congenital heart disease based on all three of (1) a detected oxygen saturation, (2) a presence or absence of a detected heart murmur and/or a detected cyanotic heart defect, and (3) a presence or absence of detected abnormal electrical activity of a heart. 2. The apparatus of claim 1, further comprising a plurality of leads coupled at one end to respective ones of the plurality of third sensors and bundled at another end, wherein the plurality of third sensors comprise sensors positioned according to a plurality of lead positions. 3. The apparatus of claim 1, further comprising a plurality of leads coupled at one end to respective ones of the plurality of third sensors and bundled at another end, wherein the plurality of third sensors comprise six sensors positioned corresponding to the lead positions of V1, V2, V3, V4, V5, and V6. 4. The apparatus of claim 1, wherein the patch further comprises at least one indicator for an anatomical landmark. 5. The apparatus of claim 1, wherein each of the plurality of second sensors is disposed at a different region of the precordial patch relative to each of the plurality of third sensors. | Los Angeles Biomedial Research Institute at Harbor-UCLA Medical Center | A61B005/02
US08874187 | B2 | 2014-10-28 | Dynamic tracking of moving targets | 2007-08-07 | Treatment targets such as tumors or lesions, located within an anatomical region that undergoes motion (which may be periodic with cycle P), are dynamically tracked. A 4D mathematical model is established for the non-rigid motion and deformation of the anatomical region, from a set of CT or other 3D images. The 4D mathematical model relates the 3D locations of part(s) of the anatomical region with the targets being tracked, as a function of the position in time within P. Using fiducial-less non-rigid image registration between pre-operative DRRs and intra-operative x-ray images, the absolute position of the target and/or other part(s) of the anatomical region is determined. The cycle P is determined using motion sensors such as surface markers. The radiation beams are delivered using: 1) the results of non-rigid image registration; 2) the 4D model; and 3) the position in time within P. | 1. A method of dynamically tracking one or more targets within an anatomical region and delivering therapeutic radiation to the one or more targets, while the anatomical region undergoes a periodic motion characterized by a motion cycle P, the anatomical region comprising one or more internal anatomical reference structures, the method comprising: monitoring, based on one or more surface markers configured for attachment to an external surface of the anatomical region, the periodic motion to measure the cycle P;generating near real time images of the one or more targets and the one or more internal anatomical reference structures within the moving anatomical region;determining, in real time, locations, within the moving anatomical region, of the one or more targets relative to the one or more internal anatomical reference structures based on a) registering the near real time images to one or more digitally reconstructed radiographs (DRRs) generated from pre-operative images in which the one or more internal anatomical reference structures were identified and b) applying an outcome of the registration to a 4D mathematical model that describes a non-rigid deformation of the anatomical region, as a function of time within the cycle P, and which describes a 3D motion of the one or more targets relative to the one or more internal anatomical reference structures as a function of the time within the cycle P; anddelivering, based on the determined locations, the therapeutic radiation in real time to the one or more targets as the anatomical region undergoes the periodic motion. 2. A method in accordance with claim 1, wherein the determining in real time of the locations of the one or more targets relative to the one or more internal anatomical reference structures comprises: constructing the 4D mathematical model;determining the real time locations of the one or more internal anatomical reference structures at each of a plurality of time points ti, i=1, . . . , N, by registering the near real time images of the one or more internal anatomical reference structures with the one or more DRRs of the pre-operative images, and monitoring the periodic motion of the anatomical region to determine relative position of time within the cycle P of each time point ti; andcomputing the real time locations of the one or more targets at each time point t, using locations of the one or more internal anatomical reference structures from the near real time images and determined positions within the cycle P of each time point ti. 3. A method of dynamically tracking one or more targets within an anatomical region and delivering therapeutic radiation to the one or more targets, while the anatomical region undergoes a periodic motion characterized by a cycle P, the anatomical region comprising an internal anatomical reference structure, the method comprising: constructing a 4D mathematical model that describes a non-rigid deformation of the anatomical region, and a 3D motio... | Accuray Inc. | A61B005/05 A61B006/03 A61B006/00 A61N005/10 A61B019/00 A61B005/113 A61B017/00
US08974774 | B2 | 2015-03-10 | Compositions and methods for topical diagnostic and therapeutic transport | 2005-03-03 | Compositions and methods are provided that are useful for the delivery, including transdermal delivery, of biologically active agents, such as non-protein non-nucleotide therapeutics and protein-based therapeutics excluding insulin, botulinum toxins, antibody fragments, and VEGF. The compositions and methods are particularly useful for topical delivery of antifungal agents and antigenic agents suitable for immunization. Alternately, the compositions can be prepared with components useful for targeting the delivery of the compositions as well as imaging components. | 1. A method of administering a biologically active protein to a subject in need thereof, the method comprising topically applying to the skin or epithelium of the subject a composition comprising a biologically active protein and a positively charged carrier in an effective amount for transdermal delivery of the biologically active protein,wherein the positively charged carrier comprises a polypeptide having attached thereto positively charged efficiency groups comprising (i) amino acid sequences selected from the group consisting of -(gly)n1-(arg)n2 (SEQ ID NO. 1), wherein the subscript n1 is an integer of from 0 to about 20, and the subscript n2 is independently an odd integer of from about 5 to about 25; (gly)p-RGRDDRRQRRR-(gly)q (SEQ ID NO. 2), (gly)p-YGRKKRRQRRR-(gly)q (SEQ ID NO. 3), and (gly)p-RKKRRQRRR-(gly)q (SEQ ID NO. 4), wherein the subscripts p and q are each independently an integer of from 0 to 20; or (ii) Antennapedia protein transduction domain (PTD) peptide,wherein the biologically active protein excludes insulin, vascular endothelial growth factor (VEGF), and antibody fragments;wherein the composition does not comprise a negatively charged backbone; andwherein the positively charged carrier and the biologically active protein non-covalently and directly associate. 2. The method according to claim 1, wherein the positively charged carrier provides greater transdermal delivery of the biologically active protein relative to the biologically active protein in the absence of the positively charged carrier. 3. The method according to claim 2, wherein the biologically active protein has therapeutic activity. 4. The method according to claim 3, wherein the biologically active protein does not therapeutically alter blood glucose levels. 5. The method according to claim 3, wherein the biologically active protein excludes botulinum toxin. 6. The method according to claim 1, wherein the positively charged efficiency groups are amino acid sequences of the formula -(gly)n1-(arg)n2 (SEQ ID NO. 1). 7. The method according to claim 1, wherein the positively charged efficiency groups are amino acid sequences of the formula (gly)p-RGRDDRRQRRR-(gly)q (SEQ ID NO. 2). 8. The method according to claim 1, wherein the positively charged efficiency groups are amino acid sequences of the formula (gly)p-YGRKKRRQRRR-(gly)q (SEQ ID NO. 3). 9. The method according to claim 1, wherein the positively charged efficiency groups are amino acid sequences of the formula (gly)p-RKKRRQRRR-(gly)q (SEQ ID NO. 4). 10. The method according to claim 1, wherein the positively charged efficiency groups are Antennapedia protein transduction domain (PTD) peptides or fragments thereof that retain PTD activity. | Revance Therapeutics, Inc. | A61K031/74 A61K039/00 C07K014/00 C07K007/00 C07K017/08 A61P017/00 A61K047/48 A61K049/00
US08573205 | B2 | 2013-11-05 | Ventilation method and control of a ventilator based on same | 2007-07-23 | The invention provides an improved ventilation method and method for controlling a ventilator apparatus in accordance with same. More specifically, the present invention relates to a method of controlling a ventilator apparatus comprising the steps of placing a ventilator in a mode capable of adjusting airway pressure (P) and time (T), monitoring expiratory gas flow, analyzing the expiratory gas flow over time (T) to establish an expiratory gas flow pattern, and setting and/or adjusting a low time (T2) based on the expiratory gas flow pattern. Alternatively, the present invention relates to a method of controlling a ventilator apparatus comprising the steps of placing a ventilator in a mode capable of adjusting airway pressure (P) and time (T), and setting a low airway pressure (P2) of substantially zero cmH2O. | 1. A method of controlling a ventilator apparatus comprising the steps of: a) placing a ventilator in a mode capable of adjusting airway pressure (P) and time (T);b) monitoring expiratory gas flow;c) analyzing the expiratory gas flow over time (T) to establish an expiratory gas flow pattern, andd) setting a low time (T2) based on the expiratory gas flow pattern. 2. The method of claim 1, further comprising the steps of monitoring inspiratory gas flow and determining expiratory and inspiratory gas volume. 3. The method of claim 1, further comprising the steps of setting a low airway pressure (P2) of substantially zero cmH2O. 4. The method of claim 3, further comprising the steps of: a) monitoring inspiratory gas flow,b) determining the relationship between the expiratory and inspiratory gas flow, andc) setting a high airway pressure (P1). 5. The method of claim 4, wherein the step of determining the relationship comprises determining the ratio of the expiratory gas flow and the inspiratory gas flow. 6. The method of claim 4, further comprising the steps of analyzing the expiratory and inspiratory gas flow over time (T) to establish an expiratory and inspiratory gas flow pattern and analyzing the expiratory and inspiratory gas flow pattern. 7. The method of claim 3, wherein the mode comprises a preset continuous positive airway pressure (CPAP) level mode with an intermittent pressure release. 8. The method of claim 7, further comprising the step of substantially simultaneously adjusting a high airway pressure (P1) and a high time (T1). 9. The method of claim 3, further comprising the steps of: a) monitoring blood carbon dioxide levels for hypercarbia,b) increasing a high time (T1) and maintaining a high pressure (P1) substantially unchanged. 10. The method of claim 3, further comprising the steps of: a) monitoring blood oxygen levels, andb) increasing a high airway pressure (P1) and a high time (T1) substantially contemporaneously to raise oxygenation levels. 11. The method of claim 10, wherein P1 is increased to a maximum of about 45 cmH2O. 12. The method of claim 11, further comprising the steps of subsequently decreasing P1 at a rate of about 1 cmH2O per hour and maintaining oxygen levels. 13. The method of claim 3, further comprising the step of controlling the ventilator with a control unit. 14. The method of claim 13, wherein the control unit is programmed to analyze the expiratory gas flow over time. 15. A method of controlling a ventilator apparatus comprising the steps of: a) placing a ventilator in a mode capable of adjusting airway pressure (P) and time (T),b) setting a low airway pressure (P2) of substantially zero cmH2O,c) monitoring blood CO2 levels, andd) increasing the high time (T1) interval and decreasing the high airway pressure (P1). 16. The method claim 15, wherein the monitoring comprises determining whether the blood CO2 levels are normal or below normal. 17. The method of claim 1, further comprising the steps... | Intensive Care On-Line Network, Inc. | A61M016/00
US08591433 | B2 | 2013-11-26 | Method to design acoustic stimuli in the spectral domain for the recording of auditory steady-state responses (ASSR) | 2005-06-30 | The invention relates to a method to design and generate frequency-specific electrical or acoustical stimuli for the recording of auditory steady-state responses, ASSR, from human individuals, where the stimuli are generated as a combination of a series of three or more spectral components (i.e. pure tones), each having a specified frequency, amplitude and phase and where the frequency difference between the successive pure tones in the series preferably is constant=fs. The invention further relates to a device for detection of ASSR and to a software program for use in such device. | 1. A method of recording Auditory Evoked Responses (AER) from human test subjects comprising: (a) designing and generating frequency-specific electrical signals as a sum of a series of three or more pure tones, each pure tone having individual frequency, amplitude and phase, and wherein a frequency difference, fs, between the successive pure tones in the series is constant,(b) applying said signals to an acoustical transducer to provide corresponding acoustic stimuli,(c) applying said acoustic stimuli for the recording of AER from a human, and(d) recording the AER. 2. The method according to claim 1, wherein an individual pure tone has a frequency that is an integer multiple of the frequency difference, fs. 3. The method according to claim 1, wherein an individual pure tone has a frequency that corresponds to a half-integer multiple of the frequency difference, fs. 4. The method according to claim 1, wherein an individual pure tone has a phase that compensates for corresponding cochlear delay or any other phase or temporal deviations in at least one of a stimulus system, a recording system, and in an auditory pathway. | Maico Diagnostic GmbH | A61B005/00
US08114143 | B2 | 2012-02-14 | System and method for measuring cross-sectional areas and pressure gradients in luminal organs | 2007-08-14 | The invention comprises a system, catheter and method for measuring the cross-sectional areas and pressure gradients in any hollow organ, such as, for example, blood vessels. One embodiment of such a system includes: an impedance catheter capable of being introduced into a targeted site; a solution delivery source; a constant current source; a balloon inflation control device; and a data acquisition and processing system that receives conductance and/or pressure gradient data from the catheter and calculates the cross-sectional area of the targeted site. In one embodiment, the catheter has an inflatable balloon along its longitudinal axis, thereby enabling the breakup of any materials causing stenosis at the targeted site and/or distention and delivery of an optional stent into the targeted site. | 1. An impedance catheter for measuring luminal cross-sectional area of blood vessels, heart valves, and other hollow visceral organs, for enabling selection of an appropriately sized stent or other medical device and for avoiding under or over deployment and under or over sizing of the stent or other medical device, comprising: an elongated tubular body extending from a proximal body end to a distal body end, said body having an exterior surface and defining a first lumen along the longitudinal axis of the body, whereby enabling introduction of the catheter into a treatment site;a first excitation impedance electrode and a second excitation impedance electrode along the longitudinal axis of the body, both located near the distal body end, said first excitation electrode comprising a first excitation impedance lead extending from said first excitation electrode configured for connection to a data acquisition system near the proximal body end, said second excitation electrode comprising a second excitation impedance lead extending from said second excitation electrode configured for connection to the data acquisition system;a first detection impedance electrode and a second detection impedance electrode along the longitudinal axis of the body, both located in between the first and second excitation electrodes, said first detection electrode comprising a first detection impedance lead extending from said first detection electrode configured for connection to the data acquisition system, said second detection electrode comprising a second detection impedance lead extending from said second detection electrode configured for connection to the data acquisition system; anda first suction/infusion port located near the distal end, wherein said first suction/infusion port is in communication with said first lumen, the suction/infusion port configured to allow injection of two or more solutions into the treatment site;the impedance catheter configured so that the first detection impedance electrode and the second detection impedance electrode can obtain one or more conductance values within an electric field generated by the first excitation impedance electrode and the second excitation impedance electrode, and wherein a cross-sectional area of the treatment site can be calculated based in part upon the one or more obtained conductance values and a known distance between said first detection impedance electrode and said second detection impedance electrode;wherein the known distance between said first detection impedance electrode and said second detection impedance electrode is between 0.5 mm and 1 mm, inclusive. 2. The impedance catheter of claim 1, further comprising: a second lumen defined by the body and located along the longitudinal axis of the body; andan inflatable balloon along the longitudinal axis of the elongated body, located near and proximal relative to the first suction/infusion port, wherein the inflatable balloon extends from a balloon ... | Electro-Cat | A61F002/06 A61B005/05
US08315693 | B2 | 2012-11-20 | Electrocardiogram monitoring | 2007-02-26 | Techniques for determining whether one or more leads are not adequately connected to a patient, e.g., for ECG monitoring, are described. The techniques involve injection of an integrated signal (which includes a test signal) into one lead, and monitoring the driven lead and the response at the other leads, including the common mode and the difference between the other leads. These “lead-off” detection techniques may be provided by an external defibrillator that provides three-wire ECG monitoring. Techniques for determining a type of a cable coupled to a defibrillator are also described. The cable-type identification may allow a defibrillator to, for example, operate in either a three-wire ECG monitoring mode or a therapy mode, based on whether a three-wire ECG cable or a defibrillation cable is coupled to the defibrillator. | 1. A method, comprising receiving a common mode signal via a first lead and a second lead coupled to an electrocardiogram monitoring device;integrating, using an integrator, a test signal and the common mode signal to generate an integrated signal;injecting the integrated signal into a third lead coupled to the electrocardiogram monitoring device;generating a difference signal based on a difference between a first signal obtained via the first lead and a second signal obtained via the second lead; andindicating which one or more of the first lead, the second lead, and the third lead are not adequately connected to a patient based on the integrated signal and the difference signal. 2. The method of claim 1, further comprising determining at least one of an amplitude or a DC offset of the integrated signal, wherein indicating whether any of the first lead, the second lead, and the third lead are not adequately connected to the patient comprises indicating whether any of the first lead, the second lead, and the third lead are not adequately connected to the patient based on the at least one of the amplitude or the DC offset. 3. The method of claim 2, further comprising determining whether at least one of the amplitude or DC offset exceeds a respective threshold, wherein indicating whether any of the first lead, the second lead, and the third lead are not adequately connected to the patient comprises indicating that either the third lead, both the first lead and the second lead, or all leads are not adequately connected to the patient if the at least one of the amplitude or the DC offset exceeds the respective threshold. 4. The method of claim 1, further comprising determining whether the difference signal exceeds a threshold, wherein indicating whether any of the first lead, the second lead, and the third lead are not adequately connected to the patient comprises indicating that either the first lead or the second lead is not adequately connected to the patient if the difference signal exceeds the threshold. 5. A method, comprising: receiving a common mode signal via a first lead and a second lead coupled to an electrocardiogram monitoring device;integrating, using an integrator, a test signal and the common mode signal to generate an integrated signal;injecting the integrated signal into a third lead coupled to the electrocardiogram monitoring device;generating a difference signal based on a difference between a first signal obtained via the first lead and a second signal obtained via the second lead;indicating whether any of the first lead, the second lead, and the third lead are not adequately connected to a patient based on the integrated signal and the difference signal;determining whether the difference signal exceeds a threshold, wherein indicating whether any of the first lead, the second lead, and the third lead are not adequately connected to the patient comprises indicating that either the first lead or the second lead is not adequate... | Physio-Control, Inc. | A61B005/00
US08613706 | B2 | 2013-12-24 | Coaxial dual lumen pigtail catheter | 2007-08-03 | A method of measuring differential pressure between a left ventricle and an aorta across an aortic valve for diagnosis of aortic stenosis using a coaxial dual lumen pigtail catheter that utilizes coaxial construction incorporating a thin wall guiding catheter technology for the outer lumen and using a strong braided diagnostic technology for the central lumen to accommodate high-pressure injections. The catheter includes a manifold body to provide for connection to each of the dual lumens. The distal end of the coaxial dual lumen pigtail catheter tapers to a more flexible portion that is perforated by spiral side holes to provide for more undistorted pressure readings in the left ventricle. The coaxial dual lumen pigtail catheter also utilizes proximal straight sideholes at the end of the dual lumen portion and a taper between the dual lumen portion and the single lumen portion. | 1. A method of measuring differential pressure between a left ventricle of a heart and an aorta of a patient across an aortic valve for diagnosis of aortic stenosis, the method comprising: creating a percutaneous access to a major artery in a human body of the patient;inserting a guidewire into the major artery and guiding the guidewire from the major artery through an aorta and into a left ventricle of the heart, the aorta and the left ventricle being separated by an aortic valve;inserting a coaxial dual lumen pigtail catheter having a dual lumen portion and a single lumen portion along the guidewire, the single lumen portion having a first proximal straight portion, a second distal straight portion, a bend between the first proximal straight portion and the second distal straight portion and a pigtail portion, the single lumen portion having a constant fixed diameter along its length and the dual lumen portion having exactly two coaxial lumens along an entire length extending from a manifold to the single lumen portion;advancing the coaxial dual lumen catheter until the pigtail portion of the single lumen portion and the second straight portion of the catheter are positioned in the left ventricle while the first straight portion of the single lumen portion bridges the aortic valve and extends into the aorta and the dual lumen portion is positioned partially in the aorta and extends to the exterior of the patient;withdrawing the guidewire from the catheter;operably coupling a pressure measuring device in fluid communication with a first lumen and a second lumen of the catheter, the first lumen being in fluid communication with the left ventricle and the second lumen being in fluid communication with the aorta;obtaining simultaneous pressure measurements from both the aorta and the left ventricle while the first straight portion of the single lumen portion bridges the aortic valve; anddetermining a diagnostic pressure gradient across the valve by comparing the pressure measurements in the left ventricle and the aorta. 2. The method as claimed in claim 1, in which the determination of the diagnostic pressure gradient further comprises determining the diagnostic pressure gradient across the valve by comparing systolic peaks in the ventricle and the aorta. 3. The method as claimed in claim 1, further comprising measuring differential pressure between the ventricle and the aorta. 4. The method as claimed in claim 1, further comprising injecting a marker fluid through the first lumen into the ventricle. 5. The method as claimed in claim 4, further comprising observing the marker fluid whereby flow across the aortic valve is observed. 6. The method as claimed in claim 4, wherein the marker fluid comprises a radio opaque fluid. 7. The method as claimed in claim 6, further comprising observing the radio opaque fluid via fluoroscopy. | - | A61B005/02 A61M025/00
US08337408 | B2 | 2012-12-25 | Remote monitoring of patient cognitive function using implanted CRM devices and a patient management system | 2006-07-13 | This document discusses, among other things, a system and method for remote monitoring of patient cognitive function using implanted cardiac rhythm management (CRM) devices and a patient management system. The method comprising: presenting a cognitive test to a patient via a user interface; receiving a result of the cognitive test using the user interface; and using the result of the cognitive test in determining a heart failure condition status. | 1. A machine-assisted method comprising: receiving, at a processor-based system, a result of a cognitive test presented to a patient via a user interface, the cognitive test designed to measure cognitive ability by testing at least one of: motor function, memory, or problem solving ability of the patient; andusing, at the processor-based system, the result of the cognitive test in determining a heart failure condition status of the patient. 2. The method of claim 1, further comprising: storing the result of the cognitive test;determining a testing trend over time, wherein the testing trend includes results of a series of instances of the cognitive test; andusing the testing trend to determine a likelihood of heart failure decompensation. 3. The method of claim 1, further comprising: receiving a physiological indication related to the patient; andusing the physiological indication in conjunction with the result of the cognitive test to determine a likelihood of worsening of the heart failure condition status. 4. The method of claim 3, wherein using the physiological indication in conjunction with the result of the cognitive test comprises: presenting an activity to the patient;detecting a changed physiological indication;correlating the changed physiological indication to the presented activity; anddetermining the likelihood of worsening of the heart failure condition status using the correlation between the changed physiological indication and the presented activity. 5. The method of claim 3, further comprising: storing the physiological indication;determining a physiological trend over time, wherein the physiological trend includes a series of instances of the physiological indication; andusing the physiological trend to determine the likelihood of worsening of the heart failure condition status. 6. The method of claim 3, further comprising: storing the physiological indication;determining a physiological trend over time, wherein the physiological trend includes a series of instances of the physiological indication;storing the result of the cognitive test;determining a testing trend over time, wherein the testing trend includes a series of instances of the cognitive test; andusing the physiological trend and the testing trend to determine the likelihood of worsening of the heart failure condition status. 7. The method of claim 3, wherein the physiological indication is obtained from an implanted medical device. 8. The method of claim 3, wherein the physiological indication includes a heart rate, a blood flow, a blood pressure, an impedance, or a heart vibration. 9. The method of claim 3, wherein the physiological data is received before, during, or after presenting the cognitive test to the patient. 10. The method of claim 1, wherein the cognitive test is a direct cognitive test. 11. The method of claim 10, wherein the direct cognitive test includes at least one of a questionnaire, a motor task, or a reaction task. 12. The method of c... | Cardiac Pacemakers, Inc. | A61B005/02
US08057399 | B2 | 2011-11-15 | Anchor for an implantable sensor | 2007-09-14 | An anchor for an implantable medical device, for example, and implantable physiologic sensor, includes a proximal hub portion, an intermediate portion extending radially and distally from the hub portion, and a distal portion extending distally from the proximal portion and adapted to engage an inner surface of a target vessel for securing the implantable medical device therein. The anchor can assume a collapsed configuration for delivery through a catheter, and an expanded configuration for fixation within the vessel once deployed. The intermediate portion extends from the proximal portion at an oblique angle, allowing the anchor to be retracted and re-collapsed within the delivery catheter after initial deployment, if re-positioning or removal of the implantable medical device is necessary or desired. | 1. An implantable sensor assembly configured for delivery through a delivery catheter, the sensor assembly comprising: an implantable sensor;an anchor coupled to the sensor and adapted to assume a collapsed configuration within the delivery catheter and an expanded configuration external to the delivery catheter, the anchor including: a proximal hub portion;an intermediate anchor portion hingedly coupled to and extending distally and radially from the hub portion, the intermediate portion configured to assume a generally oblique angle with respect to the hub portion when the anchor is in the expanded configuration; anda distal anchor portion extending distally from the intermediate portion and adapted to engage an inner surface of a vessel when the anchor is in the expanded configuration;wherein the intermediate portion is configured to allow the anchor to be retracted within the delivery catheter and to assume the collapsed configuration after assuming the expanded configuration; andwherein, in the expanded configuration, the implantable sensor and proximal hub portion are radially offset from a radial center of the anchor such that the sensor is positioned at or proximate a periphery of the distal anchor portion. 2. The assembly of claim 1 wherein the anchor is coupled to the sensor at the hub portion. 3. The assembly of claim 2 wherein the sensor includes a housing, and wherein the hub portion is generally annular and is adapted to extend circumferentially around at least a portion of the sensor housing. 4. The assembly of claim 1 wherein at least the distal portion is adapted to engage an inner surface of a pulmonary artery of a patient. 5. The assembly of claim 1 wherein the sensor includes a pressure sensor. 6. The assembly of claim 5 wherein the pressure sensor is adapted to measure a pulmonary arterial blood pressure. 7. The assembly of claim 1 wherein the anchor is balloon-expandable. 8. The assembly of claim 1 wherein the anchor is self-expanding. 9. The assembly of claim 1 wherein the anchor is made from a shape memory material. 10. The assembly of claim 9 wherein the anchor is made from a shape memory nickel-titanium alloy. 11. An implantable sensor assembly comprising: a sensor including a housing hermetically enclosing a sensor element; andan anchor including: a proximal sensor attachment portion coupled to the housing; andradially expandable means extending from the sensor attachment portion for engaging an inner surface of a vessel;wherein the radially expandable means is configured to assume a collapsed configuration for delivery within a catheter and an expanded configuration external to the catheter;wherein the radially expandable means includes a plurality of first elongate members extending distally and radially from the sensor attachment portion at an oblique angle with respect to the sensor attachment portion when in the expanded configuration, and a plurality of second elongate members extending distally from at ... | Cardiac Pacemakers, Inc. | A61B005/02 A61F002/06
US08337409 | B2 | 2012-12-25 | Computerized medical diagnostic system utilizing list-based processing | 2007-10-31 | A system and method for providing computerized, knowledge-based medical diagnostic advice. The medical advice is provided to the general public over a network, such as a telephone network with the use of a telephone or the Internet with the use of an Internet access device. Alternatively, the medical advice can be provided to a patient in a stand-alone mode by use of a computer. The invention utilizes a list-based processing method of generating and executing diagnostic scripts. For the purpose of diagnosing a health problem of a patient, medical knowledge is organized into a list of the diseases to be considered. Each disease on the disease list includes a list of symptoms that is checked in a patient. Each symptom on the symptom list is then further described as a response to a list of one or more questions asked of the patient about the symptom. This triply-nested list structure is converted by suitable data structure transformations into a script that is stored. When a patient requires diagnosis, the script is played back as a sequence of questions. The responses of the patient are analyzed and converted into symptoms. The symptoms are accumulated into diseases. Finally the diseases are selected and reported as a diagnosis. | 1. A computerized medical diagnostic method, comprising: a) storing a list of diseases in a data storage in a computer, wherein each disease is associated with a list of symptoms, and wherein each symptom is associated with a list of questions;b) obtaining medical information from a user through an interface connected to the computer;c) selecting, with a processor in the computer, a disease from the list of diseases based on the obtained medical information;d) selecting, with the processor in the computer, a symptom from the list of symptoms associated with the selected disease;e) asking, through an interface connected to the computer, at least one question from the list of questions associated with the selected symptom to obtain additional medical information from the user;f) determining, with a processor in the computer, whether or not a patient is to be diagnosed with the selected disease based upon the obtained medical information; andg) providing, through an interface connected to the computer, the results of the determining to the user. 2. The method of claim 1, additionally comprising repeating a)-f) until it is determined that a patient is to be diagnosed with one of the diseases in the list or until it is determined that the patient is not to be diagnosed with any of the diseases in the list. 3. The method of claim 1, wherein the user is the patient or a proxy or assistant thereto. 4. The method of claim 1, wherein the obtained medical information comprises a chief complaint. 5. The method of claim 1, wherein the list of questions comprises a single question. 6. The method of claim 1, wherein the list of diseases comprises a single disease. 7. The method of claim 1, further comprising storing the obtained medical information in a medical history database. 8. A computerized diagnostic method, comprising: storing a list of diseases on a storage of a computer, wherein each disease is associated with a list of symptoms, and wherein each symptom is associated with a list of questions;repetitively asking questions, with a processor of the computer, to elicit responses, wherein the responses establish symptoms;determining, with the processor of the computer, the probability that a patient has a given disease based on the established symptoms; anddeclaring a diagnosis, with the processor of the computer, based upon the determined probability. 9. The method of claim 8, wherein the determining the probability involves Bayesian analysis. 10. The method of claim 8, wherein the probability is represented by a weight. 11. The method of claim 8, wherein additional symptoms are established from previously established symptoms. 12. The method of claim 8, wherein the symptoms establish a syndrome. 13. The method of claim 8, wherein a single question establishes a symptom. 14. The method of claim 8, wherein a series of questions establishes more than one symptom. 15. The method of claim 8, wherein a symptom comprises lab or test results. 16.... | Clinical Decision Support LLC | A61B005/02 A61B005/00
US08224410 | B2 | 2012-07-17 | Dermally affixed sensor device | 2004-12-10 | An improved diagnostic analyte monitoring device has immovable, rigid sensors connected stationarily to control and measuring means and a flexible surface adhering to the skin and serving for the subcutaneous implantation of the sensors, actuated by means designed for easy handling. Concentration time profiles of endogenous and exogenous analytes measured with the device are used to improve drug treatment modalities on an individualized basis. | 1. Device for the in-vivo measurement of the concentration of an analyte in a body fluid comprising: a) a component with a flexible surface, b) means for securing adherence of that surface to the skin, c) a rigid part holding one or more subcutaneously implantable sensors, d) means for positioning the flexible surface relative to the sensors in such a way that in a first position the sensors are concealed by the surface and in a second position implantable parts of the sensors are exposed above the surface, and e) a releasable mechanism that when locked retains the means for positioning at the first position such that the surface deforms to a convex shape and when released permits the surface to move the means for positioning to the second position while inserting the implantable parts of the sensors into the skin. 2. Device according to claim 1, wherein a control and measuring means are integrated. 3. Device according to claim 1, where the implantable part of a sensor is a full, rigid, thin pin-shaped module. 4. Device according to claim 1, where the implantable part of a sensor has a diameter below 250 μm and an implantation depth of 1 to 5 mm. 5. Device according to claim 1, where the implantable part of a sensor is a pin coated with a sensing layer. 6. Device according to claim 1, where the implantable part of a sensor includes a probe serving as a semi-permeable interface between the body fluid and the sensing layer. 7. Device according to claim 1, where the implantable part of a sensor includes a light conducting element. 8. Device according to claim 1, where the implantable part of a sensor is a ion-selective probe. 9. Device according to claim 1, where the implantable part of a sensor is a sonnar probe. 10. Device according to claim 1, where the implantable part of a sensor is a surface plasmon resonance probe. 11. Device according to claim 1, where the implantable part of the sensors has a structured surface in such a way that the exposed surface of the sensing layer is increased and protected from stripping during insertion into the skin. 12. Device according to claim 1, where several sensors are used each being selective for a specific analyte. 13. Device according to claim 1, where the means for securing adherence to the skin is an adhesive layer for temporary wearing on the body, and the adhesive layer is fixed on the flexible surface of the device by a reduced surface in comparison to the adhesive surface to the skin. 14. Device according to claim 1, where the releasable mechanism is configured to bring the flexible surface into two distinct positions relative to the implantable tip of the sensors using the flexibility of this surface based on a rapid movement from the first to the second position by relaxation from an enforced tense position. 15. Device according to claim 1, where the releasable mechanism is actuated by pressing a knob or the cap of the device. 16. Device according to claim 1, where control and measu... |  | A61B005/1455
US08370175 | B2 | 2013-02-05 | Icon-based healthcare management system | 2006-09-11 | Systems, methodologies, media, and other embodiments associated with an icon-based healthcare patient care system are described. One exemplary system embodiment includes an icon-based healthcare patient care system comprising an association data store that stores association information between a category and at least one icon; and, a patient care logic configured to provide icon-based healthcare information based on selection information received from a user. | 1. A method of presenting a health record of a patient on a device having a processor, a display, and a memory storing an icon set comprising at least one icon, the method comprising: executing on the processor instructions configured to: create in the memory a health record of the patient comprising a set of health conditions of the patient, and, for respective health conditions, a stack of activities having a stack order; upon receiving a request to create an activity for a health condition in the health record of the patient: present upon the device a palette comprising a radial arrangement of activity icons respectively depicting an activity related to the health condition; and upon receiving a selection of an activity icon representing a selected activity, append the selected activity to the stack of activities for the health condition in the health record of the patient; for a selected activity, present upon the display a unit box comprising at least one icon that together represent the health activity; upon receiving a request to cycle forward in the activities, present upon the display a unit box representing a next activity in the stack order of activities associated with the health condition; upon receiving a request to cycle backward in the activities, present upon the display a unit box representing a preceding activity in the stack order of activities associated with the health condition; upon receiving a request to update a selected activity associated with a selected health condition, update the selected activity of the health condition in the health record of the patient stored in the memory; and upon receiving a request to remove a-selected health condition from the health record of the patient, remove the selected health condition in the health record of the patient stored in the memory. 2. The method of claim 1, where the at least one health condition of the health record of the patient is related to at least one of: physical therapy information, nursing information, physician information, occupational therapy information, nurse's aide information, and medical information. 3. The method of claim 1, the method configured to facilitate creation of a visit note of a patient using icons depicting activities associated with a health condition in the health record of the patient. 4. The method of claim 1, comprising: presenting at least one plan of care icon respectively depicting a plan of care of a health condition of the patient; upon receiving a selection of at least one plan of care icon, storing within the health record of the patient in the memory a plan of care unit box representing the plan of care of the health condition for the patient; and presenting on the output device the plan of care unit box comprising at least one plan of care icon that together depicts the plans of care of the health conditions of the patient. 5. The method of claim 1, comprising: presenting at least one goal icon respectively depicting a goal ... | - | G06Q050/00
US08781568 | B2 | 2014-07-15 | Systems and methods for heart rate monitoring, data transmission, and use | 2007-06-25 | In a first aspect, a heart rate monitoring system is provided that includes (1) a heart rate monitor adapted to wirelessly transmit a signal indicative of a heart rate of a user; and (2) a user device adapted to receive the signal from the heart rate monitor, process the signal, and determine sleep information for the user from the heart rate. Numerous other aspects are provided. | 1. A heart rate monitoring system comprising: a wrist strap including an integrally formed heart rate monitor including a sensor adapted to sense a heart rate of a user and a transmitter adapted to wirelessly transmit a signal indicative of the heart rate of the user; anda cellular telephone adapted to receive the signal from the heart rate monitor, process the signal, and determine sleep information for the user from the heart rate;wherein the sleep information includes heart rate measured during stages of sleep cycles collected over a plurality of nights,wherein the cellular telephone is adapted to: compile and analyze sleep information from different nights;determine a number of sleep cycles during an evening's sleep; andcompare sleep patterns for different nights. 2. The heart rate monitoring system of claim 1 wherein the heart rate monitor is adapted to transmit heart rate information using a wireless protocol on the cellular telephone and heart rate monitor. 3. The heart rate monitoring system of claim 1 wherein the cellular telephone is adapted to cause visual or auditory stimulation so as to wake the user after a predetermined number of sleep cycles. 4. The heart rate monitoring system of claim 1 wherein the cellular telephone is adapted to detect sleep apnea based on the signal from the heart rate monitor. 5. The heart rate monitoring system of claim 1 wherein the cellular telephone is adapted to determine how room temperature affects sleep. 6. The heart rate monitoring system of claim 1 wherein the cellular telephone is adapted to determine how clothing worn by the user affects sleep. 7. The heart rate monitoring system of claim 1 wherein the cellular telephone is adapted to determine how type of blankets or sheets employed affects sleep. 8. The heart rate monitoring system of claim 1 wherein the cellular telephone is adapted to determine how number of blankets or sheets employed affects sleep. 9. The heart rate monitoring system of claim 1 wherein the cellular telephone is adapted to determine how dietary habits affect sleep. 10. The heart rate monitoring system of claim 1 wherein the cellular telephone is adapted to track sleep deprivation. 11. The heart rate monitoring system of claim 1 wherein the cellular telephone is adapted to provide feedback to the user regarding how best to improve or obtain an optimal amount of sleep. 12. The heart rate monitoring system of claim 1 wherein the cellular telephone is adapted to remind the user to start getting ready for bed based on tracked sleep or sleep deprivation. 13. A method comprising: providing a wrist strap including a heart rate monitor including a sensor adapted to sense a heart rate of a user and a transmitter adapted to wirelessly transmit a signal indicative of the heart rate of the user;providing a cellular telephone adapted to receive the signal from the heart rate monitor, process the signal, and determine sleep information for the user from the heart rate;wherein t... | - | A61B005/04 A61B005/00 A61B005/024
US08718755 | B2 | 2014-05-06 | Methods and devices for determining brain state | 2003-11-03 | The present invention relates to methods and devices for determining the state of a neural system. In one embodiment, a plurality of stimuli to the system can be delivered to the system, and then the resulting respective responses can be analyzed to determine whether the system state is static, or whether it is undergoing dynamic changes. In another aspect of the invention, a single stimulus having a plurality of components can be administered, and the responses to each component can be contrasted and compared to determine the state of the neural system. In each case, this information can be used to predict the occurrence of neural perturbations or episodes associated with a change in the state of the neural system. | 1. A method for detecting an impending seizure in a neural system, comprising: applying a subthreshold electrical stimulus which comprises low frequency content to a neural system,detecting a first response of the neural system to said subthreshold electrical stimulus during an interictal state and a second response of the neural system to said subthreshold electrical stimulus during a state indicative of an impending seizure, wherein said subthreshold electrical stimulus comprises an arbitrary waveform that is determined adaptively by the magnitude and frequency of a preceding or concurrent response, anddetermining whether said second response during the state indicative of an impending seizure is different from said first response during the interictal state, whereby an impending seizure is detected. 2. A method of claim 1, wherein the stimulus is characterized by voltage, current, or field strength. 3. A method of claim 1, wherein the stimulus is less than 1000 mV/mm. 4. A method of claim 1, wherein the stimulus is oriented parallel to the somatic-dendritic axis of the neurons in the neural system. 5. A method of claim 1, wherein the stimulus is an electrical field produced using two field electrodes positional external to the neurons in the neural system. 6. A method of claim 1, wherein a plurality of stimuli are applied and the interval between each stimulus is more than 1 second. 7. A method of claim 1, wherein the detecting the response is measuring neuronal activity of the neural system. 8. A method of claim 7, wherein the measuring of the neuronal activity is performed simultaneously and continuously with the applied stimulus. 9. A method of claim 7, wherein the neuronal activity is characterized by root-mean-square. 10. A method of claim 1, wherein the frequency and amplitude of the applied stimulus is insufficient to evoke action potentials in the neurons that comprise said neural system. 11. A method of claim 1, further comprising, when a impending or preseizure state is detected, applying an oriented electric field or current to said neural system effective to suppress the seizure activity of the neural system, wherein the magnitude and polarity of said oriented electric field is changed in response to the measured neuronal activity, and the measuring of neuronal activity is performed simultaneously and continuously with the applied field. 12. The method according to claim 1, wherein said subthreshold electrical stimulus is an electrical stimulus which is less than 100 V/mm. 13. The method according to claim 1, wherein said subthreshold electrical stimulus is an electrical stimulus which is less than 10 V/mm. 14. The method according to claim 1, wherein said sub-threshold electrical stimulus is less than or equal to 100 Hz. 15. The method according to claim 1, wherein said sub-threshold electrical stimulus is a low frequency content. 16. The method according to claim 1, comprising detecting a first response of the neur... | George Mason Intellectual Properties, Inc. | A61N001/00
US07955268 | B2 | 2011-06-07 | Multiple sensor deployment | 2007-07-20 | A method of measuring pressure within the human body including implanting a pressure sensing assembly having a flexible structure and first and second sensor elements having self-contained power supplies coupled to the flexible structure. Periodic data collection events are performed to collect data from the sensor elements. A data collection event includes a request for data from a remote communication device, a transfer of sensor data to the remote communication device and a processing of the sensor data. The invention also includes a sensor assembly for implantation into a human body. The sensor assembly includes a first sensor having a self-contained power supply, a sensing element and an integral communication device capable of communicating with a remote communication device. The sensor assembly also includes a second sensor and a flexible structure to which the first and second sensor are attached. | 1. A method of measuring blood pressure within a human body, comprising: implanting a pressure sensing assembly into a vessel near the heart in the human body, the sensor assembly including a flexible structure capable of expanding when implanted within the vessel, a first sensor member having a self contained electric power supply coupled to the flexible structure, and a second sensor member having a self contained electric power supply coupled to the flexible structure;wirelessly transmitting a sensor data request message from a pulse generator implanted within the body to the first and second sensor members, the sensor data request message configured to prompt each of the first and second sensor members to transition from a power save state to an initialization state for a predetermined period of time for processing incoming communication data;comparing an address in the sensor data request message against a unique address of the first and second sensor members and, upon receiving a matching address, selectively activating one of the first or second sensor members from the initialization state to an activation state in which a pressure sensor is activated for sensing pressure data; andperforming periodic data collection events, including: collecting a sensor data packet wirelessly transmitted to the pulse generator from the activated sensor member, the sensor data packet including a power supply value representing the charge level of the self-contained electric power supply of the activated sensor member;comparing the power supply value of the activated sensor member against a threshold value;wherein, if the activated sensor member has an adequate charge remaining, waiting for a predetermined period of time and then collecting another sensor data packet wirelessly transmitted to the pulse generator from the activated sensor member;wherein, if the activated sensor member does not have an adequate charge remaining, waiting for a predetermined period of time and then collecting a sensor data packet wirelessly transmitted to the pulse generator from the other sensor member, the sensor data packet from the other sensor member including a power supply value representing the charge level of the self-contained electric power supply of the other sensor member; andperiodically performing the steps of comparing the power supply value of an activated sensor member against a threshold value to determine a charge level and alternating the collecting of sensor data packets from either the first or second sensor member based at least in part on the charge level. 2. The method of claim 1, wherein the step of performing a data collection event includes collecting a plurality of sensor data packets from one of the first sensor member and the second sensor member. 3. The method of claim 1, wherein the step of performing a data collection event includes collecting a plurality of sensor data packets from each of the first sensor member and the second sensor membe... | Cardiac Pacemakers, Inc. | A61B005/02
US08340745 | B2 | 2012-12-25 | Methods for characterizing cancer and pre-cancer tissues | 2007-06-05 | A quantitative method for determining tissue characteristics includes the steps of generating data for a dynamic optical curve over a period of time based on an optical property of a tissue, or portion thereof, that has been exposed to a biomarker and, based on the data, determining a value of a dynamic optical parameter. The value of the dynamic optical parameter is compared with at least one reference value of the dynamic optical parameter known to be linked to a structural or functional characteristic and/or the pathological status of the tissue. Based on the comparison, a structural or functional characteristic and/or the pathological status of the tissue, or portion thereof is determined. Data for dynamic optical curves may be generated for a plurality of tissue locations corresponding to a plurality of spatial image locations. The plurality of dynamic optical curves may be used to determine values of a dynamic optical parameter and a related tissue characteristic at a plurality of tissue locations. A computer readable medium holds computer program instructions for carrying out this method. Reference values can be calculated by measuring dynamic optical properties from known representative tissue samples. Preferred tissue samples include endothelial and cervical samples. Preferred methods involve diagnosing and/or grading neoplasia and/or HPV infection and/or calculating nuclear to cytoplasmic ratios of the cells in the tissue sample. | 1. A quantitative method for determining a tissue condition, comprising: measuring, in vivo, temporal alterations of an optical property of a tissue at a plurality of spatial locations of the tissue, wherein the temporal alterations are provoked by application of a biomarker to the tissue;calculating a dynamic optical curve from the measured optical property data for each spatial location in the plurality of spatial locations;determining values of a set of dynamic optical parameters from the dynamic optical curve for each spatial location in the plurality of spatial locations; anddetermining a tissue condition using the determined values of the set of dynamic optical parameters and reference values for the set of dynamic optical parameters at each spatial location in the plurality of spatial locations; wherein the tissue is an epithelial tissue; and wherein the tissue condition is selected from the group consisting of normal tissue, cervical neoplasia, HPV infection, dysplasia, pathologic, cancerous and precancerous, wherein the set of reference values are determined by steps comprising:correlating values for a plurality of dynamic optical parameters of a reference tissue sample, obtained in vivo, with a diagnosis of a tissue condition of the reference tissue sample, obtained by an in vitro diagnostic test, for a statistically significant number of tissue samples; anddetermining, on the basis of said correlations, a set of dynamic optical parameters for discriminating between tissue conditions, a value range of each dynamic optical parameter in the set of dynamic optical parameters, and a cut-off value for each dynamic optical parameter in the set of dynamic optical parameters that discriminates between various conditions of tissue;wherein the cut-off values are reference values to discriminate between tissue conditions including normal, pathologic, and cancerous, andwherein the cut-off value of each dynamic optical parameter is such that the sensitivity and the specificity of the dynamic optical parameter are approximately the same. 2. The method of claim 1, further comprising the step of mapping and border-lining, in vivo, a tissue condition at each spatial location in the plurality of spatial locations by correlating a color at the spatial location with a dynamic optical parameter value range that includes a determined dynamic optical parameter value at the spatial location. 3. The method of claim 1, wherein the biomarker is a 3%-5% acetic acid solution; and wherein the dynamic curve is a dynamic scattering curve obtained during a time period after application of said biomarker. 4. The method of claim 1, wherein the set of dynamic optical parameters comprises an ‘Integral’ parameter that is an integral of a magnitude of the dynamic optical curve with respect to time over a predetermined time period; and wherein the reference values comprise:an upper ‘Integral’ cut-off value, wherein a determined ‘Integral’ value greater than the upper ‘Inte... | Forth Photonics Ltd. | A61B006/00
US08917876 | B2 | 2014-12-23 | Earguard monitoring system | 2007-06-14 | SPL monitoring systems are provided. A SPL monitoring system includes an audio transducer configured to receive sound pressure, a logic circuit which calculates a safe time duration over which a user can receive current sound pressure values and an indicator element which produces a notification when an indicator level occurs. An SPL monitoring information system includes a database which stores data such as a list of earpiece devices and associated instrument response functions. The logic circuit compares a request with the data in the database and retrieves a subset of data and sends it to an output control unit. The output control unit sends the subset of data to a sending unit. | 1. A SPL monitoring system comprising: an audio transducer, where the audio transducer is configured to receive sound pressure, and where the audio transducer outputs a plurality of electronic signals, where each electronic signal represents a sound pressure level (SPL) for a particular frequency band;a logic circuit, where time is broken into increments of time, where the logic circuit measures and stores in a memory storage system an exposure time duration when the SPL of the respective electronic signal exceeds a threshold value for the particular frequency band of the electronic signal and stores the SPL associated with each increment of time in the exposure time duration, and where the logic circuit measures and stores a recovery time duration when the SPL of the respective electronic signal drops below the threshold value for the particular frequency band of the electronic signal and stores the SPL associated with each increment of time in the recovery time duration, where the logic circuit calculates over an averaging time interval an average SPL dose within the averaging time interval, and where the logic circuit calculates a safe time duration over which a user can receive current sound pressure values; andan indicator element, where the indicator element produces a notification when an indicator level occurs, where the indicator level is at least one of: when the safe time duration has been exceeded;when a listening duration is within a certain percentage range of the safe time duration;when the listening duration is within various levels, where each level is represented by an indicator color and where each level represents a percentage range of the safe time duration;when a power is low; andwhen at least one feature is not working. 2. The SPL monitoring system according to claim 1, where the indicator element is an audio warning sound source. 3. The SPL monitoring system according to claim 2, where the audio warning sound source is at least one of: a speech synthesis system that generates spoken messages indicating a remaining listening duration deemed safe by the SPL monitoring system;a sample playback system that produces a pre-recorded alert signal or a spoken message indicating the remaining listening duration deemed safe by the SPL monitoring system, or some related information to the remaining listening duration deemed safe by the SPL monitoring system; anda synthesis system that produces an alert signal relating to the remaining listening duration deemed safe by the SPL monitoring system. 4. The SPL monitoring system according to claim 1, where the indicator element is a display system. 5. The SPL monitoring system according to claim 4, where the display system is at least one of: configured to indicate a level of listener noise exposure and an amount of listening time left before potential hearing damage;a color-coded indicator patch; anda light emitting diode display. 6. The SPL monitoring system according to claim 1, whe... | Personics Holdings, LLC. | H04R029/00 G01H003/14 H04R003/00
US08257258 | B2 | 2012-09-04 | Integrated lancet and blood glucose meter system | 2007-07-30 | A sensor array designed to be continuously indexed through a compatible blood glucose test monitor for the purpose of conducting multiple consecutive blood glucose measurements. The sensor array can be configured to substantially conform to a non-planar surface. In one embodiment, the sensor array includes first and second test sensors which are hingedly coupled together through a pin and socket interconnection. In another embodiment, the sensor array includes a unitary, non-conductive substrate which is scored to define one or more fold lines, a first set electrodes deposited on the substrate to define a first test sensor, and a second set of electrodes deposited on the substrate to define a second test sensor. In another embodiment, the sensor array includes a first test sensor, a second test sensor spaced apart from said first test sensor, a first spacer mounted on the first test sensor, a second spacer mounted on the second test sensor, and a unitary flexible member disposed across said first and second spacers. | 1. A blood glucose meter adapted to receive a disposable lancet and a plurality of sensors for effectively combining both lancing and measurement processes into a single device, comprising: a housing having an opening defined therein against which a user is to position a penetration location of the user's skin;a disposable lancet within the housing;a lancet holder for mounting the lancet and driving the lancet through the opening to penetrate the skin of the user at the penetration location;a plurality of sensors mounted within the housing and disposed along a feed track, each of the plurality of sensors including a substrate;mechanical linkages within the meter for automatically indexing the sensors along the feed track; anda power source and electrodes for providing electrical energy for performing an assay of body fluid drawn from the penetration location and applied to a sensor; wherein the plurality of sensors includes at least a first test sensor and a second test sensor separate from but interlocked with said first test sensor; andwherein said substrate of the first test sensor includes a pair of pins sized and shaped to interlock with a pair of recesses formed in the substrate of said second test sensor. 2. The blood glucose meter of claim 1, further comprising a display for showing test results. 3. The blood glucose meter of claim 1, wherein the second test sensor is hingedly coupled to said first test sensor. 4. The blood glucose meter of claim 1, wherein the plurality of test sensors comprises: a unitary member coupled to said first and second test sensors. 5. The blood glucose meter of claim 1, wherein each of said substrates comprises: a top surface and a bottom surface;a first set of electrodes deposited on the top surface of said substrate; anda cover affixed to said substrate over said first set of electrodes. 6. The blood glucose meter of claim 1, wherein each of said substrates comprises: a top surface and a bottom surface; anda plurality of electrodes deposited on the top surface of said substrate in a spaced apart configuration and defining a reactive area. | Abbott Laboratories | A61B005/05
US08315883 | B2 | 2012-11-20 | Examination-item-selection device, an examination-item-selection method, and an examination-item-selection program | 2007-09-24 | An examination-item database storing a plurality of types of examination items capable of examining a predetermined disease and attributes of these examination items so as to correspond to one another is prepared, the degree of risk for the predetermined disease is calculated based on individual physical information, a criterion for selection of an examination item for examining the predetermined disease is generated in accordance with the calculated degree of risk, and an examination item having an attribute meeting the selection criterion is searched out from the examination-item database. In addition, the calculated degree of risk and the examination-item database are displayed so as to correspond to the predetermined disease. This makes it possible to perform the optimal examination for each individual in accordance with the degree of risk, thereby improving the efficiency of detection of a disease. Moreover, reduction of superfluous examinations makes it possible to reduce physical and psychological burdens imposed on a patient by examinations. | 1. A medical information processing device, comprising: a disease-risk calculator configured to read out physical information indicating a physical state of a subject, and to conduct a calculation process using the physical information, so as to calculate a disease-development probability for each of different diseases;a non-transitory memory configured to store, for each of the different diseases, (1) a treatment cost that is necessary when the disease develops, and (2) at least one examination item and, for each examination item of the at least one examination item, a corresponding examination cost;a criterion generator configured to multiply, for each of the different diseases, the disease-development probability by the treatment cost to determine an expected value of expenditure for the corresponding disease; anda searching part configured to search, for each of the different diseases, for an examination item in the memory having an examination cost below the determined expected value of expenditure by comparing the determined expected value of expenditure with the examination cost of the examination item for the corresponding disease. 2. The medical information processing device according to claim 1, further comprising: a reference-information-storing part configured to store at least one of reference information on each disease and reference information on the examination item; anda display configured to display, when a plurality of examination items are searched out by the searching part, at least one of the reference information on each disease and the reference information on the examination items so as to correspond to the searched-out examination items. 3. The medical information processing device according to claim 1, further comprising: an input part configured to choose the examination item; anda display configured to display the examination item chosen by the input part, wherein:the searching part calculates a difference in cost between the examination item chosen with the input part and the searched-out examination item; andthe display displays the difference in cost along with the chosen examination item. 4. The medical information processing device according to claim 1, further comprising: an input part configured to choose another examination item in addition to the searched-out examination item; anda display configured to display the examination item chosen by the input part, wherein:the searching part calculates a difference in cost between either the searched-out examination item or the examination item chosen with the input part and the determined expected value; andthe display displays the difference in cost along with the searched-out examination item or the chosen examination item. 5. The medical information processing device according to claim 1, wherein the searching part calculates a total examination cost for all combination patterns of examination items, each examination item being chosen from among the examinat... | Kabushiki Kaisha Toshiba Toshiba Medical Systems Corporation | G06Q010/00
US08000777 | B2 | 2011-08-16 | System and method for tracking healing progress of tissue | 2007-09-18 | A system and method for analyzing tissue healing may include an image capture device and a reference color marker of a predetermined color. A processing unit may be in communication with the image capture device, and be configured to receive image data from the image capture device. The image data may include image of a tissue site and the reference color marker. At least one image parameter may be adjusted based on at least a portion of the image of the reference color marker to normalize the image data. The normalized image data may be presented to a clinician. | 1. A system for analyzing tissue healing, said system comprising: an image capture device;a reference color marker of a predetermined color;a processing unit in communication with said image capture device, and configured to: receive image data from said image capture device, the image data including image of a tissue site and said reference color marker;determine an image color adjustment by adjusting the image of the reference color marker to the predetermined color;apply the image color adjustment to the image of the tissue site to normalize the image of the tissue site to generate a normalized image;compare colors of the tissue site in the normalized image to a first range of colors defining a first tissue type for identifying a particular first type of tissue at the tissue site;compare colors of the tissue site in the normalized image to a second range of colors defining a second tissue type for identifying a second type of tissue at the tissue site, the first and second tissue types being tissue in different stages of healing;identify the first and second tissue types; andpresent the normalized image to a clinician. 2. The system according to claim 1, wherein said processing system is further configured to: enable the clinician to identify at least one region of the first tissue type of the tissue site that is within a stage of tissue healing by highlighting the at least one region. 3. The system according to claim 2, wherein the at least one highlighted region of the tissue site defines necrotic tissue, granulation tissue, or slough tissue. 4. The system according to claim 2, wherein said processing unit is further configured to calculate area of the at least one region of the tissue site. 5. The system according to claim 4, further comprising an electronic display, wherein said processing unit is further configured to display the tissue site and identify the region of the tissue site within the tissue healing stage on said electronic display. 6. The system according to claim 2, wherein enabling the clinician to identify the at least one region by highlighting the at least one region includes enabling the clinician to generate a border around the at least one region of the tissue site. 7. The system according to claim 1, wherein said processing unit is further configured to: determine area of at least one region of the tissue site that is within a first tissue healing stage; anddetermine area of at least one region of the tissue site within a second tissue healing stage. 8. The system according to claim 7, wherein said processing unit is further configured to, in response to a user selecting a color of tissue in the normalized image, identify all of the tissue within the tissue site that is within a color range percentage of the selected color. 9. The system according to claim 1, wherein said reference color marker is a card. 10. The system according to claim 1, wherein said reference color marker is white. 11. The system accordi... | KCI Licensing, Inc. | A61B006/00 G06K009/00
US07991463 | B2 | 2011-08-02 | Electromyography system | 2007-10-31 | Systems for determining structural integrity of a bone within the spine of a patient, the bone having a first aspect and a second aspect, wherein the second aspect separated from the first aspect by a width and located adjacent to a spinal nerve. A stimulator is configured to generate an electrical stimulus to be applied to the first aspect of the bone. A monitor is configured to electrically monitor a muscle myotome associated with the spinal nerve to detect if an onset neuro-muscular response occurs in response to the application of the electrical stimulus to the first aspect of the bone. An adjuster is configured to automatically increase the magnitude of the electrical stimulus to until the onset neuro-muscular response is detected. Lastly, a communicator is configured to communicate to a user via at least one of visual and audible means information representing the magnitude of the electrical stimulus which caused the onset neuro-muscular response. | 1. A system for determining structural integrity of a bone within the spine of a patient, the bone having a first aspect and a second aspect, said second aspect separated from said first aspect by a width and located adjacent to a spinal nerve, said system comprising: a stimulator configured to generate an electrical stimulus to be applied to said first aspect of said bone;a monitor configured to electrically monitor a muscle myotome associated with said spinal nerve to detect if a neuro-muscular response greater than a predetermined minimum amplitude occurs in response to the application of said electrical stimulus to said first aspect of said bone;a processor controlled adjuster configured to automatically increase the magnitude of the electrical stimulus generated by said stimulator in a step-by-step staircase fashion until said neuro-muscular response of greater than a predetermined minimum amplitude is detected; anda communicator configured to display, in response to said monitor detecting said neuro-mucular response, the magnitude of the electrical stimulus which caused said neuro-muscular response of greater than a predetermined minimum amplitude. 2. The system of claim 1, wherein said stimulator is configured to apply said electrical stimulus from an electrode disposed on the distal end of at least one of a probe and surgical tool. 3. The system of claim 1, wherein said stimulator is configured to apply said electrical stimulus as a plurality of electrical stimulus pulses. 4. The system of claim 1, wherein the electrical stimulus is increased within a range from 0.5 to 32.0 milliamps. 5. The system of claim 1, wherein said bone is disposed within one of the cervical, thoracic, and lumbar region of the patient's spine. 6. The system of claim 1, wherein said neuro-muscular response of greater than a predetermined amplitude is an electromyography response from a muscle coupled to said spinal nerve. 7. The system of claim 1, wherein said monitor is configured to electrically monitor said muscle myotome through the use of an electrode electrically coupled to said muscle myotome. 8. The system of claim 1, wherein said predetermined minimum amplitude is selected from a range of about 60 mV to about 80 mV. 9. The system of claim 1, wherein said communicator is configured to display the magnitude of the electrical stimulus which caused said neuro-muscular response via at least one of illuminating lights and illuminating lights of various colors which correspond to predetermined warnings. 10. The system of claim 1 and further, wherein said communicator is configured to audibly indicate to an operator the magnitude of the electrical stimulus which caused said neuro-muscular response via at least one of sounding an alarm if said onset neuro-muscular response is detected at said predetermined intensity level and varying at least one of the volume and frequency of said alarm according to said intensity level needed to evoke said onset neuro-mu... | NuVasive, Inc. | A61B005/05
US07942831 | B2 | 2011-05-17 | Measuring method and measuring device | 2007-04-24 | The present invention is to present a measuring device which can conduct stable extraction and measurement of interstitial fluid. The measuring device comprises: a device body which comprises an extraction part for extracting body fluid from a living body and a measuring part for measuring a biological component contained in the extracted body fluid; a holding member which holds the device body and has an opening part for defining a measurement area on the living body; and a mounting member for mounting the holding member on the living body; wherein the measurement area on the living body is defined by the opening part when the holding member is mounted on the living body by the mounting member. | 1. A measuring device, comprising: a device body which comprises an extraction part for extracting body fluid from a living body and a measuring part for measuring a biological component contained in the extracted body fluid;a holding member which holds the device body and has an opening part for defining a measurement area on the living body; anda mounting member for mounting the holding member on the living body;wherein the measurement area on the living body is defined by the opening part when the holding member is mounted on the living body by the mounting member, andwherein the mounting member comprises a tightening part which is configured to tighten the living body between the tightening part and the holding part, and a connecting part which connects the tightening part and the holding part so that a distance between the tightening part and the holding part is changeable. 2. The measuring device of claim 1, wherein the opening part of the holding member is configured to receive a micropore forming device for forming a micropore on the living body to form a micropore in the measurement area via the opening part, andwherein the extraction part is configured to extract the body fluid from the micropore formed by the micropore forming device. 3. The measuring device of claim 1, wherein the extraction part is detachably attached to the device body. 4. The measuring device of claim 1, wherein the device body is held by the holding member so that the measuring device has a first state and a second state, andwherein, in the first state, the extraction part contacts the living body via the opening part, and in the second state, the extraction part is separated from the living body. 5. The measuring device of claim 4, wherein the device body is held by the holding member so that the device body is movable relative to the holding member, and the measuring device changes between the first state and the second state by movements of the device body. 6. The measuring device of claim 1, wherein the connecting part connects the tightening part to the holding part so that the tightening part is linearly movable relative to the holding part. 7. The measuring device of claim 1, wherein one end of the holding part and one end of the tightening part are connected by the connecting part, and the other end of the holding part and the other end of the tightening part are separated from each other. 8. The measuring device of claim 1, wherein the measurement area is defined by the opening part when the living body is held between the tightening part and the holding member. 9. The measuring device of claim 1, wherein the tightening part is flexible so as to become in close contact with the living body while the living body is held between the tightening part and the holding member. 10. The measuring device of claim 1, wherein a surface of the tightening part, which is facing the holding member, is formed concavely. 11. The measuring device of claim 1, where... | Sysmex Corporation | A61B005/00
US08668653 | B2 | 2014-03-11 | Biological information measuring garment having sensor, biological information measuring system and equipment, and control method of equipment | 2005-03-24 | The present invention provides a garment for measuring biological information, a biological information measurement system, a biological information measurement device and a method of controlling thereof capable of measuring biological information with accuracy regardless of variations of the constitution of each examinee yet a simple structure. A resistance value sensor 21 senses variation of electric resistances of a chest respiratory information sensor 502 and a chest respiratory information sensor 504 on a shirt 500 of a biological information measuring shirt. A CPU 10 of an analysis device 100 calculates variation cycles of resistance in accordance with the resistance data and outputs respiration values based on the calculation results. | 1. A sheet for measuring biological information formed of a nonconductive material having elasticity so as to fit on the upper body of an examinee, the sheet being characterized in having respiratory information measuring sensors, each of said sensors including a conductive member varying its electric resistance according to variation of constitution of the examinee through breathing thereof under a turning-on-electricity state and capable of delivering electric information based on the variation of electric potential to a respiratory information analysis device,wherein: a portion of the plurality of respiratory information measuring sensors is disposed at a perimeter of a chest region and another portion of the plurality of respiratory information measuring sensors is disposed at a perimeter of an abdominal region of the garment,electric resistance of the plurality of respiratory information measuring sensors varies with expansion and contraction of one of the length and cross-section of the conductive member in response to the examinee's breathing,the conductive member of each of the respective plurality of respiratory information measuring sensors is arranged at either a position winding around a chest region of the examinee and a position winding around an abdominal region of the examinee,the respiratory information analysis device selects at least one output of at least one sensor in the chest region and the abdominal region based on the amplitude of output of these sensors, andthe output of the selected sensors is used for anal sis and the output of unselected sensor is not used for analysis. 2. The biological information measuring sheet according to claim 1, wherein for the respiratory information measuring sensor, electric influence under a turning-on-electricity state to the examinee is decreased by covering a surface of the conductive member facing the body surface of the examinee and an opposed surface thereof with a nonconductive material. 3. A respiratory information analysis system comprising a sheet and a respiratory information analysis device, the sheet for measuring biological information formed of a nonconductive material having elasticity so as to fit on the upper body of an examinee,the sheet being characterized in having a respiratory information measuring sensors, each of said sensors including a conductive member varying its electric resistance according to variation of constitution of the examinee through breathing thereof under a turning-on-electricity state and capable of delivering electric information based on the variation of electric potential to a respiratory information analysis device,wherein:a portion of the plurality of respiratory information measuring sensors is disposed at a perimeter of a chest and another portion of the plurality of respiratory information measuring sensors is disposed at a perimeter of an abdominal region of the garment,electric resistance of the plurality of respiratory information mea... | Nihon Kohden Corporation | A61B005/08
US08070766 | B2 | 2011-12-06 | Skin pricking apparatus | 2005-12-19 | A skin pricking apparatus includes a casing 1, a lancet 19 located within the casing, and a firing mechanism 5,13,31 for causing a needle tip 22 of the lancet 19 to be driven through an opening 14 in the casing to prick the skin of a user. The firing mechanism including a mechanical interlock 6,27 which is released by substantially simultaneous external pressure applied separately to two spaced apart components 5,13 of the firing mechanism by a user. | 1. A skin pricking apparatus comprising a casing, a lancet located within the casing, a spring which is compressed in the non-use state of the apparatus coupled between the lancet and the casing for applying in use a force to drive a needle tip of the lancet through an opening in the casing to prick the skin of a user, and a firing mechanism comprising: a finger actuable trigger;a trigger locking mechanism moveable between a first position in which the trigger is locked and a second position in which the trigger is unlocked, the trigger locking mechanism comprising a contact plate through which said opening in the casing is formed, the contact plate having an outer contact surface for engaging an area of a user's skin to be pricked, and the contact plate is coupled to the casing by one or more spring means arranged to bias the contact plate outwardly with respect to the casing;a latch formed on the lancet or on the inside of the casing which engages a catch formed on the other of the lancet or casing to retain the lancet within the casing with the spring in the compressed state and;a lancet release member depending from the trigger to engage the catch or latch when the trigger locking mechanism is in said second position and said trigger is depressed, to release the lancet,wherein the trigger locking mechanism and the finger actuable trigger together provide a mechanical interlock which can be released by substantially simultaneous external pressure applied by a user to the trigger locking mechanism and the finger actuable trigger, the mechanical interlock comprising a stop member on the finger actuable trigger arranged to engage a surface of the trigger locking mechanism when the trigger locking mechanism is in said first position, and is arranged to engage a release portion of the surface of the trigger locking mechanism when the trigger locking mechanism is in said second position. 2. Apparatus according to claim 1, wherein said finger actuable trigger and said trigger locking mechanism are molded integrally with said casing. 3. Apparatus according to claim 2, wherein said trigger and said trigger locking mechanism are arranged to be movable in substantially mutually orthogonal directions. 4. Apparatus according claim 2, wherein said trigger locking mechanism is moveable in a direction substantially parallel to the direction of travel of the lancet through the casing. 5. Apparatus according to claim 1, wherein said trigger and said trigger locking mechanism are arranged to be movable in substantially mutually orthogonal directions. 6. Apparatus according claim 5, wherein said trigger locking mechanism is moveable in a direction substantially parallel to the direction of travel of the lancet through the casing. 7. Apparatus according claim 1, wherein said trigger locking mechanism is moveable in a direction substantially parallel to the direction of travel of the lancet through the casing. 8. Apparatus according to claim 1, wherein at le... | Owen Mumford Limited | A61B017/32
US08155910 | B2 | 2012-04-10 | Robotically controlled catheter and method of its calibration | 2007-08-22 | A method of calibrating a robotic device, such as a cardiac catheter, includes oscillating the device on an actuation axis by applying an oscillation vector at an oscillation frequency. While oscillating, a location of the device is periodically measured to generate a plurality of location data points, which may express the location of the device relative to a plurality of measurement axes. The location data points are then processed using a signal processing algorithm, such as a Fourier transform algorithm, to derive a transfer function relating a position of the device to a movement vector for the actuation axis. The transfer function may be resolved into and expressed as a calibration vector for the actuation axis, which may include one or more components, including zero components, directed along each of the measurement axes. The process may be repeated for any actuation axes on which calibration is desired. | 1. A method of calibrating a robotic device capable of movement relative to at least one actuation axis, the method comprising: oscillating the robotic device on a first actuation axis by applying a first oscillation vector at a first oscillation frequency;while oscillating the robotic device on the first actuation axis, periodically measuring a location of the robotic device, thereby generating a first plurality of location data points measured as a function of time;processing the first plurality of location data points using a Fourier transform algorithm to isolate a displacement of the robotic device attributable to application of the first oscillation vector; andresolving an output of the processing step into a calibration vector for the first actuation axis. 2. The method according to claim 1, wherein the measuring step comprises, while oscillating the robotic device, periodically measuring a location of the robotic device relative to a plurality of measurement axes, thereby creating a first plurality of location data points for each of the measurement axes. 3. The method of claim 2, wherein the processing step comprises processing the first plurality of location data points for each of the measurement axes using a Fourier transform algorithm. 4. The method according to claim 3, wherein the resolving step comprises calculating a calibration vector for the first actuation axis, the calibration vector comprising at least one value for each of the measurement axes. 5. The method according to claim 1, further comprising: oscillating the robotic device on a second actuation axis by applying a second oscillation vector at a second oscillation frequency;while oscillating the robotic device on the second actuation axis, periodically measuring a location of the robotic device, thereby generating a second plurality of location data points measured as a function of time;processing the second plurality of location data points using a Fourier transform algorithm to isolate a displacement of the robotic device attributable to application of the second oscillation vector; andresolving an output of the processing step into a calibration vector for the second actuation axis. 6. The method according to claim 5, further comprising storing the second plurality of location data points. 7. The method according to claim 5, further comprising: oscillating the robotic device on a third actuation axis by applying a third oscillation vector at a third oscillation frequency;while oscillating the robotic device on the third actuation axis, periodically measuring a location of the robotic device, thereby generating a third plurality of location data points measured as a function of time;processing the third plurality of location data points using a Fourier transform algorithm to isolate a displacement of the robotic device attributable to application of the third oscillation vector; andresolving an output of the processing step into a calibration vector for the thi... | St. Jude Medical, Atrial Fibrillation Divison, Inc. | G01C017/38 A61B005/05
US08032203 | B2 | 2011-10-04 | Method and medical imaging system for acquisition of image data by using a pacemaker signal to control the imaging system | 2007-09-13 | The invention relates to a method and a medical imaging system for acquisition of image data of the heart using a medical imaging procedure during an intervention on the heart, while the heart is stimulated by a pacing signal from an external heart pacemaker, the acquisition and/or reconstruction of the image data being controlled, in particular triggered, by the pacing signal. | 1. A method for acquiring an image data of a body part of a patient using a medical imaging system during an intervention on a heart of the patient, comprising: stimulating the heart during the intervention by a first pacing signal from an external heart pacemaker;controlling the imaging system by the first pacing signal;acquiring the image data using the imaging system for monitoring the intervention wherein a frequency of the first pacing signal is sufficient to meet a requirement of the image data acquisition;stimulating the heart during the intervention by a second pacing signal from the external heart pacemaker;controlling the imaging system by the second pacing signal; andacquiring image data using the imaging system for monitoring the intervention wherein a frequency of the second pacing signal is greater than the frequency of the first pacing signal to provide an increased image data acquisition rate. 2. The method as claimed in claim 1, wherein the medical imaging system is selected from the group consisting of: a C-arm x-ray device, an electroanatomical mapping system, and an ultrasound device. 3. The method as claimed in claim 2, wherein the medical imaging system is a C-arm x-ray device and further comprising: acquiring a series of a plurality of 2D images of the body part of the patient in one or more rotation passes of the C-arm x-ray device and simultaneously recording the pacing signal,assigning 2D images from the series to a particular heart phase based on the pacing signal, andreconstructing a 3D image data record in the particular heart phase from the 2D images assigned to the particular heart phase. 4. The method as claimed in claim 3, further comprising: acquiring a further image of the body part of the patient in the particular heart phase triggered by the pacing signal,superimposing the 3D image data record with the further image, anddisplaying the superimposed 3D image data record. 5. The method as claimed in claim 4, wherein the further image is selected from the group consisting of: 2D x-ray images acquired by the C-arm x-ray device, electroanatomical images acquired by the electroanatomical mapping system, and ultrasound images acquired by the ultrasound device. 6. The method as claimed in claim 3, wherein a plurality of 3D image data records are reconstructed in a plurality of heart phases and dynamically displayed and superimposed with other further images acquired in identical heart phases. 7. The method as claimed in claim 1, wherein the intervention is a minimally invasive procedure. 8. The method as claimed in claim 7, wherein the invasive procedure is selected from the group consisting of: an ablation treatment, a balloon dilation, and a stent insertion. 9. The method as claimed in claim 1, wherein the body part of the patient is the heart of the patient. 10. A medical imaging system for acquiring an image data of a body part of a patient during an intervention on a heart of the patient, comprising: an e... | Siemens Aktiengesellschaft | A61B006/00 A61N001/05
US08175671 | B2 | 2012-05-08 | Medical sensor for reducing signal artifacts and technique for using the same | 2006-09-22 | A sensor may be adapted to reduce motion artifacts by mitigating the effects of the tissue moving within the sensor. A sensor is provided with an elastomeric sensor body adapted to accommodate patient motion. Further, a sensor is provided in which the sensor cable is arranged to mitigate its pressure on a patient's tissue. | 1. A sensor comprising: an emitter and a detector coupled to a substantially rigid substrate, the substrate being disposed on a tissue-contacting surface of a bandage-type sensor body configured to extend over a digit, wherein the substantially rigid substrate is adapted to hold the emitter and detector at a substantially fixed optical distance relative to one another when the sensor is applied to a patient, and wherein the bandage-type sensor body comprises sufficient elastic material to accommodate digit movement within the sensor. 2. The sensor, as set forth in claim 1, wherein the sensor comprises at least one of a pulse oximetry sensor or a sensor for measuring a water fraction. 3. The sensor, as set forth in claim 1, wherein the emitter comprises at least one light emitting diode. 4. The sensor, as set forth in claim 1, wherein the detector comprises at least one photodetector. 5. The sensor, as set forth in claim 1, wherein the emitter and the detector are embedded within the substantially rigid substrate. 6. The sensor, as set forth in claim 1, wherein the substantially rigid substrate comprises a metal or a rigid polymeric material. 7. The sensor, as set forth in claim 1, wherein the emitter and the detector are operatively coupled to a sensor cable. 8. A pulse oximetry system comprising: a pulse oximetry monitor; anda pulse oximetry sensor adapted to be operatively coupled to the monitor, the sensor comprising:an emitter and a detector coupled to a substantially rigid substrate, the substrate being disposed on a tissue-contacting surface of a bandage-type sensor body configured to extend over a digit, wherein the substantially rigid substrate is adapted to hold the emitter and detector at a substantially fixed optical distance relative to one another when the sensor is applied to a patient, and wherein the bandage-type sensor body comprises sufficient elastic material to accommodate digit movement within the sensor. 9. The system, as set forth in claim 8, wherein the sensor comprises at least one of a pulse oximetry sensor or a sensor for measuring a water fraction. 10. The system, as set forth in claim 8, wherein the emitter comprises at least one light emitting diode. 11. The system, as set forth in claim 8, wherein the detector comprises at least one photodetector. 12. The system, as set forth in claim 8, wherein the emitter and the detector are embedded within the substantially rigid substrate. 13. The system, as set forth in claim 8, wherein the substantially rigid substrate comprises a metal or a rigid polymeric material. 14. The system, as set forth in claim 9, wherein the emitter and the detector are operatively coupled to a sensor cable. 15. A method comprising: fixing the optical distance between an emitter and a detector relative to one another, wherein the emitter and the detector are disposed on a substantially rigid substrate, the substrate being disposed on a tissue-contacting surface of a bandage-type senso... | Nellcor Puritan Bennett LLC | A61B005/1455
US08437844 | B2 | 2013-05-07 | Method, system and apparatus for real-time classification of muscle signals from self-selected intentional movements | 2006-08-21 | A new method, system and apparatus is provided that enables muscle signals that correspond to muscle contractions to be mapped to one or more functions of an electronic device such as a prosthetic device or gaming apparatus. Muscle signals are classified in real-time from self-selected intentional movements. A self-training protocol allows users to select and label their own muscle contractions, and is operable to automatically determine the discernible and repeatable muscle signals generated by the user. A visual display means is used to provide visual feedback to users illustrating the responsiveness of the system to muscle signals generated by the user. | 1. A computer-implemented method for (i) a user to train at least one computer substantially in real-time by performing a series of randomly-performed, self-selected, intentional muscle movements selected by the user, and (ii) the user to label the muscle movements, comprising: a user actuating a user-controlled device according to a series of any randomly-performed, self-selected, intentional movements selected by the user;the at least one computer recording and compiling the user's muscle signals corresponding to the randomly-performed, self-selected, intentional movements of the device, the at least one computer clustering the compiled muscle signals into at least one cluster of signals;the at least one computer unsupervised-classifying the at least one cluster of signals as at least one non-predetermined function of the user-controlled device, without reference to predetermined classifications of muscle signals; andafter the unsupervised-classifying, the at least one computer accepting user input to label the classified muscle signals to correspond to the at least one function of the user-controlled apparatus. 2. The method of claim 1, wherein, during the moving, recording, and labelling steps, the user is unsupervised. 3. The method of claim 1, wherein, during the moving, recording, and labelling steps, no skin preparation is applied to the skin of the user. 4. The method of claim 1 wherein the device comprises at least one of a prosthesis, a gaming device, a writing apparatus, and a computer input device. 5. The method of claim 1 wherein the muscle signals are recorded at two or more sites on the body of the user. 6. The method of claim 1 whereby the recording and compiling are accomplished by extracting one or more features of the muscle signals. 7. The method of claim 6, wherein the extraction of the one or more features includes calculating at least one of: (i) autoregressive (AR) coefficient values, (ii) short-time Fourier transform (STFT) coefficient values, (iii) wavelet transform (WT) coefficient values, (iv) wavelet packet transform (WPT) coefficient values, and (v) stationary wavelet transform (SWT) coefficient values, associated with the muscle signals. 8. The method of claim 6, whereby the one or more features of the muscle signals are extracted using a feature extractor. 9. The method of claim 6 whereby the extraction of the one or more features includes calculating natural logarithms of root-mean-square values associated with the muscle signals. 10. The method of claim 6 wherein the clustering comprises calculating one or more clusters in association with the one or more features. 11. The method of claim 10 wherein the labelling comprises using a visual display to provide the user real-time feedback for the user to label cluster centers. 12. The method of claim 10 whereby the one or more cluster centers are calculated using a fuzzy c-means clustering algorithm. 13. The method of claim 10 further comprising the step ... | Holland Bloorview Kids Rehabilitation Hospital | A61B005/04
US08489178 | B2 | 2013-07-16 | Enhanced laser vein contrast enhancer with projection of analyzed vein data | 2007-05-25 | It is known in the art to use an apparatus to enhance the visual appearance of the veins and arteries in a patient to facilitate insertion of needles into those veins and arteries. This application discloses a number of inventions that add additional data collection and presentation capabilities to a handheld vein enhancement apparatus and a set of processes for the collection of blood and the delivery of IV medicines that use the handheld device to mediate the process. | 1. A vein enhancer, for projecting an enhanced image of a patient's veins onto a target area of the patient to more easily perform a venipuncture, said vein enhancer comprising: a means to transmit a first wavelength of light on the target area,a means to capture an image formed by said light at said first wavelength being differentially absorbed and reflected by subcutaneous veins and surrounding tissue of the target area, said means to capture said image being further configured to output a signal representative of said image;a means to perform image processing of said image, said image processing comprising one or more analyses of the subcutaneous veins detected within said image and said one or more analyses at least comprising determining a depth of one or more of said detected veins;a means to project said image onto the target area using a second wavelength, with said detected veins in said image directly overlying the subcutaneous veins therein, said projection means further configured to selectively project data received from said one or more analyses onto the target area;wherein said means to perform image processing being further configured to vary an output intensity of said means to transmit a first wavelength. 2. The vein enhancer according to claim 1 wherein said means to perform image processing is configured to vary said output intensity of said means to transmit a first wavelength to provide variation between two or more image frames, and said means to perform image processing is further configured to compare an image frame at a first intensity with one or more image frames at a successively higher intensity to determine a first appearance of said one or more detected veins and to determine an absolute depth for each said detected vein. 3. The vein enhancer according to claim 2, wherein the selectively projected data comprises tagging said first appearance of each of said detected veins therein with a respective indicator symbol. 4. The vein enhancer according to claim 3, wherein said means to perform image processing is configured to respectively superimpose one or more additional indicator symbols across said detected veins, to identify a location for said absolute depth for each said detected vein. 5. The vein enhancer according to claim 4, wherein one or more said additional respective indicator symbols comprises a line, and wherein said means to perform image processing is configured to cause said means to project said image to project a length for said line corresponding to said absolute depth. 6. The vein enhancer according to claim 5 wherein said first wavelength comprises an infrared wavelength and said second wavelength comprises a visible red wavelength. 7. The vein enhancer according to claim 1 wherein said means to perform image processing is further configured with a user interface comprising an input to permit a user-set maximum intensity for said varied output intensity. 8. The vein enhancer according to c... | AccuVein Inc. | A61B006/00
US08229534 | B2 | 2012-07-24 | Transcutaneous analyte sensor | 2007-10-26 | The present invention relates generally to systems and methods for measuring an analyte in a host. More particularly, the present invention relates to systems and methods for transcutaneous measurement of glucose in a host. | 1. A transcutaneous system for measuring an analyte concentration in a host, the system comprising: an analyte sensor adapted for transcutaneous placement through a skin of a host, the sensor comprising a first end and a second end;a housing configured to support the sensor during a period of transcutaneous insertion; andan applicator comprising a needle configured for inserting the sensor into the skin of the host, wherein the system is configured such that that the needle is capable of inserting the first end of sensor into the host and sliding back over the second end of the sensor, and wherein the system is further configured to release the needle from the housing during the period of transcutaneous insertion without a need for a hole or a slot in the wall of the needle. 2. The system of claim 1, wherein the sensor is non-planar. 3. The system of claim 2, wherein the non-planar sensor is formed from a wire. 4. The system of claim 3, wherein the wire has a diameter of less than about 0.010 inch. 5. The system of claim 4, wherein the wire has a diameter of less than about 0.005 inch. 6. The system of claim 1, further comprising sensor electronics configured to releasably attach to the housing during the period of transcutaneous insertion. 7. The system of claim 1, wherein the time period of transcutaneous insertion is at least about 3 days. 8. A transcutaneous system for measuring an analyte concentration in a host, the system comprising: an analyte sensor adapted for transcutaneous placement through a skin of the host, the sensor comprising a first end and a second end;a housing configured to support the sensor during a period of transcutaneous insertion; andan applicator comprising a needle configured for inserting the sensor through the housing and into the skin of the host; wherein a longest cross-sectional dimension of the sensor is smaller than a longest cross-sectional dimension of an inner lumen of the needle, such that the needle is capable of inserting the first end of sensor into the host, sliding back over the second end of the sensor, and being released from the housing during a period of transcutaneous insertion, wherein the longest cross-sectional dimension of the sensor is perpendicular to a longitudinal axis of the sensor. 9. The system of claim 8, wherein the time period of transcutaneous insertion is at least about 3 days. 10. The system of claim 8, further comprising sensor electronics configured to releasably attach to the housing during the period of transcutaneous insertion. 11. The system of claim 8, wherein the sensor comprises a non-planar working electrode. 12. The system of claim 11, wherein the non-planar working electrode is formed from a wire that has a diameter of less than about 0.010 inch. | DexCom, Inc. | A61B005/00 A61B005/05
US08022990 | B2 | 2011-09-20 | Systems and methods for on-line marker-less camera calibration using a position tracking system | 2006-08-18 | Certain embodiments of the present invention provide methods and systems for calibration of an imaging camera or other image acquisition device. Certain embodiments include characterizing a transformation from a coordinate system of an imager to a coordinate system of a first sensor positioned with respect to the imager using a first off-line calibration. Certain embodiments also include characterizing a transformation from a coordinate system of an imaging camera source to a coordinate system of a second sensor positioned with respect to the imaging camera source using a second off-line calibration. Additionally, certain embodiments include quantifying intrinsic parameters of the imaging camera source based on a transformation from the coordinate system of the imager to the coordinate system of the imaging camera source based on the first and second off-line calibrations and information from the first and second sensors and a transmitter positioned with respect to an object being imaged. | 1. A system facilitating on-line calibration of an imaging camera, the system comprising: a first sensor positioned with respect to an imager;a second sensor positioned with respect to a camera source;a transmitter positioned with respect to an object to be imaged;wherein a first off-line calibration characterizes a transformation from a coordinate system of the imager to a coordinate system of the first sensor positioned with respect to the imager and a second off-line calibration characterizes a transformation from a coordinate system of the camera source to a coordinate system of the second sensor positioned with respect to the camera source;wherein intrinsic parameters of the camera source are quantified by a transformation from the coordinate system of the imager to the coordinate system of the camera source based on the first and second off-line calibrations and information from the first and second sensors and the transmitter;wherein at least one of the imager or the camera source are configured to mount to a support member;wherein the first sensor, the second sensor, and the transmitter are configured to facilitate tracking a deflection of the support member; andwherein the intrinsic parameters of the camera source are quantified by a transformation ImagerTCam=ImagerTRx2·Rx2TTx·TxTRx1·Rx2TCam, wherein ImagerTRx2 is a coordinate system transformation from the coordinate system of the imager to the coordinate system of the first sensor, Rx1TCam is a coordinate system transformation from the coordinate system of the camera source to the coordinate system of the second sensor and Rx2TTx and TxTRx1 are d namic coordinate system transformations provided by tracking information from the first and second sensors and the transmitter. 2. The system of claim 1, wherein the first and second sensors and the transmitter comprise a portion of an electromagnetic tracking system. 3. The system of claim 1, wherein the support member comprises at least one of a C-arm, an L-arm or an O-arm. 4. The system of claim 1, wherein the first and second sensors and the transmitter obtain at least one of position or orientation data for the object. 5. The system of claim 1, wherein the first and second off-line calibrations are performed at a single arbitrary camera position. 6. A method for calibration of an imaging system, the method comprising: characterizing a transformation from a coordinate system of an imager mounted to a support member to a coordinate system of a first sensor positioned with respect to the imager using a first off-line calibration;characterizing a transformation from a coordinate system of an imaging camera source mounted to the support member to a coordinate system of a second sensor positioned with respect to the imaging camera source using a second off-line calibration;quantifying intrinsic parameters of the imaging camera source based on a transformation from the coordinate system of the imager to the coordinate system of the imaging ... | General Electric Company | H04N017/00
US08009884 | B2 | 2011-08-30 | Method and apparatus for diagnosing conditions using tissue color | 2007-06-19 | A method for diagnosing a condition of a patient includes providing a color reference member that includes one reference color thereon. An electronic visual image is obtained of a patient tissue and the at least one reference color on the image. The electronic visual image is processed with the computer by analyzing the colors in the image of the patient tissue and the reference color. This analysis is performed to obtain a standardized color value of the patient tissue. A condition of the patient is diagnosed by using the standardized color value of the patient tissue so obtained. | 1. A method for diagnosing a condition of a patient comprising: (1) providing a color reference member that includes an open area portion for receiving a patient tissue and at least a first, a second and a third reference color thereon disposed on the reference member in, respectively, at least a first, second and third concentric rings least partially surrounding the open area portion,2) obtaining an electronic visual image of the patient tissue disposed within the open area and the at least one reference color of the color reference member that at least partially surrounds the patient tissue,(3) processing with a computer, the electronic visual image by analyzing the colors, in the image, of the patient tissue and the reference color to obtain a standardized color value of the patient tissue; and(4) diagnosing a condition of the patient by using the standardized color value of the patient tissue. 2. The method of claim 1 wherein the first, second and third reference colors include at least a red color, a green color and a blue color disposed on the respective first, second and third concentric rings. 3. The method of claim 2 wherein the color reference member includes a white color area and a black color area. 4. The method of claim 2 wherein the step of providing the color reference member includes the step of providing a color reference and having a tissue receiving area capable of receiving a patient tissue in an open area portion fully interiorly disposed within at least one of the plurality of color areas. 5. The method of claim 1 wherein the step of processing the electronic visual image by analyzing the colors includes the step of (a) analyzing for at least black, white, red, green and blue colors;(b) assigning a numeric value to each shade of red, green and blue in the form of a linear matrix, the numeric value falling within a range between a minimum value to and a maximum value;(c) assigning the minimum value for each of red, blue and green to black, and(d) assigning the maximum value for each of red, blue and green to white. 6. The method of claim 5 wherein the step of processing the electronic visual image by analyzing the colors includes the step of (a) obtaining the values in RGB of visual image in the format (Rx′, Gy′, Bz′), where Rx′ is the value of the shade of red in the image,Gy′ is the value of the shade of green in the image, andBz′ is the value of the shade of blue in the image, and(b) obtaining the value of the black areas in the image (Rblk, Gblk, Bblk). 7. The method of claim 6 wherein the step of processing the electronic visual image by analyzing the colors includes the step of obtaining the standardized color value of the patient tissue, including the step of normalizing the values obtained in RGB according to the linear relationship: R=Ar*(Rx′−Rblk)+Ag*(Gy′−Gblk)+Bb*(Bz′−Bblk)G=Br*(Rx′−Rblk)+Bg*(Gy′−Gblk)+Bb*(Bz′−Bblk)B=Cr*(Rx′−Rblk)+Cg*(Gy′−Gblk)+Cb*(Bz′−Bblk)where (Ar, Ag, Ab), (Br, Bg, Bb) and (Cr, Cg, Cb) ... | - | G06K009/00
US08126527 | B2 | 2012-02-28 | Method and system for determining the contribution of hemoglobin and myoglobin to in vivo optical spectra | 2006-08-03 | This document discusses, among other things, quantification of hemoglobin content, and therefore blood volume, of muscle. An analysis of the optical spectra can determine the ratio of hemoglobin (Hb) to myoglobin (Mb) content in intact muscle. The peak position of the in vivo optical spectra from intact tissue is used to determine the ratio of Hb to Mb contributing to the optical signal. The wavelength of the peak is a linear function of the percent contribution of Hb to the optical spectra. Such analysis in combination with known Mb concentrations yields a non-invasive measure of the Hb content for in vivo muscle. | 1. A method comprising: detecting an optical spectra from in vivo tissue; receiving a calibration spectra; determining a peak position based on the optical spectra between a spectral peak for hemoglobin and a spectral peak for myoglobin based on the calibration spectra; and calculating a ratio of Hb and Mb in the tissue based on the peak position. 2. The method of claim 1 wherein the spectral peak for hemoglobin corresponds to peak deoxy-hemoglobin and the spectral peak for myoglobin corresponds to peak deoxy-myoglobin. 3. The method of claim 1 wherein the spectral peak for hemoglobin corresponds to peak oxy-hemoglobin and the spectral peak for myoglobin corresponds to peak oxy-myoglobin. 4. The method of claim 1 further including: receiving a known concentration of myoglobin for the tissue; andcalculating a concentration of hemoglobin based on the known concentration of myoglobin and the ratio. 5. The method of claim 1 wherein detecting the optical spectra includes detecting at least one of reflectance and transmission spectra. 6. The method of claim 1 further including calculating a second derivative of the optical spectra and wherein determining the peak position includes using the second derivative. 7. The method of claim 1 further including detecting a spectral shift. 8. The method of claim 1 wherein detecting the optical spectra includes detecting spectra in the near infrared or visible region. 9. A system comprising: a data receiver configured to receive data corresponding to optical spectra of in vivo tissue;a memory device configured to store the data and configured to store calibration spectra; anda processor coupled to the memory device and configured to execute instructions to determine a peak position in the data and generate a ratio of hemoglobin and myoglobin based on the peak position relative to a spectral peak for hemoglobin and a spectral peak for myoglobin based on the calibration spectra. 10. The system of claim 9 wherein the peak position corresponds to at least one of deoxy-myoglobin, deoxy-hemoglobin, oxy-myoglobin, and oxy-hemoglobin. 11. The system of claim 9 further including an output device coupled to the processor and configured to render an output based on the ratio. 12. The system of claim 11 wherein the output device includes at least one of a printer, a display, and a transmitter. 13. The system of claim 9 further including a portable housing and wherein at least one of the data receiver, memory device and the processor is disposed therein. 14. The system of claim 9 wherein the processor is configured to execute instructions to generate a quantitative measure of hemoglobin based on the ratio. 15. The system of claim 9 wherein the processor is configured to generate a second derivative of the spectra. 16. The system of claim 9 further including a spectrograph coupled to the data receiver. 17. The system of claim 9 wherein the processor is configured to generate the ratio based on a position of a sp... | University of Washington through its Center for Commercialization | A61B005/1455
US07911315 | B2 | 2011-03-22 | Miniature pressure sensor assembly for catheter | 2006-07-28 | A pressure sensor assembly configured for use with a catheter. In one illustrative embodiment, the pressure sensor assembly may include a multi-layer co-fired ceramic (MLCC) package. The MLCC package may include two or more ceramic layers that are co-fired together, with a cavity defined by at least some of the ceramic layers. At least one internal bond pad is provided within the cavity, and at least one external connection point is provided on the MLCC package exterior. A sensor, such as a pressure sensor, may be positioned and attached within the cavity. The sensor may be electrically connected to at least one of the internal bond pads. In some cases, a sealant may be used to encapsulate the sensor within the cavity. Once fabricated, the MLCC sensor assembly may be provided in a sensor lumen of a catheter. | 1. A system comprising: A multi-layer co-fired ceramic (MLCC) package comprising a cavity, at least one internal bond pad, at least one external connection point, and at least one internal interconnect wherein the at least one internal bond pad is positioned within the cavity, wherein the at least one external connection point is on an exterior of the MLCC package, and wherein the at least one internal interconnect provides an electrical connection between at least one of the at least one internal bond pad and at least one of the at least one external connection point;the MLCC package including two or more ceramic layers that are co-fired together, wherein the cavity is defined by at least some of the ceramic layers;a sensor positioned and attached within the cavity, and electrically connected to the at least one internal bond pad to form an MLCC sensor assembly; anda catheter comprising at least one lumen wherein at least one of the at least one lumen is a sensor lumen and wherein the MLCC sensor assembly is positioned within the sensor lumen. 2. The system of claim 1 further comprising a ribbon cable electrically connected to at least one of the at least one external connection point and passing through the sensor lumen. 3. The system of claim 1 further comprising an air passage that supplies a passageway from outside the MLCC package to the cavity and thereby provides a reference input to the pressure sensor. 4. The system of claim 1 wherein the MLCC package is a stepped MLCC package comprising at least one step and wherein each of the at least one external connection point is positioned on the at least one step. 5. The system of claim 4 further comprising a ribbon cable electrically connected to at least one of the at least one external connection point and passing through the sensor lumen. 6. The system of claim 1 further comprising: a second MLCC sensor assembly positioned within the sensor lumen. 7. The system of claim 6 further comprising a ribbon cable electrically connected to at least one of the at least one external connection point of the MLCC sensor assembly and passing past the second MLCC sensor assembly and passing through the sensor lumen. 8. The system of claim 1 further comprising a sealant within the cavity and encapsulating the sensor. 9. A system comprising: a pressure sensor;a multi-layer co-fired ceramic (MLCC) package comprising a cavity, at least one internal bond pad, at least one external connection point, and at least one internal interconnect wherein the at least one internal bond pad is positioned within the cavity, wherein the at least one external connection point is on an exterior of the MLCC package, wherein the at least one internal interconnect provides an electrical connection between at least one of the at least one internal bond pad and at least one of the at least one external connection point, the MLCC package including two or more ceramic layers that are co-fired together, wherein the cavity is ... | Honeywell International Inc. | A61B005/103 A61B005/117 G01B005/30 G01B007/16 H01L027/108 H01L029/94 G01L001/22 H01C010/10
US08831735 | B2 | 2014-09-09 | Methods and systems for semi-automatic adjustment of medical monitoring and treatment | 2007-10-31 | Systems and methods are described for adjusting the operation of implantable stimulation devices used to provide medical monitoring and treatment. Several hierarchical algorithms are described which operate according to conditionally obtaining a patient response to an alert signal. In one such strategy semi-automatic therapy adjustment occurs by automatically issuing patient alert messages when selected operations are to occur, and using a patient's response to the alert message that is provided within a selected time limit in order to contingently adjust therapy. Methods are also described for resolving conflicts which may occur when time information and sensed data information each indicate different patient states are occurring. Although treatment of neural and cardiac disorders is emphasized, the techniques can be applied to the monitoring and treatment of any medical disorder with an implanted device. | 1. A system for treating a human patient with an implantable device, the system including: an implanted device treatment module configured for operating according to at least a first treatment protocol;a control subsystem configured to detect at least one type of alert event;an alerting module for operating according to an alert protocol and for operating in response to at least 2 types of alert events when at least two types of operating conditions are satisfied, said conditions relating to the provision of therapy, and for providing an alert signal to a patient in response to each type of alert event;an external programmer configured for obtaining a patient response;a clock for providing time information; and,wherein the treatment protocol and the alert protocol are configured to operate to provide ongoing device operation and semi-automatic treatment in accordance with the treatment protocol being a function of the patient's treatment needs including providing the patient with the alert signal and operating according to a response of the patient in the case where the patient provides a response and also operating to automatically cause the modification of device operation across a duration for which the response is not provided by a patient, said modification including a continuance of the device operation according to at least one patient response rule defined for each of said alert events in which at least one of the group of: modification of treatment operations, modification of alerting operations, and the length of said duration, is defined according to the patient response rule. 2. The system of claim 1 wherein the alert signal is provided to the patient using at least one of implanted alerting circuitry and alerting circuitry of the external patient programmer. 3. The system of claim 1 wherein the patient response rule causes at least one characteristic of the alert signal to vary over time in a fixed manner defined for at least 2 types of alert events. 4. The system of claim 1 wherein the patient response rule causes the alert signal to vary over time in a programmable manner, that can be defined by the patient or physician for at least two types of alert events. 5. The system of claim 1 wherein the patient response rule causes the alert signal to vary over time contingent upon at least one characteristic of the alert event and also the presence or absence of a patient response in an interval following the presentation of the alert signal. 6. The system of claim 1 wherein a send alert rule of the patient response rule causes the alert signal to vary across different sensory modalities over time, until a response is provided by a user. 7. The system of claim 1 wherein the patient response rule causes the treatment protocol to be modified at least once as a function of the number of specified alert signals have occurred within a selected time period. 8. The system of claim 1 wherein the system is further configured with a sensing ... | - | A61N001/00 A61N001/372 A61B005/00
US08046045 | B2 | 2011-10-25 | Anatomical feature condition assessment system using tissue displacement characteristics | 2007-05-07 | An anatomical feature condition assessment system includes an acquisition processor for acquiring data representing the velocity and direction measurements of individual segments of an anatomical feature of a patient. A repository contains mapping data associating averaged velocity and direction measurements within a predetermined particular segment of the anatomical feature with a set of values. A data processor averages the acquired velocity and direction measurements within the predetermined particular segment of the anatomical feature and uses the mapping data to identify a set of values associated with the averaged acquired velocity and direction measurements. The data processor uses the identified set of values to derive an assessment of the condition of the anatomical feature of the patient. | 1. An anatomical feature condition assessment system, comprising: an acquisition processor configured for acquiring data representing velocity and direction measurements of individual segments of an anatomical feature of a patient;a repository of mapping data associating a predetermined reference range of averaged velocity measurements and a predetermined reference range of angular direction measurements within a predetermined particular segment of said anatomical feature with a set of values indicative of medical conditions; anda data processor configured for averaging the acquired velocity and direction measurements within said predetermined particular segment of said anatomical feature and using said predetermined reference range of averaged velocity measurements and said predetermined reference range of angular direction measurements to identify a set of values associated with the averaged acquired velocity and direction measurements of the predetermined particular segment and using the identified set of values to determine a medical condition of the anatomical feature of the patient. 2. A system according to claim 1, wherein the data processor further divides said averaged acquired velocity and the averaged direction measurements into segments corresponding to said individual segments of said anatomical feature and averages said acquired velocity and direction measurements within said individual segments of said anatomical feature. 3. A system according to claim 1, wherein said identified set of values comprises (a) normal (b) mildly hypokinetic; (c) moderately hypokinetic; (d) severely hypokinetic; (e) akinetic; and (f) dyskinetic. 4. A system according to claim 3, wherein said repository contains mapping data associating a plurality of predetermined reference ranges of averaged velocity and direction measurements within said predetermined particular segment of said anatomical feature with respective ones of said set of values. 5. A system according to claim 1, wherein said anatomical feature is a wall in a human heart. 6. A system according to claim 1, wherein said anatomical feature is a wall in a human heart, and said assessment is a wall motion scoring value. 7. A system according to claim 6, wherein said motion scoring value is derived independently of human observation. 8. A system according to claim 7, wherein said anatomical feature is a wall in a human heart and said motion scoring value is derived independently of human observation. 9. A method for assessing the condition of an anatomical feature, comprising: using at least one processor device for, acquiring data representing velocity and direction measurements within individual segments of an anatomical feature of a patient;averaging acquired velocity and direction measurements within a predetermined particular segment of said anatomical feature;storing mapping data associating a predetermined reference range of averaged velocity measurements and a predetermined referenc... | Siemens Medical Solutions USA, Inc. | A61B005/05
US08806359 | B2 | 2014-08-12 | Workflow driven display for medical procedures | 2007-05-08 | A display for operating a plurality of separate computer systems, each having a visual display. The display includes comprising a composite display, a video system for receiving display input from each of the plurality of separate computer systems and displaying it on the composite display, a processor which controls the content of the composite display based upon a planned procedure workflow. | 1. A system for performing a multi-step medical procedure requiring the operation of a plurality of separate computer systems, each accepting inputs and providing a visual display, the system comprising: at least first and second composite displays, the first composite display being located remotely from the subject of the procedure, the first and second composite displays each including the visual displays from at least two of the separate computer systems; andat least one control for changing the configurations of the first and second composite displays in accordance with the steps in a preplanned workflow, the control being programmed to change the composite displays such that when a step in a multi-step medical procedure calls for use of at least one of the separate computer systems, the composite display displays the visual display of the at least one separate computer system called for in the step, with the configuration of the first and second composite displays being different for at least some of the steps. 2. The system according to claim 1 further comprising a control for displaying a prompt for at least one of the steps in the preplanned work flow on the first and second composite displays. 3. The system according to claim 2, wherein the prompts displayed on the first and second composite displays for at least some of the steps are different. 4. A system for operating a plurality of separate computer systems, each having a visual display, the display comprising: a composite display comprising a single display;a video system for receiving display input from each of a plurality of separate computer systems that include a navigation system, a localization system and an imaging system, and displaying the associated displays of at least two of the plurality of separate computer systems on the composite display; anda processor for controlling a multi-step medical procedure in which some of the steps involve the use of one of the separate computer systems, the processor being programmed to change the composite display such that where a step calls for use of one of the separate computer systems, the composite display prominently displays the associated display of the separate computer system involved in the step; whereby the processor controls the display of the associated displays of the navigation system, a localization system and an imaging system on the composite display based upon a planned multi-step medical procedure. 5. The system according to claim 4, wherein the composite display is a Plasma, DLP or Liquid Crystal Display (LCD). 6. The system according to claim 4, wherein the composite display is generated by one or more video projectors to form a composite display on any suitable surface. 7. The system according to claim 4, wherein the configuration of the composite display is different for at least some of the steps. 8. The system according to claim 4 wherein the processor is further configured to display a prompt for at le... | Stereotaxis, Inc. | G06F003/048
US08019400 | B2 | 2011-09-13 | Signal processing apparatus | 2007-08-20 | The present disclosure describes a method and an apparatus for analyzing measured signals using various processing techniques. In certain embodiments, the measured signals are physiological signals. In certain embodiments, the measurements relate to blood constituent measurements including blood oxygen saturation. | 1. A physiological monitoring system configured to receive one or more intensity signals representative of at least one physiological characteristic of body tissue and determine a resulting value indicative of the at least one physiological characteristic, the physiological monitoring system comprising: an input configured to receive one or more intensity signals representative of a physiological characteristic of body tissue; anda signal processing device configured to utilize the intensity signals with a first calculation technique to determine at least a first plurality of preliminary values representative of the physiological characteristic of body tissue and a second calculation technique, different from the first calculation technique, to determine at least a second plurality of preliminary values representative of the physiological characteristic of body tissue, and further configured to utilize at least one of the first and second calculation techniques to determine a resulting plurality of values indicative of the at least one physiological characteristic, the processor further configured to adjustably smooth the plurality of resulting values indicative of the at least one physiological characteristic to determine one or more output values indicative of the at least one physiological characteristic. 2. The physiological monitoring system of claim 1, wherein the at least one physiological characteristic comprises a blood constituent level. 3. The physiological monitoring system of claim 2, wherein the blood constituent level comprises blood oxygen saturation. 4. The physiological monitoring system of claim 1, wherein the resulting values comprise ratios. 5. The physiological monitoring system of claim 1, wherein the resulting values are significantly free of an influence of motion induced noise. 6. The physiological monitoring system of claim 1, wherein the signal processing device is further configured to utilize both the first calculation technique and the second calculation technique in parallel, and wherein the resulting values are a combination of the first and second calculation values. 7. The physiological monitoring system of claim 1, wherein the signal processing device is configured to adjustably smooth the plurality of resulting values based on a signal confidence determination. 8. The physiological monitoring system of claim 7, wherein the signal confidence determination is based on a determination of the presence of motion induced noise. 9. The physiological monitoring system of claim 8, wherein if a determination is made that motion induced noise is not present, the signal processing device is configured to speed up the adjustable smoothing. 10. The physiological monitoring system of claim 8, wherein if a determination is made that motion induced noise is present, the signal processing device is configured to slow down the adjustable smoothing. 11. A physiological monitoring system configured to determine a value i... | MASIMO Corporation | A61B005/1455
US08233962 | B2 | 2012-07-31 | Rotational stereo roadmapping | 2006-05-16 | An improved method is disclosed for imaging in an interventional medical procedure that is more advanced than a conventional 2D image processing application and less restrictive than a 3D reconstruction image processing application. In contrast to the prior art 2D imaging application in which a single 2D image is acquired, the inventive method acquires and stores a set of 2D anatomical images while rotating a C-arm/X-ray source using a single injection of contrast agent. In lieu of performing a 3D reconstruction, the multiplicity of anatomical views provided by the set of 2D anatomical images adequately serve as a visual “rotatable roadmap” to perform classical 2D-roadmapping navigation. The “rotatable roadmap” assists a user to locate an ideal working view of the patient's region of operative interest. | 1. A computer-implemented method for imaging in an interventional medical procedure using an imaging system including a rotatable arm including a radiation emitting device located towards one end of said rotatable arm and a detector device located towards the opposite end of said rotatable arm, said detector device acquiring radiation emitted by the emitting device and having passed through a patient, the method comprising: (a) storing a plurality of 2D anatomical images of a region of interest in a patient's body acquired at different rotatable arm angles and angular data identifying individual respective angles of said rotatable arm at which corresponding 2D anatomical images are acquired;(b) receiving user entered data selecting an optimal image from said plurality of 2D anatomical images in response to presenting data to a user identifying to said user said plurality of 2D anatomical images and associated corresponding rotatable arm angles;(c) moving a radiation source and detector to a pre-stored angular position associated with said selected optimal image using said angular data;(d) constructing a composite image comprised of the selected optimal 2D image and a live 2D image without performing 3D image reconstruction, wherein said live image comprises a medical device displayed in real-time;(e) displaying said composite image, wherein said composite image comprises data identifying a displayed angular position and orientation of said medical device relative to said selected optimal anatomical image of said region of interest of said patient. 2. The method of claim 1, further comprising acquiring said plurality of 2D anatomical images preoperatively and displaying said plurality of 2D anatomical images and wherein the received data is received in response to user data entry and review of the displayed plurality of 2D anatomical images. 3. The method of claim 2, wherein the step of acquiring said plurality of 2D anatomical images further comprises the steps of: rotating said radiation source/detector proximate said patient's region of interest;acquiring each of said plurality of anatomical images at a unique position during said rotation; andrecording each of said respective unique positions during said rotation. 4. The method of claim 3, further comprising: storing each of said acquired plurality of anatomical images; andstoring each of said recorded unique positions associated with each of said acquired anatomical images. 5. The method of claim 3, wherein the unique position comprises a unique angular position. 6. The method of claim 2, wherein the step of acquiring said plurality of images occurs while injecting the patient with a single injection of contrast agent. 7. The method of claim 1, further comprising the steps of: repeating steps (a) through (e) in the case where it is determined that said target location is not reached;determining if there is at least one additional target location; andrepeating steps (a) through (e) in th... | Siemens Medical Solutions USA, Inc. The Board of Trustees of the Leland Stanford Junior University | A61B005/05 A61B006/00 G01N023/04
US08344728 | B2 | 2013-01-01 | Systems and methods using nuclear magnetic resonance (NMR) spectroscopy to evaluate pain and degenerative properties of tissue | 2007-07-27 | NMR spectroscopy is performed on intervertebral disc tissue. Extent of degeneration is determined based on the NMR spectroscopy. Correlation between NMR spectral regions and at least one of tissue degeneration and pain are made. Accordingly, NMR spectroscopy is used to determine location and/or extent of at least one of degeneration or pain associated with a region of tissue, such as for example in particular disc degeneration, or discogenic pain. NMR spectral peak ratios, such as between N-Acetyl/cho and cho/carb, are readily acquired and analyzed to predict degree of tissue degeneration and/or pain for: tissue samples using HR-MAS spectroscopy; and larger portions of anatomy such as joint segments such as a spine, using clinical 3 T MRI systems with surface head or knee coils; and tissue regions such as discs within spines of living patients using 3 T MRI systems with a surface spine coil, thus providing a completely non-invasive diagnostic toolset and method to image and localize degeneration and/or pain. | 1. A medical diagnostic system configured to provide diagnostic information that is indicative of a property of a first region of tissue of an intervertebral disc of a spine of a patient, wherein the property is correlative to discogenic pain, the system comprising: an NMR spectroscopy system that is configured to generate nuclear magnetic resonance (NMR) spectroscopic data related to an NMR spectrum from the first region and to provide the NMR spectroscopic data related to the spectrum in a form that is processable; anda processor that is configured to process, based on a set of encoded program instructions executable on the processor, the NMR spectroscopic data provided by the NMR spectroscopy system so as to provide the diagnostic information based at least in part upon an n-Acetyl-related resonance region of the NMR spectrum associated with chondroitan sulfate or a metabolite or degradation product thereof and a lactate-related resonance region of the NMR spectrum. 2. The system of claim 1, wherein the processor is configured to process, based on the set of encoded program instructions, the NMR spectroscopic data so as to provide the diagnostic information based at least in part upon a ratio of values for at least one measured parameter associated with each of two chemical factors in the first region. 3. The system of claim 2, wherein the processor is configured to process, based on the set of encoded program instructions, the NMR spectroscopic data so as to provide the diagnostic information based at least in part upon the ratio of values for the at least one measured parameter associated with each of the two chemical factors in the first region, and at least one of the two chemical factors is selected from the group consisting of a lactate-related factor, a proteoglycan-related factor, and a collagen-related factor. 4. The system of claim 1, wherein: the processor is configured to process, based on the set of encoded program instructions, the NMR spectroscopic data related to the NMR spectrum in a manner providing the diagnostic information based at least in part upon a measured feature of the n-Acetyl-related resonance region of the NMR spectrum of the first region. 5. The system of claim 2, wherein the processor is configured to process, based on the set of encoded program instructions, the NMR spectroscopic data so as to provide the diagnostic information based at least in part upon a ratio between a measured feature of a proteoglycan-related magnetic resonance region and a measured feature of a collagen-related magnetic resonance region of the NMR spectrum. 6. The system of claim 1, wherein: the processor is configured to process, based on the set of encoded program instructions, the NMR spectroscopic data so as to provide the diagnostic information based at least in part upon a measured feature of a choline-related magnetic resonance region of the NMR spectrum of the first region. 7. The system of claim 1, wherein the processor i... | The Regents of The University of California | G01V003/00
US08431088 | B2 | 2013-04-30 | Carbon dioxide detector having borosilicate substrate | 2006-09-25 | The present disclosure relates to a carbon dioxide detector having a borosilicate substrate. It may also have a carbon dioxide responsive indicator solution disposed on the borosilicate substrate. The carbon dioxide detector may be part of a carbon dioxide detector system also including an air intake operably connected to the housing to allow air to reach the carbon dioxide detector. The carbon dioxide detector may include a borosilicate substrate and a carbon dioxide responsive indicator solution disposed on the borosilicate substrate. This detector may be part of a further system, such as a resuscitation system. The detector may be made by wetting a borosilicate substrate with a carbon dioxide responsive indicator solution and drying the indicator solution to immobilize it and form a dried carbon dioxide detector. It may be used to detect the concentration of carbon dioxide in an air sample by exposing the detector to the sample. | 1. A carbon dioxide detector comprising: a borosilicate substrate having an acrylic binder; anda carbon dioxide responsive indicator solution disposed on the borosilicate substrate, wherein the indicator solution changes from purple to yellow in the presence of carbon dioxide above a first level. 2. The carbon dioxide detector according to claim 1, wherein the borosilicate substrate comprises a fibrous borosilicate. 3. The carbon dioxide detector according to claim 2, wherein the fibrous borosilicate comprises a thin, highly porous mesh. 4. The carbon dioxide detector according to claim 1, wherein the borosilicate substrate contains less than approximately 5% acrylic binder by weight. 5. The carbon dioxide detector according to claim 1, wherein the borosilicate substrate contains less than approximately 5% acrylic binder by volume. 6. The carbon dioxide detector according to claim 1, wherein the carbon dioxide responsive indicator solution comprises an indicator. 7. The carbon dioxide detector according to claim 6, wherein the indicator comprises a chromogenic dye. 8. The carbon dioxide detector according to claim 6, wherein the indicator comprises cresol red. 9. The carbon dioxide detector according to claim 6, wherein the indicator comprises metacresol purple. 10. The carbon dioxide detector according to claim 6, wherein the indicator comprises at least one of thymol blue, phenol red, xylenol blue, a 3:1 mixture of cresol red and thymol blue, bromothymol blue, neutral red, phenolphthalein, rosolic acid, α-naphthelphthalein, or orange I, or any combinations thereof. 11. The carbon dioxide detector according to claim 1, wherein the indicator solution comprises a base. 12. The carbon dioxide detector according to claim 11, wherein the base comprises calcium hydroxide. 13. The carbon dioxide detector according to claim 11, wherein the base comprises at least one of sodium carbonate, lithium hydroxide, sodium hydroxide, potassium hydroxide, magnesium hydroxide, potassium carbonate, sodium barbitol, tribasic sodium phosphate, dibasic sodium phosphate, potassium acetate, monoethanolamine, diethanolamine, or piperidine, or any combinations thereof. 14. The carbon dioxide detector according to claim 1, wherein the indicator solution comprises a hygroscopic, high-boiling, transparent, colorless, water-miscible liquid. 15. The carbon dioxide detector according to claim 14, wherein the water-miscible liquid comprises at least one of glycerol, propylene glycol, monoethylene glycol, diethylene glycol, triethylene glycol, polyethylene glycol, or aliphatic alcohols, or any combinations thereof. 16. The carbon dioxide detector according to claim 1, wherein the indicator solution changes color virtually instantaneously as perceived by a human eye. 17. The carbon dioxide detector according to claim 1, wherein the indicator solution changes from yellow to purple if the presence of carbon dioxide is below a second level. 18. A carbon dioxide detect... | Covidien LP | G01N021/75
US08801652 | B2 | 2014-08-12 | Early stage peritonitis detection apparatus and methods | 2007-07-23 | The invention provides, inter alia, automated medical methods and apparatus that test PD effluent in a flow path (e.g., with an APD system or CAPD setup) to detect, for example, the onset of peritonitis, based on optical characteristics of the effluent resolved at cellular scales of distance. For example, according to one aspect of the invention, an APD machine includes, in an effluent flow path, apparatus for early stage peritonitis detection comprising an illumination source and a detector. The source is arranged to illuminate peritoneal effluent in a chamber that forms part of the flow path, and the detector is arranged to detect illuminant scattered by the effluent. The detector detects that reflected or scattered illuminant at a cellular scale of resolution, e.g., on a scale such that separate cellular-sized biological (or other) components in the effluent can be distinguished from one another based on scattering events detected by the detector. | 1. An apparatus for testing peritoneal dialysis (PD) effluent in a flow path, comprising A. an illumination source that illuminates peritoneal effluent in the flow path;B. a detector that (i) detects an illuminant any of reflected and scattered (hereinafter, collectively, “scattered”) by the effluent, and (ii) includes a lens that resolves the scattered illuminant at a cellular scale of resolution such that separate cellular-sized components of a same type are distinguished from one another, where those components are any of white blood cells, red blood cells, fibrin, bubbles, and other cellular-sized components of the fluid, wherein the detector detects the scattered illuminant at a cellular scale of resolution such that said separate cellular-sized components of the same type in the effluent are (a) distinguished from one another based on an intensity and/or location of illuminant that is scattered therefrom and that is resolved by the lens, and (b) counted, and wherein the number of counts are analyzed over time and/or from a baseline to signal the onset of peritonitis. 2. The apparatus according to claim 1, in which the detector detects illuminant scattered from separate white blood cells (WBCs) in the effluent such that said WBCs are distinguished from one another. 3. The apparatus according to claim 2, wherein the detector counts WBCs in the effluent based on the intensity and/or location of illuminant scattered therefrom. 4. The apparatus according to claim 3, wherein the detector signals an onset of peritonitis if said counts change over time and/or vary from a baseline. 5. The apparatus according to claim 4, wherein said baseline is a baseline previously established for a patient from which the PD effluent is drained. 6. The apparatus according to claim 1, in which the detector detects illuminant scattered from cellular-sized components of different types in the effluent such that said components are distinguished from one another. 7. The apparatus according to claim 6, in which the detector detects illuminant scattered from white blood cells (WBCs) in the effluent such that they are distinguished from red blood cells (RBCs), fibrin and/or other components from which illuminant is scattered in the effluent. 8. An apparatus for testing peritoneal dialysis (PD) effluent in a flow path, comprising A. an illumination source that illuminates peritoneal effluent in the flow path;B. a detector that (i) detects an illuminant any of reflected and scattered (hereinafter, collectively, “scattered”) by the effluent, and (ii) includes a lens that resolves the scattered illuminant at a cellular scale of resolution such that separate cellular-sized components of a same type are distinguished from one another, where those components are any of white blood cells, red blood cells, fibrin, bubbles, and other cellular-sized components of the fluid, the detector detecting the scattered illuminant at a cellular scale of resolution such that said separa... | Fresenius Medical Care Holding, Inc. | A61M001/00 G06F019/00 B01D061/00