## Sheet1
公告(開)號 | KindCode | 公告(開)日 | 名稱 | 申請日 | 摘要 | 申請範圍 | 專利權人 | IPC
US20100081957 | A1 | 2010-04-01 | Method, device, and system to control pH in pulmonary tissue of a subject | 2009-01-08 | Methods, systems, and devices are provided which include receiving data or providing data, wherein the data regards a physical condition affecting one or more subjects. The data can inform administration of a pharmaceutical composition in response to the physical condition, wherein the pharmaceutical composition is configured to contact pulmonary tissue to treat a pulmonary disease or condition in the one or more subjects. The data regarding the physical condition may be acquired prior to the subject entering an environment where the physical condition exists. | 1.-96. (canceled) 97. A device comprising: a system including a signal-bearing medium includingone or more instructions for receiving data including data of a physical condition affecting one or more subjects the data informing administration of a pharmaceutical composition in response to the physical condition, wherein the pharmaceutical composition contacts pulmonary tissue to treat a pulmonary disease or condition in the one or more subjects. 98. The device of claim 97, further including one or more instructions for sensing the physical condition affecting the one or more subjects. 99. The device of claim 97, wherein the physical condition affecting the one or more subjects includes an environmental condition, a signal from a global positioning device, a calendar entry, an environmental forecast, or a weather forecast. 100. The device of claim 99, further including instructions for receiving data of a physiological condition of the one or more subjects. 101. The device of claim 99, wherein the calendar entry is configured to communicate data on the environmental condition, the environmental forecast, or the weather forecast. 102. The device of claim 100, wherein the calendar entry is configured to communicate data on the subject's physiological condition. 103. The device of claim 97, wherein the data of the physical condition is acquired prior to the subject entering an environment where the physical condition exists. 104. The device of claim 99, wherein the global positioning device is configured to communicate data on a location of the one or more subjects. 105. The device of claim 98, wherein a sensor located on the subject detects the sensed physical condition. 106. The device of claim 105, wherein the sensor is located in a sinus or nostril of the subject. 107. The device of claim 105, wherein the sensor is configured to monitor pH of the pulmonary tissue or pH of an exhalant in the subject. 108. The device of claim 105, wherein the sensor is configured to monitor humidity of an exhalant, temperature, breathing rate, peak rate of exhalation, tidal volume, vital capacity, inspiratory capacity, expiratory reserve volume, or residual volume. 109. The device of claim 97, wherein a third party advises or controls the administration of the pharmaceutical composition to the one or more subjects. 110. The device of claim 97, wherein the pharmaceutical composition includes at least one agent and is configured to achieve a selected pH range of the pulmonary tissue of the one or more subjects. 111. The device of claim 110, wherein the at least one agent includes at least one buffering agent. 112. The device of claim 110, wherein the at least one agent includes at least one basic agent. 113. The device of claim 110, wherein the at least one agent includes at least one acidic agent. 114. The device of claim 110, wherein the pharmaceutical composition is administered as two or more distinct and non-overlapping particle size ranges con... | Searete LLC, | A61B005/091 A61B005/00 A61B005/08
US20100100005 | A1 | 2010-04-22 | MINIMALLY INVASIVE ALLERGY TESTING SYSTEM WITH COATED ALLERGENS | 2007-02-05 | An allergy testing system has a microneedle array. The allergy testing system also has at least one coated allergen. The allergy testing system further has an activation system coupled to the microneedle array such that the at least one coated allergen is moved into contact with a subject as the microneedle array is moved from a resting position to a penetrating position. A method for determining a degree of reaction to one or more allergens by a patient in a minimally invasive manner is disclosed. One or more allergen coated microneedles is caused to penetrate into a skin of the patient. One or more images of at least one of the penetrations into the skin are captured. At least one of the captured images are analyzed to assess the degree of reaction to a specific allergen. Allergic reactivity data is output for at least one of the allergens. | 1. An allergy testing system, comprising: a microneedle array;at least one coated allergen; andan activation system coupled to the microneedle array such that the at least one coated allergen is moved into contact with a subject as the microneedle array is moved from a resting position to a penetrating position. 2. The allergy testing system of claim 1, wherein the at least one coated allergen is coupled to the microneedle array. 3. The allergy testing system of claim 2, wherein the at least one coated allergen is coupled to the microneedle array with a binder. 4. The allergy testing system of claim 3, wherein the binder is mixed with the at least one coated allergen. 5. The allergy testing system of claim 3, wherein the binder is an interface between the at least one coated allergen and the microneedle array. 6. The allergy testing system of claim 3, wherein the binder is selected from the group consisting of gelatin, glycerol, and biocompatible water soluble polymer. 7. The allergy testing system of claim 2, wherein at least one microneedle in the microneedle array is coupled to the at least one coated allergen. 8. The allergy testing system of claim 2, wherein: the microneedle array comprises a first side and a second side;the first side comprises at least one microneedle in the microneedle array; andthe first side further comprises at least one non-microneedle area. 9. The allergy testing system of claim 8, wherein the at least one non-microneedle area is coupled to the at least one coated allergen. 10. The allergy testing system of claim 8, wherein the second side is coupled to the at least one coated allergen. 11. The allergy testing system of claim 10, further comprising a package that at least partially encloses the microneedle array, wherein the microneedle array is moveable within orifices in the package. 12. The allergy testing system of claim 11, wherein the package defines at least one slot to provide access for a solvent to reach the at least one coated allergen coupled to the second side of the microneedle array. 13. The allergy testing system of claim 10, wherein: the package defines at least one access hole to provide access for a solvent to reach the at least one coated allergen coupled to the second side of the microneedle array; andthe microneedle array comprises at least one channel which fluidically couples the second side of the microneedle array to the first side of the microneedle array. 14. The allergy testing system of claim 13, further comprising at least one plug which may be removeably coupled to the package to block the at least one access hole defined by the package. 15. The allergy testing system of claim 10, wherein the microneedle array comprises at least one channel which fluidically couples the second side of the microneedle array to the first side of the microneedle array. 16. The allergy testing system of claim 1, further comprising a package that at least partially encloses the microneedle ar... | INFOTONICS TECHNOLOGY CENTER, INC. | A61B005/00
US20100106027 | A1 | 2010-04-29 | DEVICE FOR DETECTION AND ANALYSIS OF VITAL PARAMETERS OF THE BODY, SUCH AS, IN PARTICULAR, PULSE AND RESPIRATION | 2008-04-17 | The present invention relates to a device for detecting and analyzing vital parameters, particularly the pulse and respiration. A metal plate (3) fixed in direct proximity to the body surface (14) serves as a sensor element. The metal plate (3) is coupled to a non-linear LC oscillating circuit (11). Changes in the outermost body layers (15) caused by respiration and/or the pulse result in a shift in the resonant frequency of the LC oscillating circuit (11), in turn causing a change in the amplitude of oscillation. The amplitude of oscillation is measured, digitized, analyzed by a microprocessor (18), and evaluated. The result is displayed in a form understandable even to a layperson. The device operates automatically and determines the vital parameters independently. All components, including the power supply, are integrated in a small housing (2). | 1. Device for detection and analysis of vital parameters of the body, such as, in particular, pulse and respiration, having an LC oscillation circuit (11) that is excited to produce oscillations in the range of its resonance frequency;a metallic sensor element that can be fixed in place at a slight distance from the body surface and is coupled with the LC oscillation circuit (11) in such a manner that small changes in the uppermost body layers (15) bring about a displacement of the resonance frequency, thereby causing a change in the oscillation amplitude;a signal detection unit (10) that measures the oscillation amplitude of the LC oscillation circuit (11), and makes it available as an amplitude signal;an evaluation unit (17) having a microprocessor (18), which analyzes and evaluates the amplitude signal, in order to determine the vital parameters. 2. Device according to claim 1, wherein the LC oscillation circuit (11) has a non-linear characteristic with a very steep resonance curve. 3. Device according to claim 2, wherein the LC oscillation circuit (11) comprises a non-linear capacitor diode. 4. Device according to claim 1, wherein the LC oscillation circuit (11) is excited by a frequency generator (12) having a frequency that can be regulated. 5. Device according to claim 4, wherein the sensor element is a thin metal plate (3). 6. Device according to claim 5, wherein the metal plate (3) has an insulation layer. 7. Device according to claim 5, wherein a spacer made of insulating material is affixed to the front of the metal plate (3). 8. Device according to claim 5, wherein the metal plate (3) carries a plug connector (6) on its back side. 9. Device according to claim 5, wherein the sensor element has a self-adhesive layer (4) that is provided for fixation on the skin. 10. Device according to claim 1, wherein an analog/digital converter (16) is disposed between the signal detection unit (10) and the evaluation unit (17), which converter converts the analog amplitude signal into a digital signal. 11. Device according to claim 1, further comprising a display (9) for optical and/or acoustical output of the result determined by the evaluation unit. 12. Device according to claim 11, wherein the sensor element having the LC oscillation circuit (11), the signal detection unit (10), the evaluation unit (17), and the display (9) are integrated into a common housing (2). 13. Device according to claim 12, wherein the housing (2) has an essentially planar underside, in the region of which the sensor element is disposed. | - | A61B005/0205
US07691071 | B2 | 2010-04-06 | Lancet-integrated sensor, measurer for lancet-integrated sensor, and cartridge | 2002-01-21 | A sensor and a lancet are integrated with each other. A thin strip-shaped sensor and a lancet are integrated so that the lancet moves in parallel, along a longitudinal direction of the sensor. A measuring device to which an integrated lancet and sensor is attached is provided with a function of driving the attached lancet. | 1. A lancet-integrated sensor comprising: a lancet having a strip-shaped connector and a needle part attached at an end of said connector so as to extend in a direction along the longitudinal direction of said connector for lancing skin of a subject to extract bodily fluid of the subject; anda sensor for analyzing the bodily fluid extracted by said needle part lancing the skin, said sensor including a sensor body having two thin plates bonded together such that said sensor body has a shape of a long and thin strip, with at least one of said two thin plates having a concave portion such that defined within said sensor body is a space and a port at one end of said sensor body in the longitudinal direction of said sensor body, and with said lancet extending through and being confined within said space such that said needle part is positioned so as to be passed through said port and said space,wherein said sensor includes electrodes having a reagent layer that are positioned so as to be exposed to said port such that bodily fluid drawn into said space through said port by capillary action can reach said electrodes,wherein said lancet and said sensor are constructed and arranged such that when bodily fluid is brought into contact with said sensor body after the bodily fluid has been extracted by said needle part lancing the skin upon passing through said port and said space in response to said lancet being driven longitudinally of said sensor body by an external driving device, the bodily fluid is drawn into said space through said port by capillary action, andwherein an end of said lancet, opposite to the end of said connector at which said needle part is attached, comprises a projecting part that projects from said sensor body, said projecting part having an end portion which can be grasped by the external driving device of an external measurement apparatus, and the external driving device of the external measurement apparatus being engaged with said projecting part so that said lancet can be reciprocally driven along the longitudinal direction of said sensor body. 2. The lancet-integrated sensor according to claim 1, wherein said connector includes projections extending from opposite sides thereof, respectively, andsaid concave portion defines abutment surfaces for contacting said projections so as limit an amount of travel of said lancet within said sensor body. 3. The lancet-integrated sensor according to claim 2, wherein said electrodes are on one of said two thin plates. 4. The lancet-integrated sensor according to claim 3, wherein said concave portion is in one of said two thin plates, andsaid electrodes are on the other of said two thin plates. 5. The lancet-integrated sensor according to claim 1, wherein said electrodes are on one of said two thin plates. 6. The lancet-integrated sensor according to claim 5, wherein said concave portion is in one of said two thin plates, andsaid electrodes are on the other of said two thin plates. 7. T... | Panasonic Corporation | A61B005/00 B65D081/00 A61B005/05 A61B017/32 A61B017/14 A61B017/34 A61M037/00 A61M005/00 A61M005/20
US07679504 | B2 | 2010-03-16 | System and method of discovering, detecting and classifying alarm patterns for electrophysiological monitoring systems | 2007-05-16 | A system and method for electrophysiological monitoring system including a plurality of sensors configured to detect one or more health parameters of a patient and a monitoring device configured to receive a plurality of sensing signals from the sensors and output a monitoring signal representative of an alarm sequence, wherein the alarm sequence comprises a set of alarm events identified in the sensing signals. The system also includes an on-line monitoring module configured to generate a suffix tree data structure in response to the monitoring signal to identify alarm patterns from the set of alarm events and classify the alarm sequence in response to the occurrences of alarm patterns in the alarm sequence. The on-line monitoring module is further configured to alert monitoring personnel of an alarm condition after processing the alarm sequence in real-time. | 1. An electrophysiological monitoring system comprising: a plurality of sensors configured to detect one or more health parameters of a patient;a monitoring device configured to receive a plurality of sensing signals from the sensors and output a monitoring signal representative of an alarm sequence, wherein the alarm sequence comprises a set of alarm events identified in the sensing signals; andan on-line monitoring module configured to: generate a suffix tree data structure in response to the monitoring signal to identify alarm patterns from the set of alarm events;classify the alarm sequence in response to the occurrences of alarm patterns in the alarm sequence; andalert monitoring personnel of an alarm condition after processing the alarm sequence in real-time. 2. The electrophysiological monitoring system of claim 1 further comprising a real-time pattern display coupled to the monitoring station to allow viewing of the alarm sequence. 3. The electrophysiological monitoring system of claim 2 further comprising an external storage facility coupled to the monitoring station to store alarm pattern types. 4. The electrophysiological monitoring system of claim 2 further comprising an external storage facility coupled to the monitoring station to store classifications of alarm sequences. 5. The electrophysiological monitoring system of claim 2 further comprising an external storage facility which includes a database to store classifications of alarm sequences and alarm pattern types wherein the external storage facility is coupled to the monitoring station via a communications link that allows information to be accessed in real-time from the database when the alarm sequence is processed in real-time. 6. A method for electrophysiological monitoring comprising steps of: receiving a monitoring signal derived from a patient wherein the monitoring signal provides an alarm sequence;developing a suffix substring data structure to identify a plurality of alarm patterns from the alarm sequence;generating an incidence vector that determines a relative incidence of each type of alarm pattern with respect to the plurality of alarm patterns in the alarm sequence;grouping the incidence vector in a cluster using a clustering algorithm;classifying one or more patients according to their pattern incident rates which are obtained by extraction of (possibly concurrent) alarm patterns andstoring the classification of the incidence vector in a database. 7. The method of claim 6 wherein the monitoring signal includes a plurality of sensing signals that sense physiological health parameters of a patient. 8. The method of claim 6 wherein the suffix substring data structure is programmed to identify alarm patterns greater than a first length, the first length corresponding to a minimum length of an alarm pattern to be identified. 9. The method of claim 8 wherein the suffix substring data structure is programmed to identify alarm patterns in an alarm sequence betwee... | General Electric Company | G08B026/00 G08B029/00 A61B005/00
US20100063842 | A1 | 2010-03-11 | SYSTEM AND METHODS FOR INDICATING AN IMAGE LOCATION IN AN IMAGE STACK | 2008-09-08 | System and methods for indicating an image location in an image stack are disclosed. An example method includes generating an index of indications of medical image locations in a medical image stack including a first indication of a first medical image location in a medical image stack and a second indication of a second medical image location in the medical image stack, displaying in a user interface the first medical image and the first indication of the first medial image location within the medical image stack, receiving a scroll input and scroll through the index displaying indications of medical image locations in the image stack until the second indication of the second medical image is displayed, receiving a selection of the second indication of the second medical image, and displaying in the user interface the second medical image and the second indication of the second medical image location within the medical image stack. | 1. A method of indicating a medial image location in an image stack, the method comprising: generating an index of indications of medical image locations in a medical image stack including a first indication of a first medical image location in a medical image stack and a second indication of a second medical image location in the medical image stack;displaying in a user interface the first medical image and the first indication of the first medial image location within the medical image stack;receiving a scroll input and scrolling through the index displaying indications of medical image locations in the image stack until the second indication of the second medical image is displayed;receiving a selection of the second indication of the second medical image; anddisplaying in the user interface the second medical image and the second indication of the second medical image location within the medical image stack. 2. A method as defined in claim 1, wherein the indications including the first indication and the second indication are at least one of a thumbnail image of the corresponding medical image, text describing the location of the corresponding medical image in the stack, an icon positioned within a scale, a thumbnail image of a primary image with a marker pointing to the location of the corresponding medical image in the stack, or an icon position adjacent to the corresponding medical image. 3. A method as defined in claim 2, wherein the scale corresponds to at least one of the index of indications or the medical image stack. 4. A method as defined in claim 2, wherein the icon position in the scale corresponds to the location of the associated indication in the medical image stack. 5. A method as defined in claim 4, further comprising displaying thumbnail images adjacent to the scale of corresponding medical images located at the corresponding location in the medical image stack. 6. A method as defined in claim 2, wherein the scale is a numerical scroll bar. 7. A method as defined in claim 2, wherein the icon position adjacent to the corresponding medical image corresponds to the location of the associated indication in the medical image stack. 8. A method as defined in claim 2, wherein text describing the location of the corresponding medical image in the stack includes at least one of a slice location of the medical image in the medical image stack, an image number of the medical image, a series number of the medical image, or the frame number of the medical image. 9. A method as defined in claim 1, further comprising upon generating the index, displaying in the user interface an icon indicating that the functionality of scrolling through the index is active. 10. A method as defined in claim 1, wherein the medical image stack is a group of medical images generated during one or more medical imaging procedures. 11. A method as defined in claim 1, wherein the indication of the medical image location is displayed at least one of adja... | GENERAL ELECTRIC COMPANY | A61B005/00
US20100082368 | A1 | 2010-04-01 | WRONG SITE SURGERY PREVENTION SYSTEM | 2008-09-29 | Compliance with pre-operative policies and procedures is ensured to prevent wrong site surgeries. Data related to a scheduled procedure is stored on a device. The data includes at least (1) indicia of personal identification for a patient and one or more participants in the scheduled procedure, and (2) information about the scheduled procedure. An input is received on the device that associates the patient with the data stored on the device. The patient and each of the one or more participants are then prompted to verify the indicia of personal identification and information about the scheduled procedure on the device. When the patient and one or more participants have all verified their respective indicia of personal identification and the information about the scheduled procedure, the device is operable to enable operating room functionality. | 1. A method for ensuring compliance with pre-operative policies and procedures to prevent wrong site surgeries, the method comprising: storing data related to a scheduled procedure on a device, wherein the data related to the scheduled procedure includes at least (1) indicia of personal identification for a patient and one or more participants in the scheduled procedure, and (2) information about the scheduled procedure;receiving at the device an input that associates the patient with the data stored on the device;receiving one or more inputs from the patient at the device to verify the indicia of personal identification and information about the scheduled procedure; andreceiving one or more inputs from each of the one or more participants at the device to verify the indicia of personal identification and information about the scheduled procedure,wherein the device is operable to enable operating room functionality when the patient and one or more participants have all verified their respective indicia of personal identification and the information about the scheduled procedure. 2. The method of claim 1, wherein receiving an input at the device that associates the patient with the data stored on the device comprises receiving a biometric input from the patient at the device. 3. The method of claim 1, wherein each of the one or more participants verifies participant-specific information about the scheduled procedure. 4. The method of claim 1, wherein each of the one or more participants verifies the information about the scheduled procedure in an order of that varies between scheduled procedures. 5. The method of claim 1, wherein after the step of receiving one or more inputs from each of the one or more participants at the device, the method further comprises: receiving one or more inputs from at least one of the patient and the one or more participants to re-verify information about the scheduled procedure that any other of the patient and plurality of participants does not verify. 6. The method of claim 1, wherein after the step of receiving one or more inputs from each of the one or more participants at the device, the method further comprises: receiving one or more inputs from a patient or participant who does not correctly verify the indicia of personal identification to re-verify the indicia of personal identification. 7. The method of claim 1, wherein the operating room functionality comprises any of functionality of one or more operating room lighting fixtures, functionality of one or more operating room electrical outlets, and operating room accessibility. 8. A method for controlling operating room functionality to ensure compliance with pre-operative policies and procedures designed to prevent wrong site surgeries, wherein the operating room functionality is initialized to a disabled state, the method comprising: displaying a home screen including a selectable patient interface module and one or more selectable participant interf... | CORQUALITY SYSTEMS, INC. | A61B005/00
US20100063387 | A1 | 2010-03-11 | POINTING DEVICE FOR MEDICAL IMAGING | 2008-02-22 | The invention relates to a pointing device (40) for indicating the spatial position of markers (2) to a localization system (10). The pointing device (40) comprises a sensor (42) that detects if a definite interaction with the marker (2) takes place. The sensor (42) may for example be a pressure sensor (42) that determines if the contact force exceeds a threshold which could lead to undesired shifts of the marker (2). The pointing device (40) is used to determine the spatial coordinates of the marker (2), which can then be registered with the image coordinates of the marker (2) in a stored image, e.g. a CT-image. | 1-11. (canceled) 12. A pointing device (40) for indicating the spatial position of a marker (2) to a tracking device (10), the pointing device (40) comprising: a) a tip (41) that can be located by the tracking device (10);b) a sensor (42) for detecting the occurrence of a definite interaction between said tip and the marker (2). 13. The pointing device (40) of claim 12, wherein the definite interaction comprises the adoption of a predetermined relative positioning between marker (2) and tip (41) of the pointing device (40). 14. The pointing device (40) of claim 12, wherein the pointing device (40) comprises a proximity sensor, a contact sensor or a force sensor. 15. The pointing device (40) of claim 14, wherein the pointing device (40) comprises a piezoelectric force sensor. 16. The pointing device (40) of claim 12, wherein the definite interaction comprises the exertion of a predetermined force or pressure on the marker (2). 17. The pointing device (40) of claim 12, wherein the pointing device (40) comprises an indicator (44) for indicating that the definite interaction takes place. 18. The pointing device (40) of claim 17, wherein the indicator (44) for indicating that the definite interaction takes place is an optical or an acoustic indicator. 19. The pointing device (40) of claim 12 comprising a readout-unit for triggering the determination of the spatial coordinates (x,y,z) of the pointing device (40) when said pointing device (40) detects the occurrence of the definite interaction. 20. A localization system for determining the spatial coordinates (x,y,z) of a marker (2), the localization system comprising a) a tracking device (10); andb) a pointing device (40) for indicating the spatial position of the marker (2) to the tracking device (10),the pointing device (40) comprising a tip (41) capable of being located by the tracking device (10) and a sensor (42) for detecting the occurrence of a definite interaction between said tip and the marker (2). 21. The localization system of claim 20, wherein the tracking device (10) operates based on magnetic, electromagnetic, optical or acoustical measurements. 22. The localization system (10) of claim 19, wherein the definite interaction comprises the adoption of a predetermined relative positioning between marker (2) and tip (41) of the pointing device (40). 23. The localization system (10) of claim 20, wherein the pointing device (40) comprises an indicator (44) for indicating that the definite interaction takes place. 24. The localization system (10) of claim 20, comprising a readout-unit for triggering the determination of the spatial coordinates (x,y,z) of the pointing device (40) when said pointing device (40) detects the occurrence of the definite interaction. 25. An investigation apparatus, comprising: a) an imaging system (20) for generating an image (1) of a region of interest comprising at least one marker (2);b) a localization system (10) for determining the spatial coordinate... | KONINKLIJKE PHILIPS ELECTRONICS N.V. | A61B005/05
US07706867 | B1 | 2010-04-27 | Methods and systems to correlate arrhythmic and ischemic events | 2005-08-04 | Systems and methods for determining whether there is a correlation between arrhythmias and myocardial ischemic episodes are provided. An implantable system (e.g., a monitor, pacemaker or ICD) is used to monitor for arrhythmias and to monitor for myocardial ischemic episodes. When such events are detected by the implantable system, the implantable system stores (e.g., in its memory) data indicative of the detected arrhythmias and data indicative of the detected myocardial ischemic episodes. Then, for each detected arrhythmia, a determination is made based on the data, whether there was a myocardial ischemic episode detected within a specified temporal proximity of (e.g., within a specified amount of time of) the arrhythmia. Where a myocardial ischemic episode occurred within the specified temporal proximity of an arrhythmia, data for the two events can be linked. Additionally, when a log of arrhythmias is displayed, for each arrhythmia there is an indication of whether a myocardial ischemic episode was detected within the specified temporal proximity of the arrhythmia. This abstract is not intended to be a complete description of, or limit the scope of, the invention. | 1. A method for determining whether there is a correlation between arrhythmias and myocardial ischemic episodes experienced by a patient, comprising: using an implantable system to monitor for arrhythmias and to monitor for myocardial ischemic episodes;storing, within the implantable system, data indicative of detected arrhythmias and data indicative of detected myocardial ischemic episodes;for each detected arrhythmia, determining, based on the data, whether there was a myocardial ischemic episode detected within a specified temporal proximity of the arrhythmia;displaying a log of detected arrhythmias that indicates, for each arrhythmia, whether there was a myocardial ischemic episode detected within the specified temporal proximity of the arrhythmia;allowing a user to select one of the arrhythmias from the log; andwhen a myocardial ischemic event was detected within the specified temporal proximity to the selected arrhythmia, displaying information about the selected arrhythmia and the myocardial ischemic episode. 2. A method for determining whether there is a correlation between arrhythmias and myocardial ischemic episodes experienced by a patient, comprising: using an implantable system to monitor for arrhythmias and to monitor for myocardial ischemic episodes;storing, within the implantable system, data indicative of detected arrhythmias and data indicative of detected myocardial ischemic episodes;for each detected arrhythmia, determining, based on the data, whether there was a myocardial ischemic episode detected within a specified temporal proximity of the arrhythmia; anddisplaying a graph that illustrates detected arrhythmias and ischemic episodes by displaying icons representing both types of episodes wherein those arrhythmias that occurred within the specified temporal proximity of an ischemic episode have overlapping icons. | Pacesetter, Inc. | A61B005/04
US07693565 | B2 | 2010-04-06 | Method and apparatus for automatically positioning a structure within a field of view | 2006-03-31 | A medical imaging system for automatically positioning a structure of interest within a field of view (FOV) of an imaging detector comprises at least one imaging detector for detecting radiation. The imaging detector has a FOV and detects a first image while at a first system position with respect to a predetermined reference point. A structure detecting module detects a structure of interest within the first image and determines whether the structure of interest is within the FOV of the imaging detector. The structure detecting module determines a second system position with respect to the predetermined reference point at which the structure of interest will be positioned within the FOV of the imaging detector, and a controller moves the FOV of the imaging detector to the second system position. | 1. A medical imaging system for automatically positioning a structure of interest within a field of view of an imaging detector, comprising: at least one imaging detector for detecting radiation, the imaging detector having a field of view (FOV), the imaging detector configured to detect a first image while at a first system position with respect to a predetermined reference point and to detect a second image at a second system position;a structure detecting module configured to automatically detect a structure of interest based on a count rate associated with the first image, the structure detecting module further configured to determine whether at least a portion of the structure of interest is within the FOV and to automatically determine a corresponding system position with respect to the predetermined reference point at which more of the structure of interest will be positioned within the FOV of the imaging detector at the corresponding system position based on the count rates associated with the first and second images; anda controller configured to move the FOV of the imaging detector to the corresponding system position. 2. The medical imaging system of claim 1, further comprising a patient table, wherein the first and second system positions further comprise first and second table positions, the controller further configured to move the patient table to the second table position. 3. The medical imaging system of claim 1, further comprising a gantry, a patient table, and a multi-pinhole collimator, the controller further configured to move at least one of the gantry, the patient table, the multi-pinhole collimator and the at least one imaging detector to the corresponding system position. 4. The medical imaging system of claim 1, further comprising a patient table, wherein the first system position further comprises at least one of a first longitudinal patient table position and a first vertical patient table position, and wherein the corresponding system position further comprises at least one of a second longitudinal patient table position and a second vertical patient table position. 5. The medical imaging system of claim 1, further comprising a memory configured to store the corresponding system position, the controller further configured to retrieve the corresponding system position from the memory and automatically position the FOV of the imaging detector based on the corresponding system position before acquiring at least one subsequent image. 6. The medical imaging system of claim 1, wherein the first image further comprises a persistence image. 7. The medical imaging system of claim 1, wherein the at least one imaging detector further comprises at least first and second gamma cameras. 8. The medical imaging system of claim 1, wherein the at least one imaging detector is configured to acquire at least one of gamma rays and x-rays. 9. The medical imaging system of claim 1, wherein the structure detecting module is further c... | General Electric Company | A61B005/05 A61B006/00
US07818065 | B2 | 2010-10-19 | Conducting polymer nanowire brain-machine interface systems and methods | 2006-03-31 | The present invention relates to conducting polymer nanowires and their use in a brain-machine interface which is secure, robust and minimally invasive. In accordance with a first aspect of the present invention, a vascular-based brain-machine interface comprising conducting polymer nanowires is disclosed. | 1. A system for transmitting electrical signals to a biological target using vascular-based probes, said system comprising: a plurality of conducting polymer nanowires, each nanowire having a distal end and a proximal end, and an associated probe portion located at the distal end of each nanowire;the plurality of conducting polymer nanowires being introduced directly into a vascular territory to which signals are transmitted; wherein the distal end of at least one of the plurality of conducting polymer nanowires is selectively deflectable, thereby allowing at least one of controlled directing of electrical current to a particular area for stimulation and controlled guiding of the polymer nanowires introduced directly into and within the vascular area; andan electronic interface circuit in electrical communication with the plurality of conducting polymer nanowires, said electronic interface circuit comprising an interface module for interfacing the conducting polymer nanowires with a microwire located in the vicinity of the proximal ends of the conducting polymer nanowires. 2. The system of claim 1 further comprising: a catheter for delivering said plurality of conducting polymer nanowires directly into the vascular territory; anda signal processor, the signal processor being arranged in the catheter and being in electrical communication with the plurality of nanowires. 3. The system of claim 1 wherein the conducting polymer nanowires are each characterized by a longitudinal conductivity and a radial conductivity, wherein the longitudinal conductivity is at least five orders of magnitude greater than the radial conductivity. 4. The system of claim 1, wherein the electrical signals received from the biological target are provided as input to a computing device in order to thereby control the computing device. 5. The system of claim 1, wherein the conducting polymer nanowires each comprise a polymer fiber coated with a conductive material. 6. The system of claim 1, wherein the conducting polymer nanowires are produced by slicing a conducting polymer film sandwiched between layers of a frozen liquid. 7. The system of claim 1, wherein the nanowires have different lengths. 8. The system of claim 1, wherein the conducting polymer nanowires are produced using one of a core-shell electrospinning process and a fiber drawing technique. 9. The system of claim 1, wherein the biological target includes the cochlea. 10. The system of claim 1, wherein the biological target includes a limb. 11. The system of claim 1, wherein the transmitted signals are associated with a prosthetic limb. 12. The system of claim 1, wherein at least one conducting polymer nanowire further comprises an insulator, wherein the insulator is removed at the distal region of at least one conducting polymer nanowire and the distal region where the insulator is removed is further provided with an added material which modifies the properties of the nanowire. 13. The system of clai... | New York University Massachusetts Institute of Technology | A61N001/00
US20100076303 | A1 | 2010-03-25 | Lateral Deployment Catheter | 2009-09-22 | A probe or catheter, usable with a navigation system, includes a longitudinal lumen that curves outwardly through a sidewall prior to reaching a distal tip of the probe. The distal tip contains a position sensor as part of the navigation system. The lumen provides a working channel that guides a tool into a sidewall of a branched structure without requiring the distal end of the probe to be facing the branched structure. | 1. A probe for accessing tissue in a branched structure comprising: a catheter having a lumen and a distal end, said central lumen extending longitudinally through said catheter and curving laterally through a sidewall of said catheter to form a lateral port proximal of said distal end;a sensor located in said distal end of said catheter, distal of said lateral port, operatively associated with a navigation system to provide location information thereto such that positions of said distal end may be displayed and recorded. 2. The probe of claim 1 further comprising a flexible tool, advanceable through said lumen and flexible enough to pass through said lateral port without changing an orientation of said catheter distal end. 3. The probe of claim 2 wherein said flexible tool comprises a biopsy tool. 4. The probe of claim 2 wherein said flexible tool comprises a marker placement tool. 5. The probe of claim 1 wherein said sensor comprises a passive sensor. 6. The probe of claim 1 wherein said sensor comprises an active sensor. 7. The probe of claim 1 wherein said sensor provides information pertaining to six degrees of freedom. 8. The probe of claim 1 further including a reinforcing mechanism at said distal end that prevents a tool from penetrating material of said catheter while following a curve of said lumen. 9. The probe of claim 2 further comprising a tool position mechanism capable of determining a position of a distal end of said tool relative to said catheter such that said tool position may be displayed and recorded. 10. The probe of claim 9 wherein said tool position mechanism comprises a plurality of probe sensors along said catheter and at least one tool sensor disposed on said tool such that as said tool sensor passes one of said plurality of probe sensors, a position of said tool relative to said catheter is known. 11. The probe of claim 9 wherein said tool position mechanism comprises a plurality of tool sensors along said tool and at least one probe sensor disposed on said catheter such that as said tool sensors pass said at least one probe sensor, a position of said tool relative to said catheter is known. 12. A method of treating lung tissue comprising: navigating a probe to a target site such that a distal end of said probe is just distal of said target site;extending a tool through a sidewall of said probe to said target site;treating said tissue using said tool. 13. The method of claim 12 wherein treating said tissue using said tool comprises biopsying said tissue. 14. The method of claim 12 wherein treating said tissue comprising freezing said tissue. 15. The method of claim 12 wherein treating said tissue comprises radiating said tissue. 16. The method of claim 12 wherein treating said tissue comprises ablating said tissue. 17. The method of claim 12 wherein navigating a probe to a target site such that a distal end of said target site is just distal of said target site comprises: receiving location information... | superDimension, Ltd. | A61B005/055 A61B010/02 A61B018/02 A61B018/18
US20100087742 | A1 | 2010-04-08 | PHYSIOLOGICAL CHARACTERISTIC DETERMINATION FOR A MEDICAL DEVICE USER | 2009-09-30 | A method for determining a physiological characteristic of a patient on which a medical device is applied is disclosed. Electric current data is obtained from the medical device. The electric current data is filtered to produce filtered data. The physiological characteristic is determined based on the filtered data. | 1. A method for determining a physiological characteristic of a patient on which a medical device is applied, comprising: obtaining electric current data from the medical device;filtering the electric current data to produce filtered data; anddetermining the physiological characteristic based on the filtered data. 2. The method of claim 1, wherein the medical device is a left ventricular assist device (LVAD). 3. The method of claim 2, wherein the physiological characteristic is whether an aortic valve in the patient is opening. 4. The method of claim 1, wherein the determining comprises using Principal Component Analysis. 5. The method of claim 4, wherein the determining further comprises: determining a covariance matrix based on the filtered data;calculating eigenvalues and eigenvectors based on the covariance matrix;projecting the eigenvectors onto the filtered data; anddetermining the physiological characteristic based on a characteristic of the projection. 6. The method of claim 3, further comprising adjusting the rotations per minute (RPM) of a pump in the left ventricular assist device (LVAD) based on the determination. 7. The method of claim 1, wherein the filtering comprises using Fast Fourier Transform (FFT). 8. The method of claim 2, further comprising determining a rate of blood flow through the left ventricular assist device (LVAD) by integrating an area under a curve defined by the electric current data. 9. The method of claim 1, further comprising determining contractility of the patient's heart using a magnitude of the electric current data that is proportional to contractility when volume status is normalized. 10. The method of claim 9, further comprising determining whether to remove the left ventricular assist device (LVAD) from the patient based on the contractility determination. 11. The method of claim 1, wherein the physiological characteristic is a blood pressure of the patient. 12. An apparatus for determining a physiological characteristic of a patient on which a medical device is applied, the apparatus comprising: a processor;memory in electronic communication with the processor; andinstructions stored in the memory, the instructions being executable to: obtain electric current data from the medical device;filter the electric current data to produce filtered data; anddetermine the physiological characteristic based on the filtered data. 13. The apparatus of claim 12, wherein the medical device is a left ventricular assist device (LVAD). 14. The apparatus of claim 13, wherein the physiological characteristic is whether an aortic valve in the patient is opening. 15. The apparatus of claim 12, wherein the instructions executable to determine comprise instructions executable to use Principal Component Analysis. 16. The apparatus of claim 15, wherein the instructions executable to determine further comprise instructions executable to: determine a covariance matrix based on the filtered data;calculate eigenvalue... | IHC Intellectual Asset Management, LLC | A61B005/02 A61M001/10
US07684845 | B2 | 2010-03-23 | Physiological measurement display | 2006-11-01 | A physiological measurement display comprises: a strip having: at least one conductive portion at an inner side thereof; an electronic device connected to the conductive portion; the electronic device having at least one physiological measure unit; and a display panel at an outer side of the electronic device for displaying physiological data from the physiological measure unit. The electronic device is installed with a level meter, or alarm lights or a speaker. The display panel is pivotally installed to the electronic device and is turnable for viewing. Two ends of the electronic device have buckling grooves and two ends of the strip have buckles engageable to the buckling grooves. The buckles and buckling grooves are conductive. The electronic device is installed with an auxiliary conductive portion or a conductive rubber. | 1. A physiological measurement display comprising: a strip having at least one conductive portion at an inner side thereof; the strip having two buckles respectively disposed in two ends thereof; wherein each buckle is conductive; the strip having an adjustment section disposed therein for adjusting a length of the strip;an electronic device connected to the one conductive portion; the electronic device having at least one physiological measure unit; the electronic device having two buckling grooves respectively formed in two ends thereof; wherein each groove is conductive and each buckle engages with each buckling groove; anda display panel connected to an outer side of the electronic device for displaying physiological data from the physiological measure unit;wherein the display panel is pivotally installed to the electronic device for viewing physiological data on the display panel. 2. The physiological measurement display as claimed in claim 1, wherein the electronic device is installed with a level meter. 3. The physiological measurement display as claimed in claim 1, wherein a backside of the electronic device is installed with an auxiliary conductive portion for increasing the accuracy of measurement. 4. The physiological measurement display as claimed in claim 1, wherein a backside of the electronic device is installed with conductive rubbers for increasing the accuracy of measurement. 5. The physiological measurement display as claimed in claim 1, wherein the electronic device has at least one insertion hole defined therein and at least one external conductive plate connected to the one insertion hole for increasing the accuracy of measurement. 6. The physiological measurement display as claimed in claim 1, wherein the electronic device is installed with alarm lights for displaying physiological conditions by various colors of the alarm lights. 7. The physiological measurement display as claimed in claim 1, wherein the electronic device is installed with a speaker. | G Pulse International Co., Ltd. | A61B005/04 A61B005/00 A61B005/05
US07706857 | B2 | 2010-04-27 | Methods and apparatus for mapping internal and bulk motion of an object with phase labeling in magnetic resonance imaging | 2007-05-03 | Magnetic resonance imaging method and apparatus are provided for mapping the internal or bulk motion of an object by labeling the phase of a specimen magnetization with a selected spatial function and measuring changes in the phase of the magnetization. The spatial function is selectable to provide magnetization phase modulation corresponding to displacements in a selected direction, such as a radial or azimuthal direction. Methods and apparatus for producing images based on magnetization phase modulation acquire image data based on stimulated echos and stimulated anti-echos. In an embodiment, a series of 180 degree pulses produces alternating stimulated and stimulated anti-echos that are measured and assigned to respective images. | 1. A magnetic resonance imaging method, comprising: providing a phase-labeled transverse magnetization;applying a radio-frequency pulse so as to produce a phase-labeled longitudinal magnetization component and a phase-labeled transverse magnetization component based on the phase-labeled transverse magnetization;producing an image signal associated with the phase-labeled longitudinal magnetization component and an image signal associated with the phase-labeled transverse magnetization component; anddisplaying an image associated with at least of one of the image signals. 2. The method of claim 1, further comprising: acquiring a plurality of image signals associated with the phase-labeled transverse magnetization component; andacquiring a plurality of image signals associated with the phase-labeled longitudinal magnetization component. 3. The method of claim 2, further comprising: acquiring the plurality of image signals associated with the phase-labeled transverse magnetization component during a time interval selected based on a transverse relaxation time;applying a radio frequency pulse selected to produce an updated phase-labeled transverse magnetization based on the phase-labeled longitudinal magnetization; andacquiring the plurality of image signals associated with the phase-labeled longitudinal magnetization component based on the updated phase-labeled transverse magnetization during a time interval selected based on a transverse relaxation time. 4. The method of claim 2, further comprising: acquiring the plurality of image signals associated with the phase-labeled transverse magnetization component by applying a series of substantially 180 degree radio-frequency pulses to the transverse magnetization component during a time interval selected based on a transverse relaxation time;applying a radio frequency pulse selected to produce an updated phase-labeled transverse magnetization based on the phase-labeled longitudinal magnetization component; andacquiring the plurality of image signals associated with the phase-labeled longitudinal magnetization component based on the updated phase-labeled transverse magnetization by applying a series of substantially 180 degree radio-frequency pulses during a time interval selected based on a transverse relaxation time. 5. The method of claim 1, wherein the phase label is based on sum of phase labeling functions f1(r), . . . , fN(r), wherein N is an integer greater than one and r is a specimen position coordinate. 6. The method of claim 1, wherein the phase label is based on a function of an azimuthal angle about a longitudinal axis. 7. The method of claim 6, wherein the function is based on a complex exponential function exp(iθ), wherein i is a square root of −1, and θ is the azimuthal angle. 8. The method of claim 1, wherein the phase label is applied based on a function of a radial distance from a longitudinal axis. 9. The method of claim 8, wherein the function is based on an exponential funct... | The United States of America as represented by the Department of Health and Human Services | A61B005/05
US07689292 | B2 | 2010-03-30 | Nerve stimulation functionality indicator apparatus and method | 2003-02-27 | An operational status display for a nerve stimulator is located remote from the nerve stimulator. In one embodiment the display comprises a stand-alone discrete component that can be placed as desired by the nerve stimulator needle. In another embodiment, the display comprises an integral part of the nerve stimulator needle. The display can be alphanumeric or can comprise one or more discrete signal lights or other visual indicia. Color can be used to provide information regarding levels (intensity) of current, or the energy being provided to the needle and/or being delivered to the patient. In some embodiments these displays also provide information regarding the presence or absence of current and/or the polarity of the electricity then being provided to the nerve stimulator needle. | 1. A nerve stimulator needle for use with a nerve stimulator that provides electric current in response to settings set by a nerve stimulator operator for use by the nerve stimulator needle to elicit visible muscle twitches in a patient and where the nerve stimulator is located remotely from the nerve stimulator needle, the nerve stimulator needle lacking any user interface to directly control the electric current being provided by the nerve stimulator and otherwise comprising: a needle;a hand-graspable hub from which the needle extends;an electrical tether extending from the hand-graspable hub and being configured to connect to the nerve stimulator to thereby convey the electric current from the nerve stimulator to the needle;a current sense unit disposed within the hand-graspable hub and being configured to detect a presence and amount of electric current being conveyed from the nerve stimulator to the needle;a display driver disposed within the hand-graspable hub and operably coupled to the current sense unit; anda display disposed on the hand-graspable hub and being operably coupled to the display driver, the display being configured to present information regarding the presence and amount of electric current being conveyed from the nerve stimulator to the needle; such that a needle operator who is manipulating the needle via the hand-graspable hub and who is different from the nerve stimulator operator remains informed during a nerve stimulation procedure regarding the presence and amount of electric current then being delivered by the needle to the patient by referring to the display and without looking towards the nerve stimulator itself. 2. The nerve stimulator needle of claim 1 wherein the display comprises a multicolor display. 3. The nerve stimulator needle of claim 1 wherein the display comprises a graphic display. 4. The nerve stimulator needle of claim 3 wherein the graphic display comprises an alphanumeric display. 5. The nerve stimulator needle of claim 1 wherein the display is further configured to display information regarding a polarity of the electric current. 6. The nerve stimulator needle of claim 1 further comprising: a user-input mechanism on the hand-graspable hub that is configured to permit the needle operator to convey instructions to the nerve stimulator operator. 7. The nerve stimulator needle of claim 6 wherein the user-input mechanism is configured to permit the needle operator to convey instructions to the nerve stimulator operator regarding provision of the electric current. 8. The nerve stimulator needle of claim 7 wherein the instructions convey that the electric current is to be increased by the nerve stimulator operator. 9. The nerve stimulator needle of claim 7 wherein the instructions convey that the electric current is to be decreased by the nerve stimulator operator. | Macosta Medical U.S.A., L.L.C. | A61N001/00 A61B005/05 A61B018/18
US07705593 | B1 | 2010-04-27 | Apparatus and method for detecting and classifying atherosclerotic plaque hemorrhage | 2008-10-20 | A system and method for detecting atherosclerotic plaque hemorrhage includes a controller programmed to apply a non-selective inversion recovery RF pulse to a region of interest, apply a plurality of encoding sequences to the region of interest to cause generation of a plurality of echoes during application of each encoding sequence. The controller is further programmed to acquire three dimensional MR data from the region of interest during generation of each of the plurality of echoes, identify a hemorrhage based on the three dimensional MR data, characterize a type of the hemorrhage, and reconstruct an image based on the three dimensional MR data, the image comprising the characterized hemorrhage. | 1. A magnetic resonance imaging (MRI) apparatus comprising: a plurality of gradient coils positioned about a bore of a magnet, and an RF transceiver system controlled by a pulse module to transmit RF signals to an RF coil assembly; anda controller coupled to the plurality of gradient coils and the RF transceiver system and programmed to: apply a non-selective inversion recovery RF pulse to a region of interest;apply a plurality of encoding sequences to the region of interest to cause the generation of a plurality of echoes during each encoding sequence;acquire three dimensional magnetic resonance (MR) data from the region of interest;identify a hemorrhage based on the three dimensional MR data;characterize a type of the hemorrhage; andreconstruct an image based on the three dimensional MR data, the image comprising the characterized hemorrhage. 2. The MRI apparatus of claim 1 wherein identifying the hemorrhage comprises calculating a T2* mapping based on a semi-log linear regression of voxel signal values in the three dimensional MR data and from echo times corresponding to the voxel signal values. 3. The MRI apparatus of claim 2 wherein the T2* mapping is calculated using at least two echo time points and according to the relationship: 1/T2*=−[lnSn−lnSm)/(TEn−TEm)],where Sn and Sm are voxel signal intensity at TE values of TEn and TEm, respectively. 4. The MRI apparatus of claim 2 wherein the controller is further programmed to characterize the hemorrhage based on the T2* mapping as one of a Type I hemorrhage, a Type II hemorrhage, and a non-Type I hemorrhage. 5. The MRI apparatus of claim 1 wherein reconstructing the image comprises reconstructing a weighted-average image based on the three dimensional MR data acquired from the plurality of echoes during application of each encoding sequence. 6. The MRI apparatus of claim 5 wherein reconstructing the weighted-average image comprises calculating a signal weighted average, Save, according to:∑i=1m⁢⁢(Si×(Si∑j=1m⁢⁢Sj)),where m is the number of the plurality of echoes and where Si and Sj represent the signal at TEi and TEj, respectively. 7. The MRI apparatus of claim 1 wherein the controller is further programmed to delay a predetermined time between applying the non-selective inversion recovery RF pulse and applying a first of the plurality of encoding sequences. 8. The MRI apparatus of claim 7 wherein the controller is further programmed to calculate the predetermined time based on a time between applying the non-selective inversion recovery RF pulse and apply an encoding sequence of the plurality of encoding sequences configured to acquire MR data in a center of k-space such that signals from blood are suppressed in the region of interest. 9. The MRI apparatus of claim 1 wherein the controller is further programmed to determine an ordering sequence for the plurality of encoding sequences. 10. The MRI apparatus of claim 9 wherein determining the ordering sequence comprises determining one... | General Electric Company The Board Of Trustees Of Michigan State University | G01V003/00
US07686768 | B2 | 2010-03-30 | Implantable pressure monitor | 2006-06-15 | A system and method for the intra corporal, measuring of blood pressure includes a substantially rigid sensor structure and an antenna structure, which are separate components. The anchor structure is used to mount the within an appropriate location in the cardiovascular system, such as in the cardiac septum. The substantially rigid sensor structure includes at least one capacitive pressure sensor. Measured values are transmitted telemetrically from the sensor structure to an extra corporal monitoring device. | 1. An implantable pressure monitor comprising: a substantially rigid chip including: a proximal end and a distal end;pressure sensors exposed on a first surface of the chip in a sensor region of the distal end;signal processing circuitry receiving pressure-indicative signals from the sensors and producing pressure-indicative output signals; anda chip electrical connector in the proximal end communicating the output signals;a substantially rigid substrate that: is spaced apart from the chip;faces the first surface of the chip;is connected to the chip electrical connector in the chip's proximal end by a substrate electrical connector;defines an aperture positioned over the sensor region of the chip's distal end, thereby exposing the pressure sensors; andcovers the distal end of the chip except for the sensor region;a flexible filler material located throughout space between the chip and the substrate except beneath the aperture, thereby leaving the pressure sensors exposed, such that (a) the flexible filler material connects the chip to the substrate, and (b) the distal end of the chip is connected to the substrate by only the flexible filler material;a wire that: extends from the substrate;is electrically connected to the substrate electrical connector;communicates the output signals; andis not connected to the chip;an antenna electrically connected to the wire, emitting radiofrequency electrical signals conveying the output signals, and receiving radiofrequency power;a biocompatible sheath that encapsulates the chip, substrate, filler, wire, and antenna and is sufficiently flexible to transmit pressure exerted on the sheath exterior through the sheath; anda pressure-transferring medium extending from the sheath, through the aperture, and to the pressure sensors, thereby transferring pressure exerted on the sheath exterior to the pressure sensors. 2. The implantable pressure monitor of claim 1, wherein the sheath has a curved shape to reduce or eliminate hydrodynamic forces. 3. The implantable pressure monitor of claim 1, wherein the substantially rigid substrate extends proximally from the chip to a proximal end which comprises an anchor. 4. The implantable pressure monitor of claim 3, wherein the anchor comprises a transversely extending flange that forms suture wings. 5. The implantable pressure monitor of claim 1, further comprising a holder that fixedly receives the chip and the substantially rigid substrate and extends proximally to a proximal end which comprises an anchor. 6. The implantable pressure monitor of claim 5, wherein the anchor comprises a transversely extending flange that forms suture wings. 7. The implantable pressure monitor of claim 5, wherein the holder further comprises a distal end cap protecting the chip and the substantially rigid substrate. 8. The implantable pressure monitor of claim 1, wherein the substantially rigid substrate extends distally from the chip to a distal end which comprises a baffler wall protec... | Vital Sensors Holding Company, Inc. | A61B005/02
US08142368 | B2 | 2012-03-27 | Method of characterization and differentiation of tissue | 2008-10-02 | A novel method for soft tissue characterization includes obtaining a sequence of surface stress patterns as a function of an increasing compression force when a probe is pressed against the tissue over the location of the lesion of interest. A number of elasticity features are then calculated to characterize the tissue and the lesion located therein including strain hardening, loading curve average slope, lesion peak signal under a predetermined load, tissue heterogeneity, lesion shape and lesion mobility. At least three elasticity features are provided as an input to a statistical Bayesian classifier trained on a clinical database to calculate the probability of the lesion being benign or malignant. Additional patient-related parameters may be further provided as inputs to the classifier to increase the accuracy of differentiation between benign and malignant lesions. These parameters include a family history of cancer disease, a patient-inherited genetic factor, a history of said tissue related diseases, patient's age, patient's weight, and patient's lifestyle and dietary factors. The method of the invention along with other non-invasive examinations of lesions may help in reducing the rate of biopsies, specifically breast tissue biopsies. | 1. A method of soft tissue characterization and soft tissue differentiation comprising the steps of: (a) detecting a lesion in said tissue;(b) applying an increasing compression force over said lesion and collecting a sequence of stress patterns as a function of said increasing compression force;(c) calculating from said sequence of stress patterns at least three elasticity features characterizing said lesion, said elasticity features selected from a group consisting of strain hardening, loading curve average slope, lesion peak signal under a predetermined load, tissue heterogeneity, lesion shape and lesion mobility;(d) inputting said at least three calculated elasticity features into a statistical classifier to calculate probabilities of possible diagnostic outcomes, said statistical classifier created in advance using a dataset of previously collected samples with known clinical status, said samples having been collected from several patients and including data on elasticity features that are the same as said at least three calculated elasticity features; and(e) selecting a diagnostic outcome with prevailing calculated probability for providing a diagnosis of said soft tissue. 2. The method as in claim 1, wherein step (b) further includes providing a pressure probe equipped with a pressure sensor array adapted to be placed against and compress said tissue, step (b) further including acquiring stress patterns from the surface of said tissue in real-time. 3. The method as in claim 2, wherein said step (a) further includes acquiring stress imaging data in real-time by moving said pressure probe along said tissue. 4. The method as in claim 1, wherein said tissue is selected from a group consisting of thyroid tissue, breast tissue, prostate tissue, pelvic floor tissue, brain tissue, lung tissue, liver tissue, kidney tissue, and muscle tissue. 5. The method as in claim 1, wherein said lesion peak signal under a predetermined load is calculated in step (c) while values of a maximum pressure versus said compression force against said tissue are considered as a loading curve and approximated by a second order polynomial to characterize strain hardening of said tissue. 6. The method as in claim 1, wherein said step (d) further includes said statistical classifier calculating a probability for said lesion to be either benign or malignant. 7. The method as in claim 1, wherein said step (d) further includes at least one patient-related parameter as an additional input to said statistical classifier. 8. The method as in claim 1, wherein said steps (a) through (e) are performed during surgery, said surgery providing direct access to said tissue. 9. The method as in claim 1, wherein said statistical classifier is a Bayesian classifier. 10. The method as in claim 9, wherein said statistical classifier is a naive Bayesian classifier. 11. A method of soft tissue characterization and soft tissue differentiation comprising the steps of: (a) detecting a le... | Artann Laboratories Inc. | A61B005/00 A61B005/103 A61B017/00 G01N033/48 G01B003/00 G01B005/28 G01B005/30 G01L001/00 G01L003/00 G01L005/00
US08801618 | B2 | 2014-08-12 | Pulse contour method and apparatus for continuous assessment of a cardiovascular parameter | 2009-12-10 | A cardiovascular parameter such as cardiac output is estimated from a current pressure waveform data set without needing to directly measure blood flow or arterial compliance. The general shape of an input flow waveform over one beat-to-beat cycle is assumed (or computed), and then the parameters of a flow-to-pressure model, if not pre-determined, are determined using system identification techniques. In one embodiment, the parameters thus determined are used to estimate a current peripheral resistance, which is used not only to compute an estimate of the cardiovascular parameter, but also to adjust the shape of the input flow waveform assumed during at least one subsequent beat-to-beat cycle. Another embodiment does not require computation of the peripheral resistance and still another embodiment computes a flow estimate from an optimized identification of the parameters defining the assumed input flow waveform. | 1. A method for determining, using a current pressure waveform corresponding to arterial blood pressure over a current pressure cycle, a cardiovascular parameter equal to or derivable from cardiac output (CO) comprising: determining, by a processing system, defining parameters of an assumed input flow waveform as a function of shape characteristics of the current pressure waveform and of a peripheral resistance value determined for at least one previous pressure cycle;determining, by the processing system, model parameters of a model of a relationship between the assumed input flow waveform and the current pressure waveform;computing a current peripheral resistance value as a function of the model parameters; andcomputing an estimate of the cardiovascular parameter as a function of the current peripheral resistance value and the current pressure waveform. 2. A method as in claim 1, in which the assumed input flow waveform is a series of component waveforms, with one component waveform per pressure cycle. 3. A method as in claim 2, in which: the defining parameters include duration and amplitude; andthe duration of the component waveform for the current pressure cycle is set at least approximately equal to a time interval between systole onset and systole in the current pressure waveform. 4. A method as in claim 3, further comprising: estimating a diastolic time constant as a product of a sampling rate at which the pressure waveform is derived and a function of a model feedback parameter;estimating an arterial compliance value as a ratio of the diastolic time constant and the peripheral resistance value;estimating a systolic time constant from chosen points in the current pressure waveform;computing an aortic characteristic resistance value as a ratio of the systolic time constant and the arterial compliance value;setting the amplitude of the component waveform for the current pressure cycle to be inversely proportional to the square of a function of at least one aortic characteristic resistance value. 5. A method as in claim 4, further comprising: computing the mean of a plurality of aortic characteristic resistance values, which will include at least one aortic characteristic resistance value estimated for a previous cycle;setting the amplitude of the component waveform for the current pressure cycle to be inversely proportional to the square of the product of the mean and a calibration constant. 6. A method as in claim 5, further comprising setting the amplitude of the component waveform for the current pressure cycle to be inversely proportional to the square of the product of the mean, the calibration constant, and the arterial compliance value. 7. A method as in claim 2, in which the assumed input flow waveform comprises a train of square-wave signals, each forming a respective one of the component waveforms. 8. A method as in claim 2, further comprising: setting the amplitude of the component waveform for the current pressure cycle t... | - | A61B005/021 A61B005/02 A61B005/029 A61B005/0215
US09164057 | B2 | 2015-10-20 | Method for operating a measuring point | 2009-08-14 | A method for operating a measuring point for determining at least one measured variable of a medium is disclosed. The measuring point includes a base unit, which is connected releasably with a sensor unit, and which is provided for communication of a signal representing the value of the measured variable to a process monitoring facility. The following steps are included: at least one-time registering and storing in the base unit a value of a diagnostic parameter stored in the sensor unit or produced by the sensor unit; on the basis of this value conforming a prognosis value or prognosis interval stored in the base unit, and storing the conformed prognosis value or prognosis interval in the base unit in place of the previously stored prognosis value or prognosis interval. | 1. A method for operating a measuring point for determining at least one measured variable of a medium, wherein the measuring point comprises a base unit, which is connected releasably with a first sensor unit, and which is provided for communication of a signal representing a value of the measured variable to a process monitoring facility, the method comprises steps of: a) at least one-time registering and storing, in the base unit, a value of a diagnostic parameter stored in the first sensor unit or produced by the first sensor unit;b) on the basis of said value of the diagnostic parameter stored in the base unit, conforming a prognosis value or prognosis interval stored in the base unit, said prognosis value being a prognosis value of said diagnostic parameter and said prognosis interval is a confidence interval surrounding the prognosis value; andc) storing the conformed prognosis value or prognosis interval in the base unit in place of a previously stored prognosis value or prognosis interval, wherein:the conforming of the prognosis value or prognosis interval occurring by means of a learning algorithm, which is embodied to learn, over the lifetime of a plurality of sensor units, said prognosis value or prognosis interval:said diagnostic parameter is a total loading reserve, a total operating time, operating times under defined conditions or a counter state; andsaid prognosis interval is a confidence interval surrounding the prognosis value;wherein a counter state is one of: a counter state for counting cleaning in process (CIP) steps, a counter state for counting sterilization in process (SIP) steps or a counter state for counting autoclaving steps. 2. The method as claimed in claim 1, further comprising a step of: d) comparing the value of a diagnostic parameter registered in step a), stored in the base unit, or produced by the first sensor unit, with the prognosis value or prognosis interval stored in the base unit. 3. The method as claimed in claim 2, further comprising: e) replacing the first sensor unit by a second sensor unit of the same type, and;f) after replacement of the first sensor unit by the second sensor unit of the same type at least steps a) to (c) are repeated at least once. 4. The method as claimed in claim 3, wherein: said first and second sensor units are pH-sensor units of the same type. 5. The method as claimed in claim 1, further comprising the step of: e) replacing the first sensor unit by a second sensor unit of the same type and, after replacement of the first sensor unit by the second sensor unit of the same type, at least steps a) and b) are repeated at least once. 6. The method as claimed in claim 1, wherein: the learning algorithm comprises a step of average forming, sliding weighted average forming, exponential smoothing of 1st and 2nd type, linear regression, matching of polynomials or matching of non-linear functions. 7. The method as claimed in claim 1, wherein: at least one additional piece of infor... | ENDRESS + HAUSER CONDUCTA GESELLSCHAFT FUR MESS—UND REGELTECHNIK MBH + CO. KG | G01D018/00 G01N027/416
US08870780 | B2 | 2014-10-28 | Systems and methods for monitoring heart function | 2009-10-14 | Characteristics of a user's heart are detected. In accordance with an example embodiment, a ballistocardiogram (BCG) sensor is used to detect heart characteristics of a user, and provide a BCG output indicative of the detected heart characteristics. The BCG output is further processed using data from one or more additional sensors, such as to reduce noise and/or otherwise process the BCG signal to characterize the user's heart function. | 1. A system for providing BCG (ballistocardiogram) data from a user who is susceptible to movement, the system comprising: a BCG capture device including a heart-characteristic sensor configured and arranged to capture, from the user, a BCG signal for a plurality of a heartbeats from the user and indicative of physical cardiovascular movement of the user while the user stands at a stationary position,including mechanical output of the user's heart;a secondary sensor configured and arranged to detect an indication of a physiologic characteristic of the user, and to provide an output characterizing the detected indication; anda processor circuit, responsive to the BCG capture device and the secondary sensor, the processor circuit being configured to,provide a BCG waveform reference for the BCG signal; andestimate, using the BCG waveform reference, the BCG signal relative to noise present in the BCG signal and due to movement of the user while the user stands at a stationary position and thereby generate an output BCG signal indicative of a condition of the user's heart. 2. The system of claim 1, wherein the BCG capture device includes a weighing scale, andthe secondary sensor includes an electrocardiogram (ECG) sensor configured and arranged to detect an ECG signal from the user, the detected signal being indicative of a physiologic characteristic of the user, and to provide an output characterizing the physiologic characteristic to the processor circuit. 3. The system of claim 1, wherein the secondary sensor includes an electrocardiogram (ECG) sensor configured and arranged to detect an ECG signal from the user, the detected signal being useful for characterizing the physiologic characteristic of the user, and to provide an output characterizing the physiologic characteristic to the processor circuit, andthe processor circuit is configured with an algorithm for processing the captured BCG signal to generate the output BCG signal, using the detected ECG signal as an input to the algorithm. 4. The system of claim 1, wherein the secondary sensor includes an electrocardiogram (ECG) sensor configured and arranged to detect an ECG signal from the user and to provide an output characterizing the detected ECG signal, andthe processor circuit is configured to use an output of the secondary sensor to process the captured BCG signal by filtering and averaging the BCG signal to generate the output BCG signal. 5. The system of claim 1, wherein the secondary sensor includes an electrocardiogram (ECG) sensor configured and arranged to detect an ECG signal from the user and to provide an output characterizing the detected ECG signal, andthe processor circuit is configured to generate the output BCG signal by generating at least one of an ensemble-average and a triggered-moving average of the captured BCG signal using the detected ECG signal, wherein said at least one of the ensemble-average and a triggered-moving average is used by the processor circuit to pr... | The Board of Trustees of the Leland Stanford Junior University | A61B005/026 A61B005/0402 A61B005/00 A61B005/024 A61B005/0488 A61B005/0205 A61B005/11 A61B005/029
US08224430 | B2 | 2012-07-17 | Baseline processing for a cardiac event detection system | 2009-09-28 | A system for the detection of cardiac events occurring in a human patient is provided. At least two electrodes are included in the system for obtaining an electrical signal from a patient's heart. An electrical signal processor is electrically coupled to the electrodes for processing the electrical signal and a patient alarm means is further provided and electrically coupled to the electrical signal processor. The electrical signal is acquired in the form of electrogram segments, which are categorized according to heart rate, ST segment shift and type heart rhythm (normal or abnormal). Baseline electrogram segments are tracked over time. | 1. A cardiac event detection system for detecting a cardiac event in a patient comprising: (a) at least two electrodes for sensing an electrogram electrical signal from said patient's heart;(b) an implantable device coupled to said electrodes, said implantable device having an analog-to-digital circuit system contained therein for digitizing said electrogram electrical signal to produce electrogram segments;(c) a processor contained in said implantable device and electrically coupled to said electrodes, said processor including means for determining whether an electrogram segment qualifies as a baseline segment, said processor further including means for tracking the failure of electrogram segments to qualify as baseline electrogram segments. 2. The system of claim 1 wherein the means for tracking includes means for determining whether no electrogram segments have qualified as a baseline electrogram segment over a baseline alert time period. 3. The system of claim 2 where implanted device includes patient alerting means which are activated following determination that no electrogram segments have qualified as a baseline electrogram segment over the baseline alert time period. 4. The system of claim 2 wherein the inability to collect a baseline electrogram segment is caused by the patient's heart rate being higher than a preset normal heart rate range. 5. The system of claim 2 wherein the inability to collect a baseline electrogram segment is caused by the patient's heart rate being lower than a preset normal heart rate range. 6. The system of claim 2 wherein the inability to collect a baseline electrogram segment is caused by the patient's heart rate being irregular than a preset normal heart rate range. 7. The system of claim 2 wherein the inability to collect a baseline electrogram segment is caused by the patient's electrogram segments having too many abnormal beats to qualify as a baseline electrogram segment. 8. The system of claim 2 wherein at least one of the electrodes is located within the heart. 9. The system of claim 8 wherein the electrode located within the heart is located within the right ventricle. 10. The system of claim 1 wherein at least one electrode is located subcutaneously. | Angel Medical Systems, Inc. | A61N001/00
US08231541 | B2 | 2012-07-31 | Asthma status scoring method and system with confidence ratings | 2008-10-22 | A method and system for assessing the health status of a patient, such as the asthma status of a patient, provides an asthma status score and a confidence rating indicative of the score's reliability using continuous real-time data. In some embodiments, the assessment comprises a multidimensional analysis in which asthma status scores and respective confidence ratings are generated for multiple individual asthma health dimensions as well as a summary asthma health dimension indicative of overall asthma health. In some embodiments, the individual dimensions include an environmental trigger dimension based on sensor-based environmental data, a physiological burden dimension based on sensor-based physiological data, a medication adherence dimension based on patient diary data and a perceived symptom dimension based on patient diary data. | 1. An assessment system for assessing the asthma status of a patient, comprising: a data processing system;an environmental data capture system communicatively coupled with the data processing system, wherein the environmental data capture system is configured to capture environmental sensor data and generate sensor-based environmental data in a form usable by the data processing system based at least in part on the environmental sensor data; andan asthma data output system communicatively coupled with the data processing system, wherein the data processing system is configured to receive the sensor-based environmental data from the environmental data capture system, generate an asthma status score and a confidence rating for the asthma status score based at least in part on sensor-based environmental data and output the asthma status score and the confidence rating to the asthma data output system, wherein the confidence rating is generated based on at least one of a comparison of an actual number of parameters used to generate the asthma status score with a predefined number of parameters or a comparison of an actual change rate for the asthma status score with a predefined change rate, and wherein the asthma data output system is configured to display the asthma status score and the confidence rating. 2. The assessment system of claim 1, wherein the confidence rating is generated based on a comparison of an actual number of parameters used to generate the asthma status score with a predefined number of parameters and a comparison of an actual change rate for the asthma status score with a predefined change rate. 3. The assessment system of claim 1, wherein the data capture system further comprises a physiological data capture system wherefrom the data processing system is configured to receive sensor-based physiological data and is configured to generate the asthma status score further based at least in part on the sensor-based physiological data. 4. The assessment system of claim 1, further comprising a user input system communicatively coupled with the data processing system, wherein the data processing system is configured to receive from the user input system patient diary data input by the patient and is configured to generate the asthma status score further based at least in part on the patient diary data. 5. The assessment system of claim 1, wherein the data processing system is configured to generate a plurality of asthma status scores and respective confidence ratings comprising at least one individual asthma status score and individual confidence rating and a summary asthma status score and summary confidence rating. 6. The assessment system of claim 1, wherein the environmental data capture system is configured to continuously capture the environmental sensor data and continuously derive the sensor-based environmental data from the environmental sensor data. 7. The assessment system of claim 3, wherein the physiological data c... | Sharp Laboratories of America, Inc. | A61B005/08
US08275439 | B2 | 2012-09-25 | Analyte monitoring device and methods of use | 2009-11-09 | An analyte monitor includes a sensor, a sensor control unit, and a display unit. The sensor has, for example, a substrate, a recessed channel formed in the substrate, and conductive material disposed in the recessed channel to form a working electrode. The sensor control unit typically has a housing adapted for placement on skin and is adapted to receive a portion of an electrochemical sensor. The sensor control unit also includes two or more conductive contacts disposed on the housing and configured for coupling to two or more contact pads on the sensor. A transmitter is disposed in the housing and coupled to the plurality of conductive contacts for transmitting data obtained using the sensor. The display unit has a receiver for receiving data transmitted by the transmitter of the sensor control unit and a display coupled to the receiver for displaying an indication of a level of an analyte. The analyte monitor may also be part of a drug delivery system to alter the level of the analyte based on the data obtained using the sensor. | 1. A sensor control unit comprising: an electrochemical sensor configured for partial implantation through the skin of a subject, comprising: a substrate having a narrow distal region for partial implantation through a skin surface and a wider proximal region, the substrate including at least a first surface and a second surface;at least one working electrode disposed on the narrow distal region of the substrate and in fluid contact with interstitial fluid under the skin surface, the at least one working electrode formed on the first surface of the substrate;at least one reference electrode disposed on the narrow distal region of the substrate, the at least one reference electrode formed on the first surface of the substrate;at least one counter electrode disposed on the narrow distal region of the substrate, the at least one counter electrode formed on the second surface of the substrate;a plurality of first conductive contacts disposed on the wider proximal region of the substrate and on the first surface of the substrate, wherein a first one of the plurality of first conductive contacts is in electrical communication with the working electrode, a second one of the plurality of first conductive contacts is in electrical communication with the reference electrode, and a third one of the plurality of first conductive contacts is in electrical communication with the counter electrode; andat least one via formed through the substrate that electrically connects the counter electrode to the third one of the plurality of first conductive contacts;a housing adapted for placement on the skin of the subject and comprising a second conductive contact adapted to couple to the wider proximal portion of the sensor without intervening wires between the first conductive contact and the second conductive contact; andan rf transmitter disposed in the housing for transmitting data obtained from the sensor. 2. The sensor control unit of claim 1, further comprising adhesive for adhering the sensor control unit to skin. 3. The sensor control unit of claim 1, wherein the housing is adapted for placement substantially over an insertion site of the sensor. 4. The sensor control unit of claim 1, wherein the first conductive contact and the second conductive contact are adapted to couple by physical proximity. 5. The sensor control unit of claim 1, wherein the second conductive contact is provided on an exterior portion of the housing. 6. The sensor control unit of claim 1, wherein the second conductive contact is provided on an interior portion of the housing. 7. The sensor control unit of claim 1, wherein the sensor is flexible. 8. The sensor control unit of claim 1, wherein the sensor comprises a body. 9. The sensor control unit of claim 8, wherein the body includes the substrate. 10. The sensor control unit of claim 9, wherein the substrate is fabricated from a polymeric or plastic material. 11. The sensor control unit of claim 9, wherein the substrate is f... | Abbott Diabetes Care Inc. | A61B005/05 A61B005/00
US08275444 | B2 | 2012-09-25 | Timing techniques for magnetic resonance imaging | 2009-12-29 | The disclosure is directed to techniques in which magnetic resonance imaging (MRI) is coordinated with the operation of an implantable medical device (IMD). By using an IMD to sense conditions, MRI can be improved because the sensed conditions can accurately define timing for application of electromagnetic radiation bursts. Moreover, by applying stimulation pulses specifically to coordinate the electromagnetic radiation bursts, the MRI may also be improved. | 1. A method comprising: receiving, with a magnetic resonance imagining (MRI) device, information from an implantable medical device (IMD) regarding sensed electrical events measured by the IMD;defining, with the MRI device, timing of the electromagnetic radiation bursts based on the information received from the IMD regarding sensed electrical events measured by the IMD; andapplying, with the MRI device, electromagnetic radiation bursts to a patient within which the IMD is implanted based on the defined timing. 2. The method of claim 1, wherein receiving the information from the IMD comprises receiving information defining a timing of stimulation pulses applied to the patient by the IMD. 3. The method of claim 1, further comprising applying, with the MRI device, one or more gradient magnetic fields based on the information received from the IMD. 4. The method of claim 1, wherein receiving the information comprises receiving a control signal from the IMD that causes the MRI device to apply at least one of the electromagnetic radiation bursts. 5. The method of claim 1, wherein receiving the information comprises receiving information to synchronize clocks between the MRI device and the IMD. 6. The method of claim 1, wherein receiving the information comprises receiving the information via wireless telemetry. 7. The method of claim 1, further comprising sending information regarding the timing of the electromagnetic radiation bursts to the IMD to control operation of the IMD. 8. A device comprising: a telemetry unit to receive information from an implantable medical device (IMD) regarding sensed electrical events measured by the IMD;a control unit that defines timing of electromagnetic radiation bursts of a Magnetic Resonance Imaging (MRI) based on information received from the IMD regarding sensed electrical events measured by the IMD; andelectromagnetic radiation source of the MRI that applies electromagnetic radiation bursts to a patient within which the IMD is implanted based on the defined timing. 9. The device of claim 8, wherein the information received from the IMD comprises information defining the timing of the stimulation pulses applied to the patient by the IMD. 10. The device of claim 8, further comprising a magnetic field generator that generates one or more gradient magnetic fields based on the information received from the IMD. 11. The device of claim 8, wherein the information received from the IMD comprises a control signal that causes the device to apply at least one of the electromagnetic radiation bursts. 12. The device of claim 8, wherein the control unit synchronizes the clock of the device with the clock of the IMD. 13. The device of claim 8, wherein the telemetry unit sends information regarding the timing of the electromagnetic radiation bursts to the IMD to control operation of the IMD. 14. A device comprising means for receiving information from an implantable medical device (IMD) indicative of stimulation pu... | Medtronic, Inc. | A61B005/05
US09687161 | B2 | 2017-06-27 | Systems and methods for maintaining blood pressure monitor calibration | 2008-09-30 | Systems and methods are disclosed herein for maintaining the calibration of non-invasive blood pressure monitoring devices. Phase components of pulse signals detected by the blood pressure monitoring device are compared to stored baseline phase component values. If the difference exceeds a threshold, the blood pressure monitoring device is recalibrated. | 1. A method for monitoring blood pressure comprising: storing a baseline signal phase component associated with a photoplethysmograph (PPG) signal obtained at a first point in time from a sensor comprising an emitter and detector;monitoring, using a processor, a current phase component of the PPG signal over a period of time subsequent to the first point in time;calculating, using the processor, a difference between the current phase component with the stored baseline phase component; andtriggering, using the processor, a cuff-based blood pressure monitoring device to inflate an occluding cuff to obtain a blood pressure measurement at a second point in time in response to the calculated difference exceeding a threshold value. 2. The method of claim 1, comprising receiving the blood pressure measurement obtained at about the second point in time wherein the blood pressure measurement is determined independent of the PPG signal data. 3. The method of claim 2, comprising calibrating a continuous non-invasive blood pressure monitor based on the blood pressure measurement and the PPG signal obtained at the second point in time. 4. The method of claim 3, comprising calculating a monitored blood pressure value using a PPG signal at a time subsequent to the second point in time in response to the calculated difference falling below the threshold value. 5. The method of claim 3, further comprising recalibrating the continuous non-invasive blood pressure monitor, wherein the recalibrating comprises: obtaining, using the cuff-based blood pressure monitoring device, a second blood pressure measurement independent of PPG signal data at a third point in time, which is subsequent to the second point in time;calculating, using the processor, blood pressure calibration values based on a PPG signal obtained at about the third point in time and the second blood pressure measurement; andstoring an updated baseline PPG signal phase component. 6. The method of claim 1, wherein calculating the difference between the current phase component with the stored baseline phase component comprises calculating the difference between the phase components at a signal frequency of less than about 5 Hz. 7. The method of claim 1, wherein calculating the difference between the current phase component with the stored baseline phase component comprises calculating the Fourier phase component of the PPG signal. 8. A blood pressure monitor comprising: a sensor for detecting a PPG signal from a patient, wherein the sensor comprises an emitter and detector;a memory for storing baseline signal phase components; anda processor configured to perform operations comprising: storing a baseline signal phase component derived from a PPG signal obtained at a first point in time;monitoring a current phase component of the PPG signal over a period of time subsequent to the first point in time;calculating a difference between the current phase component and the stored baseline phase component; ... | Nellcor Puritan Bennett Ireland | A61B005/021 A61B005/02 A61B005/024 A61B005/1455 A61B005/00
US20100076326 | A1 | 2010-03-25 | METHOD FOR ESTIMATING CHANGES OF CARDIOVASCULAR INDICES USING PERIPHEAL ARTERIAL BLOOD PRESSURE WAVEFORM | 2009-09-21 | The systems and methods described herein enable reliable estimation of cardiovascular indices on real-time, non-invasive or minimally-invasive, and beat-to-beat basis. Cardiovascular indices which can be estimated include), stroke volume (SV), without being limited to, cardiac output (CO and total peripheral resistance (TPR). In various embodiments, one or more of these indices are estimated continuously, on a beat-to-beat basis, using peripheral arterial blood pressure (ABP) waveforms and certain parameters derived from the peripheral ABP waveforms. The derived parameters are substantially insensitive to distortions of the ABP waveform arising from tapered arterial branches throughout the arterial tree. The methods described herein can provide a more accurate and reliable estimate of hemodynamic parameters than existing techniques. | 1. Method for estimating stroke volume of a cardiac cycle of a heart comprising: a. recording an arterial blood pressure signal;b. processing the arterial blood pressure signal to obtain a plurality of parameters which are insensitive to distortions resulting from the propagation of the arterial pulse through the arterial tree;c. incorporating the parameters into a formula or algorithm to estimate the stroke volume of the cardiac cycle of the heart. 2. Method of claim 1 wherein the parameters include one or more of the following: mean arterial pressure of the cardiac cycle, end-diastolic pressure of the cardiac cycle, end-diastolic pressure of the immediately preceding cardiac cycle, duration of the cardiac cycle, duration of systole of the cardiac cycle. 3. Method of determining the stroke volumes of a plurality of cardiac cycles of the heart comprising applying the method of claim 1 to multiple cardiac cycles of the heart. 4. Method of claim 1 wherein the formula or algorithm incorporates a model. 5. Method of claim 4 wherein the model is a Windkessel type model. 6. Method of claim 4 wherein the formula or algorithm incorporates one or more means of fitting the arterial blood pressure signal to one or more models. 7. Method of claim 6 wherein the formula or algorithm incorporates one or more means of fitting the arterial blood pressure signal to a Windkessel type model. 8. Method of claim 1 wherein the formula or algorithm takes into account the number of dimensionless parameters. 9. Method of claim 1 further comprising estimating the characteristic time constant of the cardiac cycle. 10. Method of claim 9 further wherein the time constant associated with the cardiac cycle is estimated from time constants estimated for a plurality of cardiac cycles preceding and/or following the cardiac cycle. 11. Method of claim 3 further comprising the estimation the cardiac output 12. Method of claim 3 further comprising the estimation of the total peripheral vascular resistance. 13. Method of claim 1 wherein the arterial pressure signal is obtained from an intra-arterial measurement location. 14. Method of claim 1 wherein the arterial pressure signal is obtained from a noninvasive blood pressure measuring device. 15. Method of claim 2 wherein the duration of systole parameter involves a measurement of the time elapsed between the onset of systole and the peak arterial blood pressure. 16. Method of claim 1 wherein coefficients associated with the formula or algorithm are determined by analyzing a training set of arterial blood pressure signal data for which the associated stroke volumes have been independently measured. 17. System for estimating stroke volume of a cardiac cycle of a heart comprising: a. recording means for recording an arterial blood pressure signal;b. a processor for processing the arterial blood pressure signal to obtain a plurality of parameters which are insensitive to distortions resulting from the propagation of the art... | - | A61B005/021
US20100106016 | A1 | 2010-04-29 | Non-Invasive Blood Pressure Monitoring Device and Method | 2009-10-23 | A device and method for measuring blood pressure are provided. More particularly, a non-invasive device utilizing an ultra-sound transducer and a conventional blood pressure cuff are used, in combination, to measure blood pressure. | 1. A system for monitoring the blood pressure of a patient, comprising: a blood pressure cuff located around the arm of the patient;an ultrasound transceiver located in communication with the blood pressure cuff;a processor for receiving and processing information from the ultrasound transceiver, said processor triggering the operation of said blood pressure cuff when information received from the ultrasound transceiver indicates a blood pressure of the patient exceeds a preset threshold value. 2. The system of claim 1, wherein the ultrasound transceiver is located on the blood pressure cuff. 3. The system of claim 1, wherein the ultrasound transceiver is removably connected to the blood pressure cuff. 4. The system of claim 1, wherein said processor uses the ultrasound information to determine at least one characteristic of the patient's artery and wherein said threshold is adjusted based on said at least one characteristic. 5. The system of claim 4, wherein said threshold is manually adjusted. 6. The system of claim 4, wherein said threshold is automatically adjusted by said processor. 7. A method for monitoring the blood pressure of a patient, comprising the steps of: providing a blood pressure cuff located around the arm of the patient;providing an ultrasound transceiver located in communication with the blood pressure cuff;processing information from the ultrasound transceiver; andtriggering the operation of the blood pressure cuff when information received from the ultrasound transceiver indicates a blood pressure of the patient exceeds a preset threshold value. 8. The method of claim 7, further comprising the step of triggering an alarm if the blood pressure measured by the blood pressure cuff exceeds a second preset threshold. 9. The method of claim 7, further comprising the steps of: determining, from the ultrasound information, at least one characteristic of the patient's artery; andadjusting the threshold based on the at least one characteristic. | Skeletal Dynamics LLC | A61B008/04 A61B005/025
US20100063407 | A1 | 2010-03-11 | PORTABLE ELECTROCARDIOGRAM MONITORING DEVICE | 2008-11-06 | A portable electrocardiogram monitoring device comprises a case, at least two electrode lead patches, and an internal circuit provided inside the case for receiving a signal from the at least two electrode lead patches. The internal circuit comprises a power supply module and a data transmission module. The power supply module comprises a low-noise voltage stabilizing circuit having an independent first ground plane and a voltage regulation circuit having an independent second ground plane. The data transmission module comprises an operational amplifying circuit having an independent third ground plane and a data processing circuit having an independent fourth ground plane. And, the independent ground planes are connected with one another only by a ground channel. | 1. A portable electrocardiogram monitoring device, comprising: at least two electrode lead patches; andan internal circuit capable of receiving an analog signal provided by the at least two electrode lead patches, and the internal circuit consisting of:a power supply module including a low-noise voltage stabilizing circuit and a voltage regulation circuit, and the low-noise voltage stabilizing circuit having an independent first ground plane, and the voltage regulation circuit having an independent second ground plane; anda data transmission module including an operational amplifying circuit and a data processing circuit, and the operational amplifying circuit having an independent third ground plane, and the data processing circuit having an independent fourth ground plane, wherein the power supply module supplies power to the data transmission module, so that the analog signal is amplified by the operational amplifying circuit and transmitted to the data processing circuit to generate a digital signal as required by an electrocardiogram;wherein the independent first, second, third, and fourth ground planes are connected with one other only by a ground channel. 2. The portable electrocardiogram monitoring device as claimed in claim 1, wherein the operational amplifying circuit comprises a high-pass filter for filtering out signals having a frequency lower than a cutoff frequency. 3. The portable electrocardiogram monitoring device as claimed in claim 1, wherein the operational amplifying circuit comprises a low-pass filter for filtering out signals having a frequency higher than a cutoff frequency. 4. The portable electrocardiogram monitoring device as claimed in claim 1, further comprising a data bus cable being connected to the outside computing device, so that measurement data can be transmitted to computing device and the external power can be also supplied into electrocardiogram monitoring device via the same data bus cable. 5. The portable electrocardiogram monitoring device as claimed in claim 1, wherein the data processing circuit comprises a microprocessor. 6. The portable electrocardiogram monitoring device as claimed in claim 1, wherein the data processing circuit comprises an A/D conversion circuit for converting the analog signal into the digital signal. 7. The portable electrocardiogram monitoring device as claimed in claim 1, further comprising a digital filter module for filtering out noise from the digital signal. 8. The portable electrocardiogram monitoring device as claimed in claim 1, wherein the voltage regulation circuit converts an external 5V power supply into symmetric positive and negative direct current (DC) voltage sources. 9. The portable electrocardiogram monitoring device as claimed in claim 1, wherein each of the electrode lead patches has an end connected to a wire. 10. The portable electrocardiogram monitoring device as claimed in claim 1, wherein a ratio of an area of each of the ground channels to an ... | - | A61B005/0402
US20100094173 | A1 | 2010-04-15 | PRESSURE CONTROL FOR CATHETER DRAIN TUBING | 2008-03-14 | Described is, e.g., an apparatus (100), and associated methods of manufacture and use, for draining a fluid, discharged from a urinary catheter (104) installed in a subject's bladder, into a drain container (138) while avoiding undesired pressure states in such bladder. A drain conduit (102) connected to the catheter has a sufficiently small size as to maintain plug-flow between opposite ends of the drain conduit. The discharge end of the drain conduit is connected to a siphon-break apparatus (106) configured to cause a siphon-break disposed at an elevation (132) in approximate agreement with the subject's bladder. The potential energy from fluid downstream of the siphon-break location is decoupled from fluid in the drain conduit. | 1. An apparatus, comprising: a first conduit with at least a first lumen, the first lumen having a first cross-section area size and stretching between a first end and a second end of the first conduit, the first end being adapted to receive a fluid discharged from a urinary catheter, the second end being adapted to communicate the fluid toward a siphon-break device, the first lumen being configured to maintain plug-flow of a fluid flowing therethrough;a siphon-break device, configured and arranged to resist plug-flow of the fluid flowing there-through, disposed in fluid communication with the second end of the first conduit; anda second conduit arranged to communicate the fluid from downstream of the siphon-break device toward a container in which to receive the fluid; wherein the second conduit is configured and arranged to resist coupling the potential energy of fluid flowing downstream from the siphon-break device from fluid flowing in the first lumen. 2. The apparatus according to claim 1, wherein the second conduit comprises a second lumen having a second cross-section area that is sized larger than the first cross-section area size, and is configured and arranged in space effective to maintain particle-flow of the fluid downstream from the siphon-break device. 3. The apparatus according to claim 1, wherein an effective length of the second conduit adjusts to accommodate a plurality of elevations between a siphon-break location and the container to permit disposing the siphon-break device at approximately the same elevation as a subject's bladder while providing an uninterrupted downward-sloping drain path toward the container. 4. The apparatus according to claim 3, wherein the second conduit comprises a telescopic structure adapted for extension along an axis effective to lengthen a drain path between the siphon-break device and the container while providing an uninterrupted downward-sloping drain path toward the container. 5. The apparatus according to claim 3, wherein the second conduit comprises a stretch of conduit coiled about an axis and adapted for extension along the axis effective to lengthen an effective drain path between the siphon-break device and the container while providing an uninterrupted downward-sloping drain path toward the container. 6. The apparatus according to claim 3, wherein the second conduit comprises a serpentine labyrinth of substantially in-plane curved flow sections adapted for extension along an axis by changing a radius of curvature of at least one of the curved flow sections effective to lengthen an effective drain path between the siphon-break device and the container while providing an uninterrupted downward-sloping drain path toward the container. 7. The apparatus according to claim 1, wherein: the siphon-break device is configured and arranged in harmony with the first conduit to visually indicate a corner approximately corresponding to the location of the siphon-break; and further comprising:a... | - | A61M025/14 A61B005/20
US07698830 | B2 | 2010-04-20 | Posture and body movement measuring system | 2007-03-14 | A system for measuring a living subject having a spine comprises a flexible strip, a first sensor, a processor, and a data storage device. The flexible strip, the first sensor, the processor, and the data storage device are located along the spine of the living subject. The first sensor, the processor and the data storage device are connected for collecting data related to bending of the flexible strip for determining a curvature of the spine of the living subject. The data from the first sensor is processed in the processor and stored in the storage device. One embodiment includes a transmitter for transmitting the data. Other embodiments include feedback and provide information about time duration in a posture. | 1. A system for measuring posture of a living subject having a spine, comprising a lordosimeter sensor module single unit, wherein said lordosimeter sensor module single unit includes a flexible strip, a first sensor, a processor, and a data storage device, wherein said flexible strip includes said first sensor, wherein said lordosimeter sensor module single unit is for positioning along the spine of the living subject for monitoring curvature of the spine by converting bending of said flexible strip into a signal indicative of spinal curvature, wherein data derived from said first sensor related to bending of said flexible strip is processed in said processor and stored in said data storage device, wherein said processor is located in said single unit together with said first sensor. 2. A system as recited in claim 1, wherein said first sensor includes a first solid state inclination measuring device. 3. A system as recited in claim 1, wherein said processor includes a program for detecting a plurality of postures based on said curvature of the spine. 4. A system as recited in claim 3, wherein said processor includes a program for detecting at least one from the group consisting of a kyphotic curvature of the spine and a lordotic curvature of the spine. 5. A system as recited in claim 3, wherein said processor includes a program for detecting lateral curvature of the spine. 6. A system as recited in claim 1, wherein said processor includes a program for detecting twisting of the spine. 7. A system as recited in claim 1, wherein said lordosimeter sensor module single unit further comprises a component for measuring time duration, wherein said component for measuring time duration is for measuring the duration of time the subject has been in a posture. 8. A system as recited in claim 7, wherein said processor includes a program for determining whether said time duration exceeds a preset value. 9. A system as recited in claim 8, wherein said lordosimeter sensor module single unit further comprises a feedback mechanism for prompting the subject to move if said time duration exceeds said preset value. 10. A system as recited in claim 1, wherein said processor includes a program to measure the time the living subject has had a measured curvature of the spine. 11. A system as recited in claim 10, wherein said processor includes a program to determine whether said time exceeds a preset value. 12. A system as recited in claim 11, wherein said lordosimeter sensor module single unit further includes a feedback mechanism, wherein said processor further includes a program to activate said feedback mechanism to prompt the subject to move if said time exceeds said preset value. 13. A system as recited in claim 11, wherein said processor includes a program to measure the time the living subject has had a kyphotic curvature of the spine and to determine whether said time exceeds a preset value. 14. A system as recited in claim 1, wherein said lordos... | MicroStrain, Inc. | G01B001/00 A61B005/00
US20100081891 | A1 | 2010-04-01 | System And Method For Displaying Detailed Information For A Data Point | 2008-09-30 | The present disclosure may describe a system and method for displaying detailed information about a patient at a time selectable from a trend line of historic data. For example, the patient's SpO2, pulse rate, status, and so forth may be recorded over time. One or more trend lines of the recorded data over time may be displayed, and a user may select a point of interest from the trend line. Detailed data corresponding to that point of interest may then be displayed, for example, next to the trend line or on a separate screen. The detailed information may appear in the form of a pop-up box that does not obscure the trend line. In embodiments, the user may select the data point by moving a cursor or placing a pointing device on the trend line. The detailed information may be displayed automatically or may be activated by further user action. | 1. A method, comprising: displaying a trend line of physiological data on a first screen on a display of a physiological monitor;receiving a user selection of a point on the trend line;displaying information about the user-selected point on the display. 2. The method of claim 1, comprising determining the physiological data based on signals received from a physiological sensor. 3. The method of claim 1, wherein displaying information about the user-selected point comprises displaying a pop-up box on the first screen. 4. The method of claim 3, comprising displaying the pop-up box on the first screen such that no part of the trend line is obscured. 5. The method of claim 1, wherein displaying information about the user-selected point comprises displaying a second screen. 6. The method of claim 1, wherein the physiological data comprises a blood oxygen saturation and/or a pulse rate. 7. The method of claim 1, wherein the information about the user-selected point comprises a time stamp, a patient identification, a saturation pattern detection index, a patient status indicator, a monitor percent modulation, one or more monitor alarm limits, a sensor artifact indication and/or a sensor status indication. 8. A method, comprising: selecting a point on a displayed trend line of physiological data to activate a display of additional information related to the trend line. 9. The method of claim 8, wherein selecting the point comprises moving an indicator along the trend line via one or more directional keys. 10. The method of claim 8, wherein selecting the point comprises positioning a virtual indicator representing a pointing device over the trend line. 11. The method of claim 8, wherein selecting the point comprises touching a display on which the trend line is displayed. 12. The method of claim 8, wherein selecting the point comprises placing an indicator at the point and sending a signal to indicate that the point has been selected. 13. The method of claim 8, wherein the physiological data comprises a blood oxygen saturation and/or a pulse rate. 14. The method of claim 85 wherein the information about the user-selected point comprises a time stamp, a patient identification, a saturation pattern detection index, a patient status indicator, a monitor percent modulation, one or more monitor alarm limits, a sensor artifact indication and/or a sensor status indication. 15. One or more tangible, machine-readable media comprising code which, if executed by a processor, cause the processor to render on a display of a physiological monitor: a trend line of physiological data; andadditional information about a point on the trend lie upon user selection of the point. 16. The one or more tangible, machine-readable media of claim 15, comprising code which, if executed by a processor, cause the processor to render the additional information about the point adjacent to and not overlapping the rendered trend line. 17. The one or more tangible, machine-r... | Nellcor Puritan Bennett LLC | A61B005/1455 A61B005/00
US07676259 | B2 | 2010-03-09 | Dynamically optimized multisite cardiac resynchronization device | 2005-05-23 | A cardiac rhythm management device in which amplitudes of electrograms from one or more cardiac sites are measured in order to ascertain the extent of hypertrophy. The device may then pace the heart by delivering pacing therapy in a manner that unloads the hypertrophied myocardium to effect reversal of undesirable remodeling. | 1. A cardiac device, comprising: a plurality of electrodes for disposition near different myocardial regions, wherein each such electrode may be connected to a pulse generator for delivering a pacing pulse and may be connected to a sense amplifier for generating an electrogram signal;a controller programmed to deliver pacing pulses through one or more electrodes in accordance with a programmed pacing mode;wherein the controller is programmed to measure the amplitudes of R waves of electrograms generated by the plurality of electrodes during a depolarization event and configure one or more pacing channels with electrodes selected in accordance with the measured amplitudes. 2. The device of claim 1 wherein the controller is programmed to deliver pacing pulses in a manner that pre-excites the myocardial region with the largest measured electrogram amplitude relative to other myocardial regions. 3. The device of claim 2 wherein the controller is programmed to deliver multi-site resynchronization pacing with a pacing configuration and pulse output sequence that specifies the order of the pacing pulses delivered to the different myocardial regions in accordance with the amplitudes of the measured electrograms. 4. The device of claim 2 wherein the controller is programmed to periodically measure electrogram amplitudes and automatically reconfigure itself to deliver pacing therapy with a pacing configuration that pre-excites a myocardial region with the largest electrogram amplitude. 5. The device of claim 4 wherein the controller is programmed to periodically measure electrogram amplitudes and automatically reconfigure itself to deliver multi-site resynchronization pacing with a pacing configuration and pulse output sequence that specifies the order of the pacing pulses delivered to the different myocardial regions in accordance with the amplitudes of the electrograms. 6. The device of claim 4 wherein the controller is programmed to adjust a pacing parameter that increases the frequency of pacing if it is determined that the electrogram amplitude has increased. 7. The device of claim 4 wherein the controller is programmed to adjust a pacing parameter that increases the delay between pre-excitation of a hypertrophied myocardial region and excitation of other regions if it is determined that the electrogram amplitude has increased. 8. The device of claim 4 wherein the controller is programmed to adjust a pacing parameter that decreases the delay between pre-excitation of a hypertrophied myocardial region and excitation of other regions if it is determined that the electrogram amplitude has decreased. 9. The device of claim 1 wherein the controller is programmed to compute a trend for the measured electrogram amplitudes. 10. A method, comprising: implanting a multi-site pacing device with electrodes disposed at a plurality of myocardial sites;measuring the amplitudes of R waves of electrograms generated at the plurality of myocardial sites during ... | Cardiac Pacemakers, Inc. | A61B005/04
US07697971 | B1 | 2010-04-13 | Positioning system for an MRI | 2001-07-30 | A positioning system for an MRI system. One aspect includes a support member for moving a patient in a non-horizontal direction within a scanning area of the MRI system, a drive member for driving the support member, and a controller for controlling the drive member to position the patient at a desired location within the scanning area. One aspect includes a guide member attached to a floor beneath the scanning area for guiding a platform member along a first linear axis generally parallel to the floor and perpendicular to a magnetic field axis of a magnet of the MRI system. A controller controls a drive member to position the patient at a desired horizontal location within the scanning area. One aspect includes a frame, a platform member rotatably coupled to the frame. A controller controls a drive member to rotate the platform member and position the patient at a desired angle within the scanning area. | 1. A magnetic resonance imaging system comprising: (a) a magnet having a pair of opposed pole elements defining a field axis and a patient-receiving space between said pole elements;(b) one or more guide members extending horizontally along a guide axis transverse to said field axis;(c) a carriage frame movable relative to said magnet along said guide members, said frame defining a pivot axis substantially parallel to said field axis;(d) a patient support defining a support direction transverse to said pivot axis, said patient support and said support direction being pivotable through a range of orientations relative to said carriage frame about said pivot axis, the patient support being linearly movable relative to said pivot axis and relative to said carriage frame in said support direction separately from pivoting motion of the patient support about said pivot axis when said support and said support direction are in any orientation within said range;(e) one or more drive mechanisms adapted to actuate said pivoting movement and support direction movement of said support and movement of said frame along said one or more guide members; and(f) a controller connected to said one or more drive mechanisms and operative to command said one or more drive mechanisms to move said support from a loading position to an imaging position in which at least a portion of said patient support is disposed within said imaging space. 2. The system of claim 1, wherein the patient support has one or more connection mechanisms for removably attaching one or more MRI fixtures to the patient support. 3. The system of claim 2, wherein the connection mechanism is adapted to mount said MRI fixture at substantially any location along the patient support. 4. The system of claim 2, further comprising a foot-stand extending generally perpendicular relative to a major surface of the patient support. 5. The system of claim 2, wherein the patient support includes attachment members for removably mounting a seat to the patient support. 6. The system of claim 2, further comprising supports which are removably attachable to the patient support, the supports being adapted for cushioning a patient's shoulders. 7. The system of claim 2, further comprising one or more RF connection ports mounted to the patient support, the system further comprising an RF receiver and a circuit arranged to connect one or more of said RF connection ports to said receiver. 8. The system of claim 2, wherein the patient support includes a form fitting mattress material. 9. The system of claim 2, wherein the one or more connection mechanisms includes a dove-tailed slot located on the patient support. 10. The system of claim 2, wherein the one or more connection mechanisms includes a member chosen from a group consisting of hook-and-loop fasteners, suction cups, and vacuum devices. 11. The system of claim 2 further comprising a conveyor belt which is movably attached to said patient support, said one... | Fonar Corporation | A61B005/05
US07707042 | B1 | 2010-04-27 | Computer implemented program, system and method for medical inventory management | 2002-08-01 | A system and method for estimating needed medical supplies based on a selected predefined operational scenario. A predefined operational scenario may be modified, a new operational scenario may be built, or a predefined operational scenario may be imported from an external source. A computer-readable program, system and method is provided for enabling a user to produce a query concerning relationships between patient conditions, tasks and medical supplies needed in specific locations. The production of a report or query is performed by referencing a database containing data pertaining to patient conditions, functional locations at which patients are to be treated (triage, operating room, etc.), equipment available in defined functional areas, tasks associated with treatment of defined patient conditions, medical supplies needed to carry out each defined task, and relationships therebetween, and determining needed medical supplies based on use data input and data contained in the database. | 1. A computer program embodied on a computer readable medium for use with a computer for enabling a user to output a user report of estimated needed medical supplies based on a selected operational scenario, said computer program comprising: computer readable code operable to enable interaction with a database of operational scenarios comprising data concerning relationships between defined patient conditions, tasks required to treat each patient condition, functional area and level of care for each of said tasks, and quantity and types of supplies needed to perform each of said tasks, wherein said database of operational scenarios comprises one or more predefined operational scenarios;computer readable program code operable to enable a user to select an operational scenario from said database of operational scenarios;computer readable program code operable to enable input of functional area and levels of care data into the selected operational scenario, so as to build a patient stream;computer readable program code operable to reference said database so as to retrieve tasks required for each of said defined patient conditions;computer readable program code operable to reference said database of operational scenarios so as to determine medical supplies needed to perform each of said tasks;computer readable program code operable to calculate total supplies consumed for each of said defined patient conditions, said calculation based upon a projection of the frequency of specific injuries and illnesses likely to occur given the selected operational scenario; andcomputer readable program code operable to output a report to the user of estimated necessary medical supplies and tasks associated with each of said defined patient conditions from a selected operational scenario. 2. The computer program of claim 1, further comprising computer readable program code operable to enable input of data by a user concerning casualty estimations, so as to build an operational scenario, said operational scenarios comprising patient conditions and number of patients for each of said patient conditions. 3. The computer program of claim 1, further comprising computer readable program code operable to enable importation of a predefined operational scenario. 4. The computer program of claim 1, further comprising computer readable program code operational to enable a user to modify a predefined operational scenario by altering predefined patient conditions and number of patients corresponding to each patient condition, so as to construct a scenario. 5. A method, in a data processing system, of estimating medical supplies needed for a selected operational scenario, said method comprising the steps of: (a) selecting an operational scenario by receiving input data from a user through a user interface, the selected operational scenario comprising patient conditions and number of patients corresponding to each of said patient conditions;(b) selecting a level of care by rec... | The United States of America as represented by the Secretary of the Navy | G06Q010/00 G06Q050/00 G06Q040/00 G06F019/00 A61B005/00
US07698154 | B2 | 2010-04-13 | Patient-controlled automated medical record, diagnosis, and treatment system and method | 2001-07-19 | A system and process for providing a computerized medical and biographical records database and diagnostic information. A medical records database and diagnostic program is stored on a central computer that is accessible to individuals using remotely situated computers connected to a computer network. Individual patient medical and biographical records are owned by individual patients who can enter information in their record as well as grant or deny authorization to others, such as health care professionals, insurance providers and other entities, to review part or all of their record. The diagnostic program provides a series of diagnostic questions to an individual who must respond either “yes” or “no” to each question. Each potential response is weighted relative to its importance to a particular disease diagnosis. Relative weights for all responses to diagnostic questions are summed to identify potential diagnoses to connected to the answered questions. The diagnostic program provides the individual with a list of potential diagnoses as well as permitting the individual to save the information to his or her individual medical and biographical record. The information maintained in the above system and process is utilized for health care financing and insurance. | 1. An automated, patient-controlled, medical and biographical records system comprising: a. a central computer connected to a global computer network;b. a centralized medical and biographical records database maintained at the central computer, said database including medical and biographical records for a plurality of individual patients, access to each of said medical and biographical records in the database being controlled by a corresponding individual patient of said plurality of patients, said central computer having a security program limiting access to the records to the patients and to health care professionals selectively authorized by the patients;c. one or more patient computers situated remotely from the central computer and connected to the global network, said patient computers each executing a software program interface for patients to input medical history and biographical information into the patient medical and biographical records database and to authorize health care professionals to access at least a portion of the records of the authorizing patients; andd. one or more health care computers situated remotely from the central computer and connected to the global network, said health care computers each having a software program interface for the authorized health care professionals to access the medical history and biographical information from the patient medical and biographical records database and to input additional patient medical history and biographical information into the patient medical and biographical records database. 2. The medical and biographical records system of claim 1, wherein the security program includes a routine permitting a patient to limit the extent and type of information in the patient's record that authorized health care professionals may access. 3. The medical and biographical records system of claim 2, wherein the security program is responsive to the patient selectively limiting the extent and type of information that the authorized health care professional may access based upon relevancy of the information to the specialty of the health care professional. 4. The medical and biographical records system of claim 2, wherein the security program is responsive to the patient selectively limiting the extent and type of information based upon a degree of confidentiality assigned by the patient to the different medical and biographical information stored in the patient's record for limiting access of the health care professionals to the information. 5. The medical and biographical records system of claim 2, wherein the security program identifies and records all inquiries to access records in the medical and biographical records database. 6. The medical and biographical records system of claim 2, wherein the security program identifies and records the health care professionals or patients who enter and store new information in the medical and biographical records database. 7. The medical and b... | Marfly 1, LP | A61B005/00
US07676386 | B2 | 2010-03-09 | Systems and methods for scheduling and sequencing sessions or appointments | 2006-12-22 | Embodiments of the present invention provide systems and methods for scheduling patients in an organized and uniform way using a batch follow-up system. Such batch follow-up methods help a research site conducting research to prepare one or more of study supplies, patient charts, study goals, and data collecting requirements in preparation for the batch follow-up visits. Embodiments of the invention also relate to systems and methods for communicating initial and follow-up visit dates to patients. In certain instances, various communications (e.g., between the patients and the study site or between the study site and the study sponsor) may be electronic communications. Methods of scheduling and sequencing patient visits may be conducted over a network wherein reminders about follow-up visits are electronically generated. | 1. A method for scheduling batch follow-up visits for a plurality of patients participating in a clinical trial, comprising: (a) determining a number of follow-up visits after an initial visit for each patient of the plurality of patients participating in the clinical trial conducted at a research site;(b) identifying a first follow-up visit date for a first follow-up batch visit for each patient of the plurality of patients, the first follow-up visit date for each patient of the plurality of patients being within a first time window, wherein the first follow-up visit date is after the initial visit;(c) batch scheduling, by a processor-based device, the first follow-up batch visit for the plurality of patients by scheduling the first follow-up batch visit for each patient of the plurality of patients to occur in the first time window;(d) identifying a second follow-up visit date for a second follow-up batch visit for each patient of the plurality of patients, the second follow-up visit date for each of patient of the plurality of patients being within a second time window, wherein the second follow-up visit date is after the first follow-up visit date;(e) batch scheduling, by the processor-based device, the second follow-up batch visit for the plurality of patients by scheduling the second follow-up batch visit for each patient of the plurality of patients to occur in the second time window; andwherein the first time window and second time window are separated by at least one week. 2. The method of claim 1, wherein the initial visit, first follow-up batch visit, and second follow-up batch visit for the plurality of patients are associated with the clinical trial. 3. The method of claim 1, further comprising communicating the batch scheduled first follow-up visit date and batch scheduled second follow-up visit date to each patient of the plurality of patients. 4. The method of claim 3, wherein the communication is electronic. 5. The method of claim 1, wherein the method is used by a research site conducting research, and wherein the research site is able to prepare one or more of study supplies, patient charts, study goals, and data collecting requirements in preparation for at least one of the first follow-up batch visit or the second follow-up batch visit for the plurality of patients. 6. The method of claim 1, wherein the first time window and second time window each comprise one of: one day, one week, or one month. 7. The method of claim 1, further comprising: electronically generating a reminder for the first follow-up batch visit for the plurality of patients; andproviding the reminder to each patient of the plurality of patients over a network. 8. The method of claim 1, wherein the nature of the first follow-up batch visit and the second follow-up batch visit for the plurality of patients relates to a protocol of the clinical trial. 9. The method of claim 1, further comprising: scheduling a first emergency visit between the initial ... | Quintiles Transnational Corp. | G06Q010/00 G06Q050/00 G06Q040/00 A61B005/00 G06F019/00
US07702378 | B2 | 2010-04-20 | Tissue marker for multimodality radiographic imaging | 2005-11-17 | An implantable tissue marker incorporates a contrast agent sealed within a chamber in a container formed from a solid material. The contrast agent is selected to produce a change, such as an increase, in signal intensity under magnetic resonance imaging (MRI). An additional contrast agent may also be sealed within the chamber to provide visibility under another imaging modality, such as computed tomographic (CT) imaging or ultrasound imaging. | 1. An apparatus comprising: a permanently implantable radiographic marker including: a fully implantable, biocompatible container formed from a nonbiodegradable solid material and defining an internal chamber; anda contrast agent sealed within the internal chamber, the contrast agent including a liquid material configured to produce a change in signal intensity in a magnetic resonance (MR) imaging modality with the marker fully implanted in a human or animal subject, wherein the solid material of the container includes a first magnetic susceptibility and the liquid material of the contrast agent includes a second magnetic susceptibility, wherein the solid material and the liquid material are configured such that the first and second magnetic susceptibilities are matched so that the first magnetic susceptibility is substantially equivalent to the second magnetic susceptibility, wherein the permanently implantable radiographic marker is sized and shaped to fit within a lumen of a cannula configured to deliver the permanently implantable radiographic marker to a fully implanted location within the human or animal subject. 2. The apparatus of claim 1, wherein the contrast agent comprises at least another material selected from the group consisting of gas materials, liquid materials, and gel materials. 3. The apparatus of claim 1, wherein the container is generally spherical or spheroid in shape. 4. The apparatus of claim 1, further comprising a therapeutic agent. 5. The apparatus of claim 1, wherein the solid material forming the container is configured to produce a signal in another imaging modality. 6. The apparatus of claim 1, wherein the first magnetic susceptibility of the solid material of the container is substantially equivalent to a magnetic susceptibility of surrounding tissue. 7. The apparatus of claim 1, wherein the second magnetic susceptibility of the liquid material of the contrast agent is substantially equivalent to a magnetic susceptibility of surrounding tissue. 8. The apparatus of claim 1, wherein the permanently implantable radiographic marker, as a whole, includes an overall magnetic susceptibility substantially equivalent to a magnetic susceptibility of surrounding tissue. 9. The apparatus of claim 1, wherein the liquid material of the contrast agent is configured to produce an increased signal intensity. 10. The apparatus of claim 9, wherein the liquid material of the contrast agent is configured to produce the increased signal intensity in a T1-weighted MR image. 11. The apparatus of claim 1, wherein the container comprises a tube defining first and second end portions, and wherein the first and second end portions are at least substantially sealed. 12. The apparatus of claim 11, wherein the tube is formed from a solid material selected from the group consisting of glass materials, polymer materials, silicone, and carbon fiber. 13. The apparatus of claim 1, wherein the solid material forming the container is confi... | Breast-Med, Inc. | A61B005/05
US08315716 | B2 | 2012-11-20 | Sheath and electrical lead | 2009-10-09 | The invention describes a steerable sheath for percutaneous epicardial access. The invention also describes a novel lead to facilitate left ventricular pacing and efficient defibrillation. | 1. A deployable diagnostic or therapeutic implantable lead comprising a lead body having a longitudinal axis and at least one arm, wherein, when said deployable lead is in a retracted position, said arm is adjacent to said longitudinal axis of said lead body and, when said deployable lead is in a deployed position, said arm moves to a position that is not adjacent to said longitudinal axis of said lead body, said deployable lead further comprising a membranous material attached to said arm, wherein said arm or membrane comprises multiple electrodes. 2. The deployable lead of claim 1, wherein said membranous material is further attached to a second arm. 3. The deployable lead of claim 1, wherein said membranous material is attached to said lead body of said deployable diagnostic or therapeutic lead. 4. The deployable lead of claim 1, wherein said membranous material is conductive. 5. The deployable lead of claim 1, wherein said membranous material further comprises electrodes. 6. The deployable lead of claim 4, wherein said membranous material further comprises a reflective portion. 7. The deployable lead of claim 1, wherein said lead is permanently implantable. 8. The deployable lead of claim 1, wherein said lead comprises at least two arms and wherein said membranous material is attached to said lead body and each of said at least two arms. 9. The deployable lead of claim 1, wherein said lead comprises at least three arms and wherein said membranous material is attached to each of said at least three arms and encircles said lead body. 10. A deployable diagnostic or therapeutic permanently implantable lead comprising a lead body having a longitudinal axis and at least one arm, wherein, when said deployable lead is in a retracted position, said arm is adjacent to said longitudinal axis of said lead body and, when said deployable lead is in a deployed position, said arm moves to a position that is not adjacent to said longitudinal axis of said lead body, said at least one arm comprising at least one electrode, said deployable lead further comprising a membranous material attached to said lead body and said at least one arm, said membranous material comprising at least one electrode, wherein at least a portion of said membranous material is conductive. | Mayo Foundation for Medical Education and Research | A61N001/00
US08437833 | B2 | 2013-05-07 | Percutaneous magnetic gastrostomy | 2009-10-07 | A system and method places a percutaneous gastrostomy device into a body cavity of a patient using a magnetic gastrostomy tube and a medical detection sensing device. The magnetic gastrostomy tube has a ferromagnetic element attached to its distal end. Various embodiments allow a needle to be passed from the magnetic detection sensing device outside the patient toward a magnetic gastrostomy tube inside the patient or, alternatively, from the magnetic gastrostomy tube inside the patient toward the magnetic detection sensing device outside the patient. After a needle makes a hole between the outside of the patient and the body cavity, a medical wire may be passed through the hole, and the medical wire can then be used to place the percutaneous gastrostomy device. | 1. A system for placing a medical device into the body of a patient, comprising: a magnet sensing device operable to localize a position of a magnet relative to the magnet sensing device and identify an anatomical location to pass a needle into the body, the magnet sensing device having a plurality of sensors to detect the magnetic field of the magnet, and the magnet sensing device further having an output to provide an indication of the magnet's position; anda light emitting element coupled to the magnet sensing device, the light emitting element configured to provide visible light to the body, and having sufficient brightness to penetrate tissue in the body such that when placed at the identified anatomical location, the light is visible from a location inside of the body. 2. The system according to claim 1, further comprising a linear medical element having the magnet attached to its distal end. 3. The system according to claim 2, wherein the linear medical element is one of a medical wire or a medical catheter. 4. The system according to claim 1, wherein the magnet sensing device and the light emitting element are in physically separable housings. 5. The system according to claim 1, wherein the magnet sensing device includes a guide channel adapted to accept a needle and to guide the needle toward the magnet if the needle is advanced through the guide channel. 6. The system according to claim 1, in which the light emitting element is positioned on a face of the magnet sensing device, the light emitting element operable to confirm the magnet's position relative to the identified anatomical location. 7. The system according to claim 6, wherein the magnet sensing device includes a guide channel adapted to accept a needle and to guide the needle toward the magnet if the needle is advanced through the guide channel and wherein the light emitting element is formed in a circular pattern arranged such that a center of the circular pattern corresponds to a center of the guide channel. 8. The system according to claim 1, wherein the output of the magnet sensing device includes an audible indicator operable to provide a representation of the magnet's position relative to the magnet sensing device. 9. The system according to claim 1, wherein the output of the magnet sensing device includes a display operable to provide a representation of the magnet's position relative to the magnet sensing device. 10. The system according to claim 1, wherein the medical device is a percutaneous gastrostomy tube. 11. A method for passing a medical device into a body of a patient, the method comprising: placing a medical endoscope into the body;passing a linear medical element via a channel on the endoscope, the linear medical element having a magnet attached to its distal end;operating a magnet sensing device, and a visible light emitting element coupled to the magnet sensing device, at an external anatomical location to determine a location of the magnet relat... | Bard Access Systems, Inc. | A61B005/055
US08465425 | B2 | 2013-06-18 | Analyte monitoring device and methods of use | 2009-06-30 | In aspects of the present disclosure, an auto turn on blood glucose monitoring unit including a calibration unit integrated with one or more components of an analyte monitoring system is provided. Also disclosed are methods, systems, devices and kits for providing the same. | 1. An integrated monitor and display unit, comprising: a housing, comprising: a radio frequency (RF) receiver disposed in the housing and configured to receive data relating to analyte signals generated by a transcutaneous analyte sensor from a transmitter;an analyte sensor port coupled to the housing and configured to receive an in vitro analyte sensor that includes a conductive material on an exterior or interior surface of the in vitro analyte sensor, wherein the in vitro analyte sensor generates an analyte signal from a fluid sample; anda processor disposed in the housing and configured to validate the data relating to the analyte signals from the transcutaneous analyte sensor based at least in part on the analyte signal from the in vitro analyte sensor, and to determine a type of in vitro analyte sensor upon detecting the presence of the in vitro analyte sensor in the analyte sensor port; wherein the processor is configured to transition from an inactive mode to an active mode upon detection of an electrical circuit being closed upon receipt of the in vitro analyte sensor in the analyte sensor port,wherein the analyte sensor port is configured to receive a first type of in vitro analyte sensor which is not associated with one or more predetermined calibration parameters stored in a storage unit operatively coupled to the processor, and a second type of in vitro analyte sensor which is associated with the one or more predetermined calibration parameters, andwherein the processor is configured to generate a request to provide a calibration parameter associated with the in vitro analyte sensor when the determined type of the in vitro analyte sensor is of the first type, or to retrieve from the storage unit one or more of the calibration parameters associated with the in vitro analyte sensor when the determined type of the in vitro analyte sensor is of the second type. 2. The integrated monitor and display unit of claim 1, wherein the processor is configured to transition from the inactive mode to the active mode automatically upon detection of the electrical circuit being closed. 3. The integrated monitor and display unit of claim 1, wherein the processor is configured to turn on the integrated monitor and display unit by transitioning from the inactive mode to the active mode. 4. The integrated monitor and display unit of claim 1, wherein the active mode comprises a fluid sample analysis mode. 5. The integrated monitor and display unit of claim 4, wherein the fluid sample analysis mode includes the processor executing one or more routines associated with determination of the analyte level from the fluid sample received from the in vitro analyte sensor. 6. The integrated monitor and display unit of claim 1, wherein the processor transitions from the inactive mode to the active mode when the processor detects the in vitro analyte sensor at a predetermined location within the analyte sensor port. 7. The integrated monitor and display unit o... | Abbott Diabetes Care Inc. | A61B005/00 A61B005/05
US08696585 | B2 | 2014-04-15 | Detecting a probe-off event in a measurement system | 2008-09-30 | According to embodiments, techniques for detecting probe-off events are disclosed. A sensor or probe may be used to obtain a plethysmograph or photoplethysmograph (PPG) signal from a subject. A wavelet transform of the signal may be performed and a scalogram may be generated based at least in part on the wavelet transform. One or more characteristics of the scalogram may be determined. The determined characteristics may include, for example, an energy decrease, a broadscale high-energy cone, a regular, repeated high-scale pattern, a low-scale information pattern; and a pulse band. The absence or presence of these and other characteristics, along with information about the characteristics, may be analyzed to detect a probe-off event. A confidence indicator may be calculated in connection with probe-off event detections and alarms may be generated when probe-off events occur. | 1. A method of detecting a probe-off event comprising: obtaining a signal;generating, using processing equipment, a wavelet transform based at least in part on the signal;generating, using the processing equipment, a scalogram based at least in part on the wavelet transform;determining, using the processing equipment, one or more characteristics from the scalogram;analyzing, using the processing equipment, the one or more characteristics; anddetecting, using the processing equipment, a probe-off event based at least in part on the one or more characteristics. 2. The method of claim 1, wherein obtaining the signal comprises obtaining a PPG signal. 3. The method of claim 1, further comprising quantizing, using the processing equipment, the scalogram prior to determining the one or more characteristics. 4. The method of claim 1, wherein determining the one or more characteristics comprises detecting, using the processing equipment, the presence or absence of the one or more characteristics in the scalogram. 5. The method of claim 4, further comprising: detecting, using the processing equipment, regularity in the scalogram at one or more times prior to the presence of a characteristic; anddetecting, using the processing equipment, non-regularity in the scalogram at one or more times subsequent to the presence of the characteristic. 6. The method of claim 5, wherein the one or more characteristics comprise characteristics selected from the group consisting of an energy decrease, a broadscale high-energy cone, a regular, repeated high-scale pattern, a low-scale information pattern, a pulse band, and combinations thereof. 7. The method of claim 6, wherein detecting the presence of the broadscale high-energy cone comprises: calculating, using the processing equipment, energy within a first region of the scalogram over time;calculating, using the processing equipment, energy within a second region of the scalogram over time; anddetecting, using the processing equipment, a change in the energy calculated in the second region compared to the energy calculated in the first region. 8. The method of claim 6, wherein detecting the probe-off event comprises detecting the probe-off event when a broadscale high-energy cone is detected and at least one of the following events occurs: an energy decrease is detected; a regular repeating high-scale pattern is absent after the occurrence of the broadscale high energy cone; a low-scale information pattern is absent after the occurrence of the broadscale high energy cone; and the pulse band is absent after the occurrence of the broadscale-high energy cone. 9. The method of claim 1, further comprising calculating, using the processing equipment, a confidence indicator related to the probe-off event. 10. A system for detecting a probe-off event comprising: a processor configured to perform operations comprising: obtaining a signal;generating a wavelet transform based at least in part on the signal;generating a sca... | Nellcor Puritan Bennett Ireland | A61B005/02 A61B008/14
US08521257 | B2 | 2013-08-27 | Apparatus for insertion of a medical device within a body during a medical imaging process | 2007-03-14 | A device, system, and method for entering a medical device such as a needle into the body inside a medical imager such as a MRI scanner, CT, X-ray fluoroscopy, and ultrasound imaging, from within a body cavity (such as the rectum, vagina, or laparoscopically accessed cavity). A three degree-of-freedom mechanical device translates and rotates inside the cavity and enters a needle into the body, and steers the needle to a target point selected by the user. The device is guided by real-time images from the medical imager. Networked computers process the medical images and enable the clinician to control the motion of the mechanical device that is operated within the imager, outside of the imager or remotely from outside the imager. | 1. An interventional device for use while a subject including a mammalian body is within an imaging field of a medical imaging apparatus, said interventional device comprising: an end member, a portion configured to be inserted into one of a natural cavity or an artificially formed cavity of the subject while the subject is within the imaging field of a medical imaging apparatus; andwherein said end member includes: a medical device;a sheath member being configured and arranged to be received with said one of natural or artificial body cavity,a carrier member being one of translatably or rotatably disposed within the sheath member,wherein the carrier member is configured and arranged to selectively deploy the medical device therefrom between a stored position and a deployed position, where in the deployed position a portion of the medical device is disposed in target tissues about said one of the natural or artificial body cavity, andwherein the carrier member includes a plurality of continuously linear guide channels that are each angulated at different angles toward a common axis and that are spaced apart from each other at an outlet end and intersect at the common axis to form a single inlet, where the medical device is deployed from an exit port of one of the plurality of guide channels and each guide channel includes an exit port in the carrier member that is displaced from other exit ports of each other guide channel of the plurality of guide channels, each exit port deploying the medical device at a different angle through an opening in the sheath member. 2. The interventional device of claim 1, wherein the sheath member and the carrier member are configured and arranged so rotation or translation of the carrier member is not imparted to the sheath member. 3. The interventional device of claim 1, wherein the sheath member is configured so as to include a through aperture that communicates with a sheath member interior compartment and which extends partially circumferentially and partially longitudinally so as to form a window in an exterior surface of the sheath member. 4. The interventional device of claim 1, wherein said end member further includes an imaging device that is configured and arranged so as to allow a volume of tissues including the target tissues to be imaged. 5. The interventional device of claim 1, further comprising: a positioning mechanism operably coupled to the carrier member; andwherein said positioning mechanism is configured and arranged to cause the carrier member to translate or rotate within the sheath member interior compartment. 6. The interventional device of claim 1, wherein said end member further includes a plurality of tracking devices, each of said plurality of tracking devices being configured and arranged so a position of each tracking device is determined by the medical imaging apparatus. 7. An interventional device for use while a subject including a mammalian body is within an imaging field of... | The Johns Hopkins University | A61B005/00
US09616241 | B2 | 2017-04-11 | In-header perimeter RF antenna | 2009-10-15 | This document discusses, among other things, an implantable dielectric compartment including a channel in an outer surface of the implantable dielectric compartment, the channel configured to constrain a portion of an implantable antenna in a specific configuration along the length of the portion of the implantable antenna. In certain examples, the implantable antenna can be configured to wirelessly transfer information electromagnetically at a specified operating frequency provided using the specific configuration of the portion of the implantable antenna. | 1. A system comprising: an implantable antenna configured to wirelessly transfer information electromagnetically at a specified operating frequency, a specific configuration of the implantable antenna configured to operate at the specified operating frequency; andan implantable dielectric compartment coupled to a single side of an implantable device housing and the implantable dielectric compartment having an outer surface, the outer surface comprising a first side, a second side opposite the first side, and a third side connecting the first and second sides, the implantable dielectric compartment including: a channel extending along at least a length of the first side, a length of the second side, and a length of the third side of the outer surface of the implantable dielectric compartment, the length of the channel in the third side less than the length of the channel in at least one of the first and second sides;a first interlocking feature; anda cap coupled to the channel, the cap configured to cover the implantable antenna along the channel thereby enclosing the implantable antenna within the implantable dielectric compartment channel and the cap, the cap including a second interlocking feature, the first and second interlocking features configured to couple the cap to the channel;wherein the channel is configured to provide the specific configuration to an implantable antenna along the length of the implantable antenna. 2. The system of claim 1, wherein the channel includes a narrow portion having a cross section area smaller than a cross section area of the implantable antenna, the narrow portion configured to position the implantable antenna inside the channel. 3. The system of claim 2, wherein the implantable antenna includes a polymer covering the implantable antenna, the polymer providing interference fit in the narrow portion of the channel, the channel sized and shaped to provide the specific configuration for the implantable antenna. 4. The system of claim 1, wherein the implantable antenna is configured to wirelessly transfer information electromagnetically from within a biological medium using a specified operating frequency, the specified operating frequency provided using the specific configuration of the implantable antenna in the biological medium. 5. The system of claim 1, wherein the channel and the cap are configured to establish a specified distance between the implantable antenna and a biological medium, the specified distance configured to control an impedance of the implantable antenna. 6. The system of claim 1, wherein the channel includes a tapered cross section, and wherein the cap is configured to position the implantable antenna in the specific configuration inside the tapered cross section of the channel. 7. The system of claim 1, wherein the implantable antenna includes a wire antenna configured to be positioned in the channel; wherein the implantable dielectric compartment includes a third interlocking fea... | Cardiac Pacemakers, Inc. | A61N001/00 A61N001/372 A61B005/00 H01Q001/22 H01Q001/27 H01Q001/40 A61N001/375
US20100094159 | A1 | 2010-04-15 | APPARATUS FOR TRANSMITTING REFERENCE SIGNALS FOR MEASURING PHASE RESPONSE CHARACTERISTIC OF HUMAN BODY, AND PHASE RESPONSE CHARACTERISTIC MEASURING SYSTEM AND METHOD EMPLOYING THE SAME | 2007-10-29 | Provided are an apparatus for transmitting reference signals for measuring the phase response characteristic of a human body in human body communication, and a system and method for measuring the phase response characteristic of a human body using the same. The apparatus including: a signal generator for generating reference signals for measuring the phase response characteristic of a human body; a signal distributor for distributing the generated reference signals to a transmitting electrode and a frequency converter; the transmitting electrode for applying the reference signals distributed by the signal distributor to a human body; the frequency converter for converting the frequency of the reference signals distributed by the signal distributor into a frequency different from a frequency of a reference signal applied to the human body via the transmitting electrode; and a radio antenna for wirelessly transmitting the frequency-converted reference signal to a free space. | 1. An apparatus for transmitting reference signals for measuring the phase response characteristic of a human body in human body communication, comprising: a signal generator for generating reference signals for measuring the phase response characteristic of a human body;a signal distributor for distributing the generated reference signals to a transmitting electrode and a frequency converter;the transmitting electrode for applying the reference signals distributed by the signal distributor to a human body;the frequency converter for converting the frequency of the reference signals distributed by the signal distributor into a frequency different from a frequency of a reference signal applied to the human body via the transmitting electrode; anda radio antenna for wirelessly transmitting the frequency-converted reference signal to a free space. 2. A system for measuring a phase response characteristic of a human body in human body communication, comprising: a reference signal transmitter for applying to a human body some of reference signals for measuring the phase response characteristic of the human body and wirelessly transmitting the others of the reference signals to a free space;a reference signal receiver for receiving the reference signal transmitted via the free space; anda phase measurement apparatus for receiving the reference signal delivered through the human body and measuring the phase thereof, measuring the phase of the reference signal received at the reference signal receiver, and then calculating the phase response characteristic of the human body by comparison between the two measured phases. 3. The system of claim 2, wherein the reference signal transmitter converts the frequency of the reference signal transmitted to the free space into a frequency different from the frequency of the reference signal applied to the human body to wirelessly transmit the converted signal. 4. The system of claim 3, wherein the reference signal transmitter includes: a signal generator for generating the reference signals;a signal distributor for distributing the generated reference signals to a transmitting electrode and a frequency converter;the transmitting electrode for applying the reference signals distributed by the signal distributor to a human body;a first frequency converter for converting the frequency of the reference signals distributed by the signal distributor; anda radio antenna for wirelessly transmitting the frequency-converted signal to a free space. 5. The system of claim 2, wherein the reference signal receiver includes: a radio antenna for receiving the reference signal transmitted via the free space; anda second frequency converter for converting the frequency of the received reference signal into the original frequency. 6. The system of claim 2, wherein the phase measurement apparatus includes: a receiving electrode for receiving the reference signal delivered through the human body,where the receiving electrode and t... | Electronics and Telecommunications Research Institute | A61B005/053 H04B005/00
US20100081941 | A1 | 2010-04-01 | CARDIOVASCULAR HEALTH STATION METHODS AND APPARATUS | 2007-12-21 | Methods and apparatus for improving measurements of cardiovascular health status in a given individual are provided. The comprehensive assessment of cardiovascular health includes at least two components: risk factor assessment based on epidemiologic studies and functional status of the individual. Structural studies of the individual can also be included in the comprehensive assessment of cardiovascular health. The invention aims to improve detection, treatment, devices, and administration of cardiovascular risk assessment. | 1. A method for assessment of cardiovascular health, comprising: calculating a risk score based on risk factors,measuring an indicator of cardiovascular function,measuring an indicator of cardiovascular structure, andcombining the risk score, indicator of cardiovascular function, and indicator of cardiovascular structure to provide a comprehensive assessment of cardiovascular health. 2. The method of claim 1 wherein the risk score is selected from the group consisting of: Framingham Risk Scoring (FRS), Diabetes Mellitus risk scoring (DM), Metabolic Syndrome (MS) Risk Scoring, Adult Treatment Panel III (ATP III), Prospective Cardiovascular Munster Heart Study (PROCAM), Systematic Coronary Risk Evaluation (SCORE), United Kingdom Prospective Diabetes Study (UKPDS), Reynolds Risk Score, Homeostasis Model Assessment (HOMA), European Society of Cardiology, European Society of Atherosclerosis, European Society of Hypertension, British Regional Heart Study, Sheffield Coronary Risk Tables, General Rule to Enable Atheroma Treatment (GREAT), Dundee Coronary Risk-Disk, National Heart Foundation of New Zealand Guidelines, West of Scotland Cardiovascular Event Reduction Tool, Joint British Recommendations on Prevention of Coronary Heart Disease in Clinical Practice, or combinations thereof. 3. The method of claim 1 wherein the indicator of cardiovascular function is determined subsequent to vascular challenge by a test from the group consisting of: Blood Pressure (BP), Pulse Wave Velocity (PWV), Pulse Wave Flow (PWF), Doppler Flow Velocity (DFV), Digital Thermal Monitoring (DTM), contralateral vascular reactivity (CLVR), serological assays of endothelial progenitor cells (EPC), or combinations thereof. 4. The method of claim 1 wherein the indicator of cardiovascular function is from fluid tests or measurements selected from the group consisting of: total cholesterol, HDL, LDL, triglycerides, blood thrombogenicity or clotting, insulin, hemoglobin A1c, liver enzymes, lipid panels, natriuretic factors, CRP, or combinations thereof. 5. The method of claim 1, wherein the indicator of cardiovascular structure is a measure of pathologic changes of intima medial thickness, atherosclerotic plaque formation, calcium deposits in at least one vascular bed, or combinations thereof. 6. The method of claim 1, wherein the indicator of cardiovascular structure is measured by the group consisting of: BP, ABI, toe brachial index (TBI), toe finger index (TFI), body mass index (BMI), body fat, visceral fat, heart rate variability, electrical impedance, EKG, photoplethysmography (PPG), or combinations thereof. 7. A method for generating a combined relative risk of underlying vascular disease comprising: entering results of risk factor testing and traditional epidemiologic risk factor questioning of an individual into a computational dataset,performing functional assessments on the individual and obtaining and entering values from the functional assessments into the computatio... | Endothelix, Inc. | A61B005/02
US20100076285 | A1 | 2010-03-25 | Small Volume In Vitro Sensor and Methods of Making | 2009-09-29 | A sensor utilizing a non-leachable or diffusible redox mediator is described. The sensor includes a sample chamber to hold a sample in electrolytic contact with a working electrode, and in at least some instances, the sensor also contains a non-leachable or a diffusible second electron transfer agent. The sensor and/or the methods used produce a sensor signal in response to the analyte that can be distinguished from a background signal caused by the mediator. The invention can be used to determine the concentration of a biomolecule, such as glucose or lactate, in a biological fluid, such as blood or serum, using techniques such as coulometry, amperometry; and potentiometry. An enzyme capable of catalyzing the electrooxidation or electroreduction of the biomolecule is typically provided as a second electron transfer agent. | 1-11. (canceled) 12. A method of determining a concentration of an analyte in blood, the method comprising steps of: stimulating a region of forearm skin by manually rubbing the forearm skin;after stimulating the region of the forearm skin, lancing the forearm skin to cause a flow of blood from the region;contacting a sensor strip to the blood and transporting the blood to a sample chamber in the sensor strip; anddetermining the concentration of the analyte. 13. The method of claim 12, wherein the period of time is for a period of time adequate to obtain an analyte measurement that is at least 10% nearer a concentration determined from blood obtained from a fingertip measurement than a determination of the concentration of analyte from blood obtained from the region of skin without stimulating. 14. The method of claim 13, wherein the analyte is glucose and the fingertip measurement is in the range of 60 to 80 mg/dL. 15. The method of claim 12, wherein the sensor strip is an electrochemical sensor strip. 16. The method of claim 15, wherein the electrochemical sensor strip comprises a working electrode and a counter electrode, wherein the working electrode and the counter electrode are separated by a closest distance no greater than 1000 μm. 17. The method of claim 16, wherein the electrochemical sensor strip comprises glucose dehydrogenase and a diffusible redox mediator disposed proximate to the working electrode. 18. The method of claim 12, wherein the sensor strip is an optical sensor strip. 19. The method of claim 12, wherein the step of stimulating the region of forearm skin comprises manually rubbing the forearm skin for a period of at least one second. 20. The method of claim 12, wherein the step of stimulating the region of forearm skin comprises manually rubbing the forearm skin for a period of at least 2 seconds. 21. The method of claim 12, wherein the step of stimulating the region of forearm skin comprises manually rubbing the forearm skin for a period of at least 5 seconds. 22. The method of claim 12, wherein the step of transporting the blood to a sample chamber in the sensor strip comprises transporting no more than about 1 microliter of the blood. 23. The method of claim 22, wherein the step of transporting no more than about 1 microliter of the blood to a sample chamber in the sensor strip comprises transporting no more than about 0.5 microliter of the blood. 24. The method of claim 23, wherein the step of transporting no more than about 0.5 microliter of the blood comprises transporting no more than about 0.25 microliter of the blood. 25. The method of claim 24, wherein the step of transporting no more than about 0.25 microliter of the blood comprises transporting no more than about 0.1 microliter of the blood. 26. The method of claim 12, wherein the sensor strip comprises a tip-fill sensor strip. 27. The method of claim 12, wherein the sensor strip comprises a side-fill sensor strip. 28. The method of claim 12, ... | - | A61B005/05
US20100076345 | A1 | 2010-03-25 | METHOD, DEVICE AND SYSTEM FOR AUTOMATIC DETECTION OF EATING AND DRINKING | 2007-11-30 | A method of detecting food or drink intake in a subject by placing one or more electrodes in contact with or proximate to the subject's lower esophageal sphincter (LES), and identifying food or drink intake by monitoring electrical activity in or proximate to the LES using the one or more electrodes. The present invention also provides a device and a system for automatically detecting food or drink intake. | 1. A method of detecting food or drink intake in a subject, comprising: a) placing one or more electrodes in contact with or proximate to the subject's lower esophageal sphincter (LES); andb) identifying food or drink intake by monitoring electrical activity in or proximate to the LES using the one or more electrodes. 2. The method of claim 1, wherein two electrodes are placed in contact with or proximate to the subject's LES. 3. The method of claim 1, wherein at least one electrode is placed on one side of the subject's gastro-esophageal junction. 4. The method of claim 1, wherein an increase in the amplitude of LES electrical activity to a value greater than baseline indicates food or drink intake, and a decrease in amplitude from the value greater than baseline to a lower value indicates cessation of food or drink intake. 5. The method of claim 4, wherein an increase in amplitude of more than three fold over baseline indicates food intake. 6. The method of claim 4, wherein an increase in amplitude of about three to about four fold over baseline indicates food intake. 7. The method of claim 4, wherein an increase in amplitude to a value in the range of about 0.55 mV to about 1.57 mV indicates food intake. 8. The method of claim 4, wherein an increase in amplitude to a value in the range of about 0.89 mV to about 1.23 mV indicates food intake. 9. The method of claim 4, wherein an increase in amplitude to a value of about 1.06 mV indicates food intake. 10. The method of claim 4, wherein an increase in amplitude of about two fold over baseline indicates liquid intake. 11. The method of claim 4, wherein an increase in amplitude to a value in the range of about 0.31 mV to about 1.03 mV indicates liquid intake. 12. The method of claim 4, wherein an increase in amplitude to a value in the range of about 0.58 mV to about 0.82 mV indicates liquid intake. 13. The method of claim 4, wherein an increase in amplitude to a value of about 0.7 mV indicates liquid intake. 14. The method of claim 4, wherein a decrease in amplitude of about three to four fold from the value greater than baseline indicates the cessation of food or drink intake. 15. The method of claim 4, wherein a decrease in amplitude to a lower value in the range of about 0.135 mV to about 0.495 mV indicates the cessation of food or drink intake. 16. The method of claim 4, wherein a decrease in amplitude to a lower value in the range of about 0.255 mV to about 0.375 mV indicates the cessation of food or drink intake. 17. The method of claim 4, wherein a decrease in amplitude to a lower value of about 0.315 mV indicates the cessation of food or drink intake. 18. The method of claim 1, further comprising sending a signal indicating start of food or drink intake, ongoing food or drink intake, cessation of food or drink intake, or prior food or drink intake, or any combination thereof, by the subject. 19. The method of claim 18, wherein the signal is sent to a device or system asso... | - | A61B005/103
US20100099999 | A1 | 2010-04-22 | ORAL END TIDAL CARBON DIOXIDE PROBE | 2009-10-14 | In embodiments of the present invention improved capabilities are described for evaluating pulmonary embolism. A system and method of evaluating pulmonary embolism in a subject may include measuring end tidal partial pressure of exhaled carbon dioxide in the subject, wherein the measurement is made orally, obtaining a clinical approximation of dead space ventilation based on the measurement, and excluding pulmonary embolism when the end tidal partial pressure of exhaled carbon dioxide reaches a threshold. | 1. A method of evaluating pulmonary embolism in a subject comprising: measuring a carbon dioxide content at end expiration to obtain an end tidal partial pressure of exhaled carbon dioxide in the subject to provide a measurement, wherein the measurement is made orally, wherein a clinical approximation of dead space ventilation is based on the measurement; andexcluding pulmonary embolism when the end tidal partial pressure of exhaled carbon dioxide reaches a threshold. 2. The method of claim 1 wherein the threshold is at least 36 mm Hg. 3. The method of claim 1 further comprising applying a clinical prediction rule. 4. The method of claim 3 wherein applying the clinical prediction rule includes calculating a Wells score, and wherein pulmonary embolism is excluded when the Wells score is at least four. 5. The method of claim 1, wherein the subject is at least one of sedated, intubated, and pediatric. 6. An oral capnometer comprising: an oral gas capture member that collects expired gases from a mouth of a subject; anda carbon dioxide measuring device attached to the oral gas capture member that determines levels of carbon dioxide at end expiration from the mouth of the subject. 7. The oral capnometer of claim 6 wherein the subject is at least one of sedated, intubated, and pediatric. 8. The oral capnometer of claim 6, wherein the levels of carbon dioxide are measured continuously. 9. The oral capnometer of claim 6 wherein the levels of carbon dioxide at end expiration include end tidal carbon dioxide. 10. A method of measuring end tidal carbon dioxide in a subject comprising: collecting expired gas from a mouth of the subject through an oral gas capture member adapted to be disposed on a sampling input of a carbon dioxide measuring device; anddetermining levels of expired carbon dioxide in the expired gas. 11. The method of claim 10 wherein the subject is at least one of sedated, intubated, and pediatric. 12. The method of claim 10 wherein the expired carbon dioxide is determined continuously. 13. The method of claim 10 wherein the expired carbon dioxide is end tidal carbon dioxide. 14. An oral capnometer comprising: an oral gas capture member that collects expired gases from a mouth of a subject; anda carbon dioxide measuring device integral with the oral gas capture member for determining levels of expired carbon dioxide from the mouth of the subject. 15. The oral capnometer of claim 14 wherein the subject is at least one of sedated, intubated, and pediatric. 16. The oral capnometer of claim 14 wherein the levels of expired carbon dioxide are determined continuously. 17. The oral capnometer of claim 14 wherein the expired carbon dioxide is end tidal carbon dioxide. 18. A system comprising: an oral gas capture member that collects expired gases from a mouth of a subject;a gas sensor that identifies and measures an exhaled gas; anda housing that houses the gas sensor, wherein the housing is integral with the oral gas capture member... | - | A61B005/08
US07699828 | B2 | 2010-04-20 | Container for receiving a blood sample | 2005-10-13 | A holder for receiving a sampling tube of a blood sampling system is disclosed. The holder has an interior pocket which can be conformed from a closed position to an open position for receiving the sampling tube. | 1. A container for receiving a blood sample including: a proximal end portion and a distal end portion and a pair of peripherally sealed oppositely facing walls wherein a peripheral seal defines an interior chamber;a single plastic tube communicating with and extending into said interior chamber from the proximal end portion of said container, said single tube defining an uninterrupted flow path terminating in an open distal end, said single tube and flow path therein extending substantially across the entire distance of the interior chamber from the peripheral seal at the proximal end portion and between said walls such that the open distal end of said tube terminates adjacent to but spaced from the peripheral seal at the distal end portion of the container,said single plastic tube providing the only path for blood flow into and out from said chamber. 2. The container of claim 1 wherein said interior chamber has a generally circular profile. | Fenwal, Inc. | A61B019/00 A61M001/00 A61B005/00 B65D081/00
US07672715 | B2 | 2010-03-02 | Method and apparatus for determining excitation-physiologic response delays | 2006-01-31 | An implantable medical device system and associated method are provided for measuring an excitation-physiological response delay. The method includes sensing a first signal responsive to electrical activity in a first cardiac chamber, sensing a second signal responsive to a physiologic response to the electrical activity in the first cardiac chamber; and determining an excitation-physiologic response delay in response to the first signal and the second signal. | 1. A method for use in an implantable medical device system, comprising: sensing a first signal responsive to electrical activity in a first cardiac chamber, wherein the first cardiac chamber is a first atrial chamber;sensing a second signal responsive to a physiologic response to the electrical activity in the first cardiac chamber, wherein the second signal is a ventricular wall acceleration signal; anddetermining an excitation-physiologic response delay in response to the first signal and the second signal, wherein determining the excitation-physiologic response delay includes sensing an atrial electrical event in response to the first signal, sensing an atrial mechanical response to the atrial electrical event in response to the second signal, and determining a time interval between the atrial electrical event and the atrial mechanical response. 2. A method according to claim 1 wherein the atrial mechanical event occurs in a second atrial chamber. 3. A method according to claim 1 wherein sensing the first signal includes detecting one of an electrical depolarization signal feature and an electrical repolarization signal feature. 4. A method according to claim 1 wherein sensing the second signal includes sensing a signal responsive to one of a ventricular wall acceleration, a blood pressure, a blood chemistry, or an impedance. 5. A method according to claim 1 further including determining an optimal atrial-ventricular (AV) delay in response to the excitation-physiologic response delay. 6. A method according to claim 5 wherein determining the optimal AV delay includes estimating an atrial contraction end time based on the determined excitation-physiological response delay. 7. A method according to claim 5 wherein determining an optimal AV delay includes determining a ventricular electromechanical delay. 8. A method for use in an implantable medical device system, comprising: sensing a first signal responsive to electrical activity in a first cardiac chamber, wherein the first cardiac chamber is a first ventricular chamber;sensing a second signal responsive to a physiologic response to the electrical activity in the first cardiac chamber, wherein the second signal is a ventricular wall acceleration signal; anddetermining an excitation-physiologic response delay in response to the first signal and the second signal, wherein determining the excitation-physiologic response delay includes sensing a ventricular electrical event in response to the first signal, sensing a ventricular mechanical response to the ventricular electrical event in response to the second signal, and determining a time interval between the ventricular electrical event and the ventricular mechanical response. 9. A method according to claim 8 wherein the ventricular mechanical response to the electrical activity in the first ventricular chamber occurs in a second ventricular chamber. 10. A method for use in an implantable medical device system, comprising: sensing a fir... | Medtronic, Inc. | A61B005/04
US07672717 | B1 | 2010-03-02 | Method and system for the denoising of large-amplitude artifacts in electrograms using time-frequency transforms | 2004-10-19 | The present invention relates to a method of signal processing of electrograms for use in medical devices, preferably by time-frequency transforms. The present invention additionally relates to a system for receiving and analyzing such signals. The present invention preferably is a method utilizing the time-frequency transforms, such as wavelet transforms, for the purpose of artifact removal from EGs. These transforms decompose a signal in both time and frequency domains, and therefore, are well suited for non-stationary signal analysis. As a result, dissimilar signal features are well localized both in time and frequency, which potentially provides a good separation between the signal of interest and artifacts. This particularly applies to large-amplitude artifacts corrupting EGs. | 1. A system for removing artifacts from an observed electrogram of a subject in order to produce a denoised electrogram, given a time-frequency transform, and given a database of reference electrograms, each said reference electrogram being free of said artifacts, and each said reference electrogram having been acquired from individuals other than said subject, said system comprising: a. a sensor for acquiring the electrogram of said subject to complement said database of reference electrograms, and for producing said observed electrogram; andb. a digital signal processor for: i. applying said time-frequency transform to said reference electrograms to produce a plurality of reference coefficient sets, each said reference coefficient set corresponding to a respective time-frequency span;ii. calculating a threshold for each said time-frequency span based on a corresponding reference coefficient set;iii. applying said time-frequency transform to said observed electrogram to produce a plurality of observed coefficient sets, each said observed coefficient set corresponding to a respective time-frequency span;iv. comparing each coefficient of each said observed coefficient set with the corresponding threshold for a respective time-frequency span;v. replacing every large coefficient of each said observed coefficient set which is above the respective threshold for the corresponding time-frequency span with a replacement value in order to produce denoised observed coefficient sets; andvi. applying the inverse transform of said time-frequency transform to said denoised observed coefficient sets to reconstruct the denoised electrogram. 2. The system of claim 1, wherein said electrograms are electroencephalograms. 3. The system of claim 1, wherein said time-frequency transform is a wavelet transform. 4. The system of claim 1, wherein said threshold comprises two values which define a maximum coefficient bound and a minimum coefficient bound, and wherein said maximum and minimum coefficient bounds are defined such that most of coefficients of said reference coefficient sets are contained within these bounds. 5. The method of claim 1, wherein said replacement value is any number less than or equal to the threshold including 0. 6. The method of claim 1, wherein said replacement value is an estimation of the value of the coefficient being replaced, had the artifact never occurred. 7. A method for removing artifacts from an observed electrogram of a subject in order to provide a denoised electrogram, said method comprising: a. acquiring a plurality of reference electrograms, each said reference electrogram being free of said artifacts;b. selecting a time-frequency transform which, when applied to said reference electrograms yields a plurality of reference coefficient sets, each said reference coefficient set corresponding to a respective time-frequency span;c. selecting a threshold for each time-frequency span;d. acquiring an electrogram from said subject t... | Bionova Technologies Inc. | A61B005/04 A61B005/05
US07682308 | B2 | 2010-03-23 | Method and system for assessing fall risk | 2007-09-06 | A method and system for determining the fall risk of a patient is provided. The method includes the evaluation of a patient to determine whether the patient exhibits one or more intrinsic fall risk factors selected from a group consisting of confusion, depression, altered elimination, dizziness, male gender, antiepileptic/anticonvulsant prescriptions and benzodiazepine prescriptions. A specific point value is assigned to each of the intrinsic risk factors found to be exhibited by the patient. A mobility test is also performed on the patient to evaluate the patient's ability to rise from a seated position, and a specific mobility test point value is assigned to the patient based upon the patient's performance of the mobility test. Each intrinsic risk factor's specific point value is then summed together with the specific mobility test point value to achieve a total risk score, and the patient's fall risk is determined based on the total risk score. An intervention process may be developed for the patient based on the patient's fall risk. | 1. A system for determining a fall risk of a patient for use by a caregiver, the system comprising: a first computer readable storage medium for recording fall risk data of a patient, the fall risk data including the fall risk factors exhibited of confusion, depression, altered elimination, dizziness, male gender, antiepileptic/anticonvulsant prescriptions and benzodiazepine prescriptions;a second computer readable storage medium for recording mobility data of the patient, the mobility data including information about the patient's ability to rise from a seated position;an input device for enabling a caregiver to enter the fall risk data and the mobility data into the first and second computer readable storage media, wherein the caregiver enters a weighted point value from a predefined point value range for each of the intrinsic fall risk factors exhibited by the patient and a weighted point value from a predefined point value range based upon the patient's ability to rise from a seated position;wherein the point values for confusion and the ability to rise from a seated position are the highest weighted point values;the point values for altered elimination, dizziness, male gender and benzodiazepine prescriptions are the lowest weighted point values; andthe remaining intrinsic fall risk factors are each assigned a weighted point value between the highest and lowest weighted point values;a processor for summing the weighted point values for the intrinsic fall risk factors and the weighted point value based on the patient's ability to rise from a seated position to achieve a total fall risk score and for determining the patient's fall risk based upon the total fall risk score; anda display for communicating the total fall risk score of the patient to the caregiver. 2. The system of claim 1, further comprising a computing station having a user interface for entering the data into at least one of the first and second computer readable storage media. 3. The system of claim 2, further comprising a network for transmitting the data from the computing station to at least one of the first and second computer readable storage media. 4. The system of claim 3, wherein the network is selected from a group including an Internet and an Intranet. 5. The system of claim 1, wherein the input device is selected from at least one of a mouse, a keyboard, an electronic display screen, an electronic stylus and a voice recognition program. 6. The system of claim 1, further comprising a computerized device encoded with computer programming logic that when executed compares a patient's total fall risk score with other total fall risk scores contained within an electronic database to determine fall risk trends. 7. The system of claim 1, further comprising a computerized device encoded with computer programming logic that when executed generates a message to a remote computing station when a patient's total fall risk score is greater than or equal to five. 8. The sys... | AHI of Indiana, Inc. | A61B005/00
US07672490 | B2 | 2010-03-02 | Motion artifacts compensation | 2005-02-04 | Motion is one of the most critical sources of artifacts in helical conebeam CT. By comparing opposite rays corresponding to projection data, the amount of motion may be estimated and, in the following suppression of corresponding motion artifacts may be performed according to an exemplary embodiment of the present invention. The method of motion artifact compensation may be implemented in both approximate reconstruction algorithms and exact reconstruction algorithms. Advantageously, motion during the data acquisition is detected automatically and related motion artifacts may be suppressed adaptively. | 1. A method of motion artifact compensation in a projection data set of an object of interest, wherein the projection data set is acquired by means of a source of electromagnetic radiation generating a beam and by means of a radiation detector detecting the beam, the method comprising the steps of: selecting projection data corresponding to a first ray and a second ray from the projection data set;wherein the first and second rays are diametrically opposed rays passing through a same object point;determining a difference of the projection data corresponding to the first and second rays;wherein the difference is indicative of motion of the object of interest corresponding to motion artifacts;generating a motion artifact compensated data set by compensating the projection data set for the motion artifacts on the basis of the difference; andgenerating a motion artifact compensated image by reconstructing the object of interest from the motion artifact compensated projection data set. 2. The method according to claim 1, wherein the determination of a difference between the first ray and the second ray further comprises the steps of: determining whether the difference between the first ray and the second ray is bigger than a predetermined threshold; andcompensating the projection data set for a motion artifact if the difference is bigger than the predetermined threshold. 3. The method according to claim 1, wherein the second ray is interpolated from adjacent rays. 4. The method according to claim 1, wherein the object of interest comprises a plurality of object points;wherein a reconstruction of a first object point of the plurality of object points is performed by an exact reconstruction algorithm; andwherein, if the motion artifact results from a motion of the first object point, the motion artifact is compensated for by a low pass filtering of the projection data in the region of the motion artifact before the reconstruction of the first object point by the exact reconstruction algorithm. 5. The method according to claim 4, wherein the source of radiation moves around the object of interest; andwherein the exact reconstruction algorithm uses projection data resulting from one of no more than half a revolution and three half revolutions of the source of radiation. 6. The method according to claim 4, wherein characteristics of the low pass filtering correspond to properties of the projection data in the region of the motion artifact. 7. The method according to claim 1, wherein the object of interest comprises a plurality of object points;wherein a reconstruction of a first object point is performed by an approximate reconstruction algorithm;wherein an over-scan range is used for reconstruction of the first object point; andwherein, if the motion artifact results from a motion of the first object point, the motion artifact is compensated for by increasing the over-scan range. 8. The method according to claim 7, wherein the first object point be... | Koninklijke Philips Electronics N.V. | G06K009/00 A61B006/00 A61B005/05
US07678059 | B2 | 2010-03-16 | Non-invasive blood pressure monitor with improved performance | 2005-10-12 | A blood pressure measurement system that utilizes both a non-invasive blood pressure (NIBP) monitor having a blood pressure cuff and a continuous non-invasive blood pressure (CNIBP) monitor. During operation of the NIBP monitor, the blood pressure cuff is inflated to an initial inflation pressure greater than the systolic blood pressure for the patient being monitored. The CNIBP monitor calculates an estimated blood pressure that is supplied to the NIBP monitor. The NIBP monitor utilizes the continuous, estimated blood pressure to select a target inflation pressure for the blood pressure cuff. During operation of the NIBP monitor, the size of the pressure steps from the initial inflation pressure to a final pressure can be varied based upon the continuous blood pressure estimate from the NIBP monitor. | 1. A method of monitoring blood pressure in a patient, the method comprising the steps of: positioning a blood pressure cuff of a non-invasive blood pressure (NIBP) monitor on the patient;providing a continuous, non-invasive blood pressure (CNIBP) monitor operable to continuously estimate the blood pressure of the patient and generate a continuous blood pressure estimate that includes at least an estimated systolic blood pressure;calculating a target inflation pressure for the NIBP monitor based upon the continuous blood pressure estimate determined by the CNIBP monitor before inflation of the blood pressure cuff, wherein the target inflation pressure is the estimated systolic blood pressure plus an offset value, wherein the offset value is determined as a statistical function of the estimated systolic pressure over a pre-determined number of the previous beats;inflating the blood pressure cuff to the target inflation pressure;continuously decreasing the pressure in the blood pressure cuff while monitoring for oscillometric pulses in the blood pressure cuff in the NIBP monitor; andcalculating the systolic pressure, mean arterial pressure and diastolic pressure based upon the oscillometric pulses detected during deflation of the blood pressure cuff. 2. The method of claim 1 wherein the statistical function of the systolic pressure is the standard deviation. 3. The method of claim 1 wherein the inflation pressure in the blood pressure cuff is decreased from the target inflation pressure to a final pressure through a series of pressure steps, wherein the oscillometric pulses are monitored at each pressure step, wherein each pressure step represents a decrease in the in the cuff pressure. 4. A method of monitoring blood pressure in a patient, the method comprising the steps of: providing a continuous, non-invasive blood pressure (CNIBP) monitor operable to continuously estimate the blood pressure of the patient and generate a continuous blood pressure estimate;calculating a target inflation pressure based upon the continuous blood pressure estimate from the CNIBP monitor;positioning a blood pressure cuff of a non-invasive blood pressure (NIBP) monitor on the patient;inflating the blood pressure cuff to the target inflation pressure;decreasing the pressure in the blood pressure cuff from the target inflation pressure to a final pressure through a series of pressure steps;varying the size of the pressure steps within the series of pressure steps during deflation of the blood pressure cuff between the target inflation pressure and the final pressure, wherein the selection of the size of the pressure steps is based upon the continuous blood pressure estimate to optimize the deflation of the blood pressure cuff;monitoring for oscillometric pulses in the blood pressure cuff at each pressure step; andcalculating the systolic pressure, mean arterial pressure and diastolic pressure based upon the oscillometric pulses detected during deflation of the blood ... | General Electric Company | A61B005/02
US07676262 | B1 | 2010-03-09 | Methods and devices for determining exercise compliance diagnostics | 2006-04-13 | One or more sensors sense patient heart rate and patient activity and provide related signals to a processor. The processor is responsive to sensor signals and obtains an activity threshold based on historical patient heart-rate signals and historical patient activity signals. The processor periodically derives a correlation value from current patient heart-rate signals and current patient activity signals and compares the correlation values to the activity threshold. A start of activity is noted when a correlation value exceeds the activity threshold; while an end of activity is noted when a correlation value fails to exceed the activity threshold. Activity is identified as exercise when correlation values continue to exceed the activity threshold for a predetermine amount of time, while an end of exercise is noted when correlation values fall below the activity threshold for a predetermined amount of time. | 1. In an implantable cardiac device, a method of determining a duration of activity for a patient, said method comprising: obtaining an activity threshold based on historical patient heart-rate data and historical patient activity data measured by the implantable cardiac device;obtaining a plurality of heart rate measurements measured by the implantable cardiac device;obtaining a plurality of activity level measurements measured by the implantable cardiac device;determining with the implantable cardiac device a plurality of activity correlation values (CORRcurrent) using the formula: CORRcurrent=HRR×(ACTcurrent−ACToffset),wherein: CORRcurrent is a current activity correlation value, HRR is heart rate reserve, ACTcurrent is an activity measurement output by an activity sensor of the implantable cardiac device, and ACToffset is an activity offset parameter; and monitoring with the implantable cardiac device the amount of time correlation values exceed the activity threshold to determine the duration of activity. 2. The method of claim 1 wherein the duration of activity comprises the difference between the time a correlation value exceeded the activity threshold and the time a subsequent correlation value failed to exceed the activity threshold. 3. The method of claim 1 further comprising: monitoring the duration of activity with respect to a first predetermined amount of time; andidentifying the activity as exercise when the duration of activity exceeds the first predetermined amount of time. 4. The method of claim 3 further comprising: continuing to monitor correlation values with respect to the activity threshold; andidentifying an end of exercise when correlation values fall below the activity threshold for a second predetermined amount of time. 5. The method of claim 4 further comprising determining a duration of exercise based on the difference between the time a correlation value exceeded the activity threshold and the end of exercise. 6. The method of claim 4 wherein exercise duration is further based on at least one of the first predetermined amount of time and the second predetermined amount of time. 7. The method of claim 1 wherein obtaining an activity threshold comprises: calculating a plurality of time-period activity thresholds over a period of time; andcalculating the activity threshold value based on the plurality of time-period activity thresholds. 8. The method of claim 7 wherein the activity threshold is based on the average of the plurality of time-period activity thresholds. 9. The method of claim 7 wherein calculating a plurality of time-period activity thresholds over a period of time comprises: calculating a plurality of correlation values derived from patient heart-rate, patient activity, a heart-rate offset parameter and an activity offset parameter over a plurality of portions of the period of time;identifying a peak correlation value for each of the plurality of portions; andfor each of the plurality of portions,... | Pacesetter, Inc. | A61B005/04
US07684851 | B2 | 2010-03-23 | Body cavity interior observing apparatus | 2007-02-16 | According to a body cavity interior observing apparatus of the present invention, a non-tracked region to be displayed can be switched between a first non-tracked region and a second non-tracked region which is larger than the first non-tracked region, and in a search for an affected area in which it is preferable to track a treating instrument in order to consistently align the position of treating instrument to the central part of the screen, the first non-tracked region having a smaller non-tracked region is selected, while in a treatment of an affected area in which a treating instrument is moved in a wide range of area, the second non-tracked region having a larger non-tracked region is selected, thereby an appropriate monitor screen can be provided in searching for an affected area and in treating an affected area. | 1. A body cavity interior observing apparatus, comprising: a treating instrument which is inserted into a body cavity interior of an object to be examined includes a penetrating instrument as a guide;an observing section which is adapted to be mounted to an opening portion of a body wall of the object;a monitor which displays an image of the body cavity interior picked up by the observing section;a marker position detecting device for detecting a position of a marker attached to a distal end of the treating instrument from the image which shows the body cavity interior picked up by the observing section;a tracking device for tracking the position of the marker detected by the marker position detecting device to align the position of the marker to a central part of a screen of the monitor,a region separating section which separates the screen of the monitor into a tracked region which turns ON the tracking function of the tracking device and a non-tracked region which turns OFF the tracking function of the tracking device;a selecting device which selects at least one of a first non-tracked region which is positioned generally at the central part of the screen of the monitor and a second non-tracked region which is larger than the first non-tracked region, as the non-tracked region;wherein the region separating section switches between the first non-tracked region and the second non-tracked region based on a selection instruction from the selecting device, andwhen the marker is located in the non-tracked region, the tracking device does not align the position of the marker to the central part of the screen of the monitor. 2. The body cavity interior observing apparatus according to claim 1, wherein the tracking device includes: a trimming device for trimming an image to obtain a predetermined region so that the position of the marker which is detected by the marker position detecting device is positioned at the central part of the screen of the monitor; anda magnifying device for magnifying the predetermined region trimmed by the trimming device at a predetermined magnification rate to be displayed on the monitor. 3. The body cavity interior observing apparatus according to claim 1, wherein the tracking device calculates a center of gravity of the marker to determine whether the marker is located in the non-tracked region. | Fujinon Corporation | A61B005/05 A61B001/00 A61B001/06 A61B006/00 H04N007/18
US07695442 | B2 | 2010-04-13 | Integrated lancing test strip with retractable lancet | 2005-04-12 | An integrated lancing test strip device includes a lancet configured to form an incision in tissue and a test strip coupled to the lancet for analyzing body fluid. A retention mechanism acts as a detent to hold the lancet in a static position relative to the test strip before forming the incision. The retention mechanism is configured to release the lancet for retracting the lancet relative to the test strip to reduce smearing of body fluid by the lancet during collection of the fluid with the test strip. In one form, the retention mechanism includes breakable tabs that are broken to release the lancet, and the lancet is retracted via translational movement. The retention mechanism in another form includes one or more dimples that release the lancet when the lancet is retracted via rotational motion. In a further form, the entire integrated device is rotated to collect fluid. | 1. A method, comprising: holding a lancet in a fixed position relative to a test strip of an integrated lancing test strip device where at least a portion of the lancet extends from a distal end of the test strip that faces a tissue;forming an incision in the tissue with the portion of the lancet extending from the distal end of the test strip;releasing the lancet from the fixed position; retracting the lancet after said forming the incision, wherein said retracting includes rotating the lancet relative to the test strip where the portion of the lancet is located inside the distal end of the test strip; andcollecting body fluid from the incision with the test strip after said retracting the lancet. 2. The method of claim 1, wherein said releasing the lancet occurs after said forming the incision. 3. The method of claim 1, further comprising: wherein said collecting includes swiping the test strip over the body fluid from the incision with a deflection mechanism. 4. The method of claim 1, further comprising: removing a protective cover from the lancet before said forming the incision. 5. The method of claim 4, further comprising: wherein the protective cover includes a plastic cap; andwherein said removing the protective cover includes pulling the plastic cap off the lancet. 6. An apparatus, comprising: an integrated lancing test strip device including a test strip for analyzing body fluid, the test strip having a capillary channel with an opening at a distal end of the test strip for drawing the body fluid via capillary action,a lancet directly coupled to the test strip for forming an incision in tissue, wherein the lancet is pivotally coupled to the test strip, anda pivot pin pivotally coupling the lancet to the test strip to allow the lancet rotate relative to the test strip; andan actuation device coupled to the integrated lancing test strip device, the actuation device being configured to fire the lancet into the tissue, wherein the actuation device is configured to rotate the lancet away from the incision in order to minimize interference by the lancet as the body fluid from the incision is drawn into the capillary channel of the test strip, wherein the actuation device is configured to rotate the lancet relative to the test strip from a position where the lancet extends past the distal end of the test strip to a position where the lancet is retracted inside the distal end of the test strip. 7. The apparatus of claim 6, further comprising: a retention mechanism holding the lancet fixed relative to the test strip. 8. The apparatus of claim 7, further comprising: the retention mechanism including one or more retention pins. 9. The apparatus of claim 7, further comprising: the lancet including a lancet tip configured to form the incision in the tissue; andthe retention mechanism holding the lancet at an orientation where the lancet tip extends from the test strip. 10. The apparatus of claim 9, further comprising: a protective cover cov... | Roche Diagnostics Operations, Inc. | A61B005/00 B65D081/00 A61B017/14 A61B017/32
US07684841 | B2 | 2010-03-23 | Living body ingredient concentration measuring instrument | 2007-03-08 | A device for measuring the concentration of a biological constituent based on infrared radiation emitted by a subject's eardrum with the influence of the eardrum's thickness taken into account is provided.;The biological constituent concentration measuring device includes: a detecting section for detecting infrared radiation emitted by an eardrum; an acquisition section for acquiring thickness information about the thickness of the eardrum; and a computing section for figuring out the concentration of the biological constituent based on the infrared radiation detected and the thickness information acquired. The infrared radiation emitted by the eardrum is subject to the influence of the subject's eardrum thickness. Therefore, by calculating the biological constituent concentration based on not only the infrared radiation detected but also the eardrum thickness information, the biological constituent concentration can be measured highly accurately. | 1. A device for measuring the concentration of a biological constituent, the device comprising: a detecting section for detecting infrared radiation emitted by an eardrum;an acquisition section for acquiring thickness information representing the thickness of the eardrum; anda computing section for calculating the concentration of the biological constituent based on the infrared radiation detected and the thickness information acquired. 2. The device of claim 1, wherein on receiving an infrared radiation falling within a wavelength range A1, including the wavelength of an infrared radiation absorbed into the biological constituent, the detecting section outputs a signal A1 representing the intensity of the infrared radiation, on receiving an infrared radiation falling within a wavelength range B, which is selected from a wavelength range that is equal to or longer than 11 μm, the detecting section outputs a signal B representing the intensity of the infrared radiation, andon receiving an infrared radiation falling within a wavelength range C, which is selected from the wavelength range of 4.5 μm to 5.8 μm, the detecting section outputs a signal C representing the intensity of the infrared radiation, andwherein the computing section calculates the concentration of the biological constituent based on the signals A1, B and C that have been supplied from the detecting section. 3. The device of claim 2, wherein on receiving an infrared radiation that falls within a wavelength range A2, in which the infrared radiation is absorbed into the biological constituent less than the infrared radiation falling within the wavelength range A1, and that is absorbed into a different biological constituent than the biological constituent, the detecting section outputs a signal A2 representing the intensity of the infrared radiation, and wherein the computing section calculates the concentration of the biological constituent based on the signals A1, A2, B and C that have been supplied from the detecting section. 4. The device of claim 2, further comprising a storage section for storing concentration correlation data showing a correlation between respective signal values of the detecting section about the wavelength ranges A1, B and C and the concentration of the biological constituent, and wherein the computing section calculates the concentration of the biological constituent by making reference to the correlation data with the signals A1, B and C that have been supplied from the detecting section. 5. The device of claim 4, wherein the storage section further stores temperature correlation data showing a correlation between the signal value of the detecting section about the wavelength range B and a temperature and thickness correlation data showing a correlation between the temperature and the signal value of the detecting section about the wavelength range C, and the thickness of the eardrum, and wherein the acquisition section determines the temperature by re... | Panasonic Corporation | A61B005/1455
US07702502 | B2 | 2010-04-20 | Apparatus for signal decomposition, analysis and reconstruction | 2006-02-23 | The present invention provides a system and method for representing quasi-periodic (“qp”) waveforms comprising, representing a plurality of limited decompositions of the qp waveform, wherein each decomposition includes a first and second amplitude value and at least one time value. In some embodiments, each of the decompositions is phase adjusted such that the arithmetic sum of the plurality of limited decompositions reconstructs the qp waveform. These decompositions are stored into a data structure having a plurality of attributes. Optionally, these attributes are used to reconstruct the qp waveform, or patterns or features of the qp wave can be determined by using various pattern-recognition techniques. Some embodiments provide a system that uses software, embedded hardware or firmware to carry out the above-described method. Some embodiments use a computer-readable medium to store the data structure and/or instructions to execute the method. | 1. An apparatus comprising: a storage device;a receiver configured to receive a component signal representative of a digitally filtered frequency-limited band obtained from a quasi-periodic waveform, wherein the component signal includes a plurality of component values; andmeans for reducing the plurality of component values into a fractional-phase representation of the component signal having a plurality of fractional phases, and wherein each fractional phase is associated with a phase label and includes one or more values representing at least one of an abscissa and an ordinate for each of one or more local cycles of the component signal, and for storing the fractional-phase representation on the storage device. 2. The apparatus of claim 1, wherein the fractional-phase representation for one cycle of the component signal includes a first fractional phase, a second fractional phase, a third fractional phase, and a fourth fractional phase, and wherein the means for reducing further includes: means for obtaining a value representing an abscissa of a zero crossing of the component signal for the first fractional phase;means for obtaining a value representing an ordinate and a value representing an abscissa of a maximum of the component signal for the second fractional phase;means for obtaining a value representing an abscissa of another zero crossing of the component signal for the third fractional phase; andmeans for obtaining a value representing an ordinate and a value representing an abscissa of a minimum of the component signal for the fourth fractional phase. 3. The apparatus of claim 2, wherein the means for obtaining each ordinate value uses an amplitude metric and the means for obtaining each abscissa value uses a time metric, and wherein the quasi-periodic waveform is an electrocardiogram (ECG) signal from a human. 4. The apparatus of claim 2, wherein the means for obtaining of the value representing the abscissa for each zero crossing includes means for finding a change in sign and interpolating in the neighborhood of the sign change. 5. The apparatus of claim 2, wherein the means for obtaining of the values representing the ordinates for the maximum and the minimum of the component signal includes means for finding a change in sign in an estimate of a local derivative and means for interpolating in the neighborhood of the derivative's sign change. 6. The apparatus of claim 1, further comprising means for obtaining a phase-adjustment value for the fractional-phase representation such that a linear combination of values derived from the fractional-phase representation with values derived from one or more other fractional-phase representations obtained from other digitally filtered frequency-limited bands substantially reconstructs the quasi-periodic waveform. 7. The apparatus of claim 1, wherein the plurality of component values are complex numbers, and wherein the fractional-phase representation for each fractional phase is associa... | Digital Intelligence, L.L.C. | G10L019/00 A61B005/04
US07951111 | B2 | 2011-05-31 | Valvuloplasty catheter and methods | 2009-10-09 | A valvuloplasty catheter has a dog-bone shaped balloon with semi-compliant smaller diameter waist and non-compliant larger diameter bulbous end regions. The balloon centers across the valve with the waist adjacent to the annulus. One bulbous region serves to hyperextend the valve leaflets and the other assists in stabilizing the balloon position to reduce migration. The semi-compliant waist increases in diameter as fluid enters the balloon until it comes into contact with the valve annulus. The pressure within the balloon per unit of volume delivery has a greater slope after contact with the annulus than before resulting in a change in slope for the pressure versus volume curve. The diameter of the balloon and annulus are determined at this inflection point when the balloon contacts the annulus. | 1. A medical device comprising: an elongated tubular member having a proximal end connectable to a fluid delivery device and a distal end; and,a balloon disposed on a distal end of said elongated tubular member and in communication with the fluid delivery device;said balloon having a non-compliant region and a semi-compliant region, said semi-compliant region comprising an elastomeric material returning said semi-compliant region to a predetermined configuration upon deflation;said non-compliant region having a first diameter at a first pressure and said semi-compliant region having a second diameter at said first pressure, said second diameter being smaller than said first diameter;a pressure system in communication with an interior of said balloon; said pressure system configured for:causing dilation of leaflets of a valve by expanding said non-compliant region in an aortic sinus;determining expansion of said semi-compliant region; anddetermining contact of said semi-compliant region with a valve annulus based on measurement of pressure within said balloon during contact. 2. The medical device of claim 1, wherein said non-compliant region is a proximal portion and a distal portion of said balloon and said semi-compliant region is a middle portion of said balloon. 3. The medical device of claim 2, wherein said distal portion and said proximal portion have a maximum inflated diameter that is greater than said second diameter. 4. The medical device of claim 1, wherein said pressure system is configured for sequentially expanding said non-compliant region; determining expansion of said semi-compliant region; and determining contact of said semi-compliant region. 5. The medical device of claim 4, further comprising a display arranged to display a graph of pressure data versus time sensed with said pressure sensor. 6. The medical device of claim 5, further comprising a computer circuit configured to determine an inflection point of said pressure versus time data. 7. The medical device of claim 6, wherein said computer circuit is further configured to determine an annulus size based on said pressure data. 8. The medical device of claim 3, further comprising a support structure that limits the enlargement of said middle portion. 9. The medical device of claim 8, wherein said support structure comprises a plurality of braided members bonded to said semi-compliant region. 10. The medical device of claim 1, wherein said semi-compliant region comprises a support structure that restricts its axial length from enlargement as fluid volume is delivered to said balloon. 11. A medical device for dilating stenotic valve leaflets, comprising: an elongated member sized for advancing within the vascular system of a patient;a balloon disposed on a distal end of said elongated member; said balloon having a middle region comprising an elastomeric, semi-compliant material, a first end comprising a non-compliant material and a second end comprising a non-compli... | Intervalve, Inc. | A61M031/00 A61M037/00 A61M029/00
US08594767 | B2 | 2013-11-26 | Magnetic resonance imaging apparatus and magnetic resonance imaging method | 2008-02-01 | When multiple types of imaging are performed while moving a table on which a subject to be examined is placed, an imaging efficiency is improved and a high-quality image is obtained within a short time. Therefore, within a predetermined time interval such as an identical period of a periodic living body motion, a predetermined number of echo signals from each of the multiple types of imaging sequences are acquired and the table on which the subject to be examined is placed is moved. Along with the movement of the table, data items within the same range in the Ky-direction as to each of the imaging sequences are acquired, the moving speed of the table is controlled in such a manner that the acquired data items become continuous in the x-direction, and images are reconstructed based on the data items obtained respectively from the imaging sequences. | 1. A magnetic resonance imaging apparatus comprising a sequencer unit that executes an imaging sequence to image a desired area of a subject to be examined;a processing unit configured by one or more computer programs to reconstruct an image from signals obtained from a result of executing the imaging sequence;a table controller unit that controls movement of a table on which the subject to be examined is placed; anda living body signal detector unit that acquires a body motion period of the subject to be examined, whereinthe sequencer unit executes multiple imaging sequences while the table controller unit moves the table from a desired first position to a desired second position with the passage of time, in one direction, gated with the body motion period of the subject to be examined, detected by the living body signal detector unit, andthe sequencer unit collects echo signals for reconstructing multiple images over multiple body motion periods of the subject, including, for each specific k-space measurement space of multiple measurement spaces to be filled by each of the multiple imaging sequences respectively over the multiple body motion periods of the subject, collecting at least one echo signal for a portion of the specific measurement space over at least one body motion period of the subject, and collecting an echo signal for another portion of the specific measurement space over another body motion period of the subject, andthe processing unit reconstructs multiple images corresponding to the multiple sequences as to a targetted area from the first position to the second position, using the echo signals obtained as a result of executing each of the multiple imaging sequences over the same targetted area from the first position to the second position. 2. The magnetic resonance imaging apparatus according to claim wherein, the sequencer unit executes the multiple imaging sequences in a predetermined order. 3. The magnetic resonance imaging apparatus according to claim 2, wherein the sequencer unit executes the multiple imaging sequences in the predetermined order o as to acquire multiple echo signals for the processing unit to reconstruct the multiple images. 4. The magnetic resonance imaging apparatus according to claim 3, wherein, a moving speed of the table which is controlled by the table controller unit, is set to be equal to or lower than a desired first speed which allows a collection of multiple echo signals being sufficient for reconstructing images as to the regions of the subject to be examined respectively. 5. The magnetic resonance imaging apparatus according to claim 4, wherein the desired first speed indicates a speed which satisfies the following: (Travel distance of the table at the desired first speed during a time interval for executing one set of multiple sequences in the predetermined order) =(Minimum value of FOV)/ (Total phase encoding number/Number of echoes acquired by one set of multiple sequences executed in... | Hitachi Medical Corporation | A61B005/05
US08532751 | B2 | 2013-09-10 | Laser self-mixing sensors for biological sensing | 2008-09-30 | According to embodiments, systems, devices, and methods for biological sensing with laser self-mixing sensors are disclosed. In one embodiment, one or more self-mixed laser Doppler signals may be used to detect blood flow velocity or blood vessel wall velocity. In one embodiment, a blood vessel wall compliance may be derived from the blood vessel wall velocity. In one embodiment, blood pressure may be calculated based at least in part on blood flow velocity or based at least in part on blood flow velocity and blood vessel compliance. In one embodiment, common mode noise may be removed from one or more laser signals. | 1. A method for monitoring blood pressure, comprising: receiving a first and second self-mixed laser Doppler signal, wherein the first laser signal represents at least in part a flow velocity of blood through a blood vessel and the second laser signal represents at least in part the movement of a blood vessel wall;deriving, based at least in part on the first laser signal, the blood flow velocity;deriving, based at least in part on the second laser signal, a compliance of the blood vessel wall; andcalculating, based at least in part on the derived flow velocity and the derived compliance, a blood pressure value using a processor. 2. The method of claim 1, wherein a first frequency shift is determined at least in part from the first self-mixed laser Doppler signal and wherein the flow velocity is determined at least in part from the first frequency shift. 3. The method of claim 1, wherein a visual or auditory signal representing the amplitude of the first self-mixed laser Doppler signal is output. 4. The method of claim 1, wherein the first and second laser signals are converted to a first and second electric signal, common-mode noise is removed from the first electric signal to form a first modified electric signal, common-mode noise is removed from the second electric signal to form a second modified electric signal, and the first and second modified electric signals are used to determine at least in part the blood flow velocity and the compliance of the blood vessel wall. 5. The method of claim 1, wherein a first frequency shift is determined at least in part from the first self-mixed laser Doppler signal and a second frequency shift is determined at least in part from the second self-mixed laser Doppler signal, and wherein the flow velocity is determined at least in part from the first frequency shift and the blood vessel wall compliance is determined at least in part from the second frequency shift. 6. The method of claim 1, wherein a visual or auditory signal representing the amplitude of the first self-mixed laser Doppler signal, the second self-mixed laser Doppler signal, or a combination of the first and second self-mixed laser Doppler signal is output. 7. A method for determining blood vessel compliance, comprising: receiving at least two self-mixed laser Doppler signals, wherein the at least two laser signals represent at least in part the movement of a blood vessel wall and penetrate the blood vessel wall to at least two different depths, wherein the at least two laser signals represent movement of the same blood vessel; andautomatically deriving, based at least in part on the at least two laser signals, a compliance of the blood vessel wall using a processor. 8. The method of claim 7, wherein a frequency shift is determined at least in part from the at least two self-mixed laser Doppler signals, and wherein the blood vessel wall compliance is determined at least in part from, the frequency shift. 9. The method of claim 7, wher... | Covidien LP | A61B005/02
US08367415 | B2 | 2013-02-05 | Specific gene polymorphisms in breast cancer diagnosis, prevention and treatment | 2009-09-08 | A method for detecting a predisposition to breast cancer in a subject is provided. The method includes detecting in a biological sample from the subject one or more polymorphisms in the sequence of CD44 gene. The presence of one or more polymorphisms in the sequence of CD44 gene indicates that the subject has a predisposition for developing breast cancer. | 1. A method for detecting a predisposition to breast cancer in a subject, comprising: obtaining a biological sample from a subject;isolating genomic DNA from the biological sample;amplifying CD44 exon2 region sequences including the CD44 exon2 sequence and boundary sequences between exon2 and upstream intron and between exon2 and downstream intron from the genomic DNA in the presence of a forward primer SEQ ID NO: 1 and a reverse primer SEQ ID NO: 2 to form amplification products; anddetecting in the amplification products one or more polymorphisms, wherein the presence of one or more polymorphisms in the sequence of CD44 exon2 gene indicates that the subject has a predisposition for developing breast cancer. 2. The method as in claim 1, wherein the subject is a human. 3. The method as in claim 1, wherein the biological sample comprises blood. 4. The method as in claim 1, wherein the biological sample comprises peripheral blood mononuclear cells. 5. The method as in claim 1, further comprising performing a visualization method of a breast of the subject comprising one or more of MRI, mammography, or ultrasonography to detect breast cancer. 6. The method as in claim 1, wherein the predisposition is an inherited predisposition. 7. The method as in claim 1, wherein the one or more polymorphisms in the sequence of CD44 gene comprises Ex2+14 A>G. 8. The method as in claim 1, further comprising cloning the amplification products to form cloned PCR products. 9. The method as in claim 8, further comprising transforming the cloned PCR products into bacterial competent cells to develop plasmid DNA samples containing the cloned PCR products. 10. The method as in claim 9, further comprising isolating the plasmid DNA samples containing the cloned PCR products. 11. The method as in claim 10, further comprising sequencing the plasmid DNA samples. 12. The method as in claim 11, further comprising analyzing the polymorphisms and the adjacent intron sequences. | University of South Carolina | C12Q001/68 G01N033/48
US08903477 | B2 | 2014-12-02 | Device for mobile electrocardiogram recording | 2007-07-29 | A device, system and method for obtaining a 12 lead electrocardiogram (ECG) from measurements obtained with 3 electrodes in some embodiments (it should be noted that some separate embodiments of the present invention relate to such measurements with 4 electrodes). Optionally and preferably, the device, system and method of the present invention may be easily and accurately operated by a layperson. | 1. A personal ECG device for home use for deriving results of 12 lead ECG measurements by placing three electrodes on a body of a subject, comprising: a housing having at least two faces;one electrode connected to a first face of said housing adapted to record sequential measurements at 7 different locations on the body of the subject including measurements at the lower limb or lower torso of the body and at v1-v6 locations;two electrodes connected to at least one other face of said housing adapted to record measurements of two hands of the subject;a processor located within said housing configured for receiving and processing signals from the three electrodes; anda memory located within said housing for storing data indicative of signals measured by said three electrodes, wherein the sequential recordings at the different locations from the beginning to the end of a recording are stored in said memory,wherein said device is configured to allow the subject to hold said device in a manner that allows him/her to move said device over his/her body for sequentially measuring electrode signals at the 7 different locations by the first electrode connected to the first face of the housing while simultaneously allowing each hand thereof to contact a different electrode of said two electrodes that is connected to at least one other face of the housing, andwherein the signals sequentially recorded by the three electrodes allow said processor to derive 12 lead ECG from signal data obtained by the three electrodes during the respective recording relating to the 7 different locations and the two hands of the subject, by combining the stored recording of the measurements at the lower limb or lower torso with the measurements at the v1-v6 locations and recorded measurements of two hands of the subject acquired by the three electrodes. 2. A personal device performing conventional 12 lead ECG measurements by using four electrodes, said device comprising: a. a first unit having at least two faces;b. a second unit having at least two faces associated to the first unit by wire;c. a first electrode connected to a first face of the first unit adapted to record measurements at 6 different locations on the body of the subject;d. a second electrode connected to a first face of the second unit adapted to record measurements of at lower limb of the body or lower torso;e. a third electrode connected to a second face of the first unit adapted to record measurements of a first hand of the subject;f. a fourth electrode connected to a second face of the second unit adapted to record measurements of a second hand of the subject;wherein performing 12 lead ECG is done by using the first electrode that sequentially monitors and records measurements at v1-v6 locations, while the second electrode simultaneously record measurements at the lower limb or lower torso and the third and fourth electrode simultaneously record measurements at the two hands of the subject while the first ele... | - | A61B005/04 A61B005/00 A61B005/0408 A61B005/06 A61B005/0402 A61B005/0428
US08682411 | B2 | 2014-03-25 | Devices, systems and methods for epicardial cardiac monitoring system | 2008-01-22 | Devices, systems, and methods for remotely monitoring physiologic cardiovascular data are disclosed. At least some of the embodiments disclosed herein provide access to the external surface of the heart through the pericardial space for the delivery of the sensor to the epicardial surface of the heart. In addition, various disclosed embodiments provide for a memory device capable of receiving the physiologic cardiovascular data collected by the sensors and transmitting such data wirelessly to a remote location. | 1. A sensor assembly for collecting physiologic data from a targeted tissue, the sensory assembly comprising: a capsula having an exterior wall and a disk, the exterior wall comprising a flexible material and defining a closed end, an open end, and an interior space and the disk coupled with the closed end of the exterior wall;a vacuum catheter having a proximal end and a distal end, the distal end of the vacuum catheter coupled with the exterior wall of the capsula and in communication with the interior space of the capsula; andat least one sensor capable of collecting physiologic data from a targeted tissue, the at least one sensor removably coupled with the disk of the capsula such that the at least one sensor extends into the interior space of the capsula;wherein the open end of the capsula is configured to removably attach to a targeted tissue such that the application of suction to the vacuum catheter is capable of forming a reversible seal with the targeted tissue; andwherein when the at least one sensor is coupled with the targeted tissue, the at least one sensor is configured to remain coupled with the targeted tissue such that the sensor pulls away and is released from the disk. 2. The sensor assembly of claim 1, wherein the at least one sensor comprises an arrow-like or anchor-like shape. 3. The sensor assembly of claim 1, further comprising a connecting wire for transferring physiologic data collected by the at least one sensor, the connecting wire comprising a distal end coupled with the at least one sensor and a proximal end extending through the open end of the capsula. 4. The sensor assembly of claim 1, wherein the exterior wall of the capsula is capable of shifting from a first upright position to a second collapsed position when a vacuum is maintained within the interior space of the capsula. 5. The sensor assembly of claim 1, wherein the at least one sensor further comprises an adhesive applied thereon. 6. A method for attaching a sensory assembly to a surface of a targeted tissue comprising the steps of: providing a sensor assembly comprising:a capsula having an exterior wall and a disk, the exterior wall comprising a flexible material and defining a closed end, an open end, and an interior space and the disk coupled with the closed end of the exterior wall; a vacuum catheter having a proximal end and a distal end, the distal end of the vacuum catheter coupled with the exterior wall of the capsula and in communication with the interior space of the capsula; andat least one sensor capable of collecting physiologic data from a targeted tissue, the at least one sensor removably coupled with the disk of the capsula such that the at least one sensor extends into the interior space of the capsula;wherein the open end of the capsula is configured to removably attach to a targeted tissue such that the application of suction to the vacuum catheter is capable of forming a reversible seal with the targeted tissue, the exterior wall ... | CVDevices, LLC | A61B005/04
US08903469 | B2 | 2014-12-02 | Determining velocity of cerebrospinal fluid by magnetic resonance imaging | 2009-10-02 | A velocity-image creating unit creates a velocity image that indicates a distribution of velocity components with respect to each of a plurality of images obtained by repeating a plurality of number of times Echo Planar Imaging (EPI) that is capable of obtaining velocity components of a Cerebrospinal Fluid (CSF) flowing inside a subject. A velocity-variance image creating unit calculates variance of velocity components along the time sequence by same position on velocity images by using a plurality of created velocity images. A superimposed-image processing unit then superimposes the distribution of the variance of the velocity components according to the velocity-variance image on an average absolute-value image, and an image display unit displays a superimposed image. | 1. A magnetic resonance (MR) imaging apparatus comprising: an MRI system having components including static and gradient magnetic field generators, at least one radio frequency (RF) coil coupled to an imaging volume, at least one RF transmitter, at least one RF receiver and at least one control computer having a processor and memory configured to control said system components so as to effect:Time Spatial Labelling Inversion Pulse (Time-SLIP) acquisition of MR image data by repeating an imaging process a plurality of times in synchronization with a trigger signal, the imaging process including application of a labelling pulse to Cerebrospinal Fluid (CSF) flowing inside a subject, and thereafter collecting a magnetic resonance (MR) echo signal after application of an MR excitation pulse to an imaging region including the CSF;creation of a plurality of images of labelled CSF based on echo signals collected by said repetition of the imaging process;creation of an average value image based on the plurality of images; andcalculation of variance of signal strengths with respect to each of same positions on the plurality of images based on (a) the plurality of images and (b) the average value image. 2. The apparatus according to claim 1, wherein a group of MR echo signals used for reconstructing one image is collected by application of one excitation pulse. 3. The apparatus according to claim 2, wherein the MR echo signals are collected with a fixed delay time from application of the labelling pulse to application of the excitation pulse. 4. The apparatus according to claim 2, wherein the variance of signal strengths is calculated along a time sequence. 5. The apparatus according to claim 1, wherein the MR echo signals are collected with a fixed delay time from application of the labelling pulse to application of the excitation pulse. 6. The apparatus according to claim 1, wherein the variance of signal strengths is calculated along a time sequence. 7. The apparatus according to claim 1, wherein the trigger signal is a biological signal of the subject. 8. The apparatus according to claim 1, wherein the trigger signal is a signal generated in a fixed cycle. 9. The apparatus according to claim 1, further comprising a display configured to display a distribution of the statistics. 10. The apparatus according to claim 9, wherein the display is configured to display the distribution of the statistics by superimposing them on a certain calculation image. 11. The apparatus according to claim 9, wherein the display is configured to change a display mode of the distribution of the statistics in accordance with a value of the statistics. 12. The apparatus according to claim 9, wherein the display is configured to change a display mode of the distribution of the statistics in accordance with a flowing direction of the CSF. 13. An image processing apparatus comprising: an MRI system having components including static and gradient magnetic field generato... | Tokai University Educational Systems Toshiba Medical Systems Corporation | A61B005/05 G01R033/563 G06T007/20 G06T005/50 A61B005/055 G01R033/56 G01R033/561 A61B005/00
US10667715 | B2 | 2020-06-02 | Methods and devices of cardiac tissue monitoring and analysis | 2009-08-20 | A method for monitoring at least one cardiac tissue. The method comprises a) intercepting a plurality of reflections of an electromagnetic (EM) radiation reflected from at least one cardiac tissue of a patient in a plurality of EM radiation sessions, b) computing a mechanical tracing indicative of at least one mechanical property of said at least one cardiac tissue according to said plurality of reflections, c) analyzing said mechanical tracing so as to detect a presence or an absence of a physiological condition, and d) outputting said analysis. | 1. A computerized method for improving cardiac treatment by monitoring at least one cardiac tissue, comprising: transmitting electromagnetic (EM) radiation by at least one sensor located on the thorax of a patient;intercepting a plurality of reflections of said Electromagnetic (EM) radiation by said at least one sensor located on the thorax of said patient, said plurality of reflections are reflected from at least one cardiac tissue of a patient in a plurality of Electromagnetic (EM) radiation sessions;analyzing said plurality of reflections captured during one of said plurality of Electromagnetic (EM) radiation sessions and said plurality of reflections captured during another of said plurality of Electromagnetic (EM) radiation sessions to estimate a posture of the patient and body movements of said patient;using a computerized processor:to calculate an adjustment to an analysis of a tracing pattern of signals of said plurality of reflections, according to said posture,to adjust said analysis according to said adjustment and then to execute said analysis, andto detect a mechanical tracing indicative of at least one mechanical property of said at least one cardiac tissue according to an outcome of said adjusted analysis;analyzing said mechanical tracing; andpresenting at real time, during cardiac therapy of said patient, an outcome of said analysis of said mechanical tracing, for optimizing said cardiac therapy according to said analysis of said mechanical tracing. 2. The method of claim 1, wherein said analyzing a signal tracing pattern of signals comprises computing a change in at least one dielectric related property, said change comprises a member of a group consisting of a change of motion velocity of said at least one cardiac tissue, motion acceleration of said at least one cardiac tissue, contractility of said at least one cardiac tissue, a length of a heart contraction and a pulsation of said at least one cardiac tissue. 3. The method of claim 1, wherein said analyzing of the mechanical tracing comprises matching said mechanical tracing to a temporal model. 4. The method of claim 1, wherein said analyzing a tracing pattern of signals comprises calculating a velocity of said at least one cardiac tissue according to a local deviation between signals generated according to EM reflections in first and second periods. 5. The method of claim 1, further comprising receiving a cardioelectric tracing captured during said intercepting and combining between said cardioelectric tracing and said mechanical tracing to compute at least one electromechanical property of said at least one cardiac tissue, and said analyzing of the mechanical tracing being performed according to said at least one electromechanical property. 6. The method of claim 1, wherein said analyzing comprises registering said mechanical tracing according to said posture and said body movements. 7. The method of claim 1, wherein said analyzing comprises adjusting said mechanical ... | Sensible Medical Innovations Ltd. | A61B005/05 A61B005/0472 A61B005/0408
US10163174 | B2 | 2018-12-25 | Methods, systems, and computer program products for evaluating a patient in a pediatric intensive care unit | 2007-05-30 | Methods, systems, and computer program products for evaluating a patient in a pediatric intensive care unit (PICU) are disclosed. According to one aspect, a method may include collecting physiological data associated with a patient upon admission to a PICU and at least once after admission to the PICU. The physiological data may be associated with a statistical model, and a risk of mortality of the patient may be continually determined. | 1. A patient monitoring system for determining a risk of mortality of a patient located in an intensive care unit, the system comprising: a plurality of medical sensors connected to the patient each configured to measure a physiological parameter and transmit related physiological data of the patient, the plurality of medical sensors including: a blood pressure medical sensor configured to measure a blood pressure physiological parameter, anda heart rate medical sensor configured to measure a heart rate physiological parameter; anda patient monitor communicatively coupled to the plurality of medical sensors and a hospital system, the patient monitor including: a user interface configured to receive an identifier of the patient,a data collector configured to periodically receive the physiological data from the plurality of medical sensors including blood pressure physiological data and heart rate physiological data,a mortality risk engine operating a mortality statistical model that is configured to determine the risk of mortality of the patient by: aggregating the physiological data from the medical sensors into regular defined time intervals related to when the physiological data was generated, anddetermining an ongoing risk of mortality of the patient, for each defined time interval, by: (i) determining composite variable data from a transformation, derivative, or combination of the physiological data from the medical sensors,(ii) identifying model parameters of the mortality statistical model that correspond to the composite variable data and the physiological data,(iii) for each identified model parameter, identifying at least one significant fatal interval that has a numerical range of values and a mortality weight that is predicative of a fatal outcome for the patient for data that falls within the numerical range,(iv) for each identified model parameter, determining there exists at least one significant non-fatal interval that has a numerical range of values and a mortality weight that is predicative of a non-fatal outcome for the patient for data that falls within the numerical range,(v) for each identified model parameter, determining if the composite variable data or the physiological data that corresponds to the identified model parameter falls within the at least one significant fatal interval or the at least one significant non-fatal interval,(vi) for the identified model parameters where the corresponding data from (v) falls within one of the intervals, averaging the mortality weights of those intervals to determine the risk of mortality of the patient, and(vii) for the identified model parameters where the corresponding data from (v) does not fall within one of the intervals, discarding the corresponding data from consideration for determining the risk of mortality of the patient, anda display interface configured to display the ongoing risk of mortality in numerical or graphical form in conjunction with at least some of the physio... | THE UNIVERSITY OF NORTH CAROLINA AT CHAPEL HILL | G06Q050/22 G06Q050/24 G16H050/30 G16H050/20 G06F019/00
US10213591 | B2 | 2019-02-26 | Plug-in connector for medical tubes | 2009-06-29 | A second part extending around a first part in a plugged-together state. The second part has snap-in element with an inwardly protruding projection for meshing with a complementary recess on an outer surface of the first part to hold the second part fixed in the axial direction on the first part. Both parts have a central passage opening. One part has an end area expanding towards the outlet opening in a connection area, and the other part is connected to an elastic section, arranged in its interior. The front end of the elastic section is pressed into contact with the expanded end area of the opposite part. The projection of the snap-in element maintains the first and second parts meshed together, so that the elastic section exerts a sealing function due to the pressure on the expanding end area. | 1. A medical system comprising: a medical tube plug-in connector comprising an elastic section, a first plug-in part and a second plug-in part, wherein the second plug-in part extends around the first plug-in part in a plugged-together state, wherein the second plug-in part has at least one forwardly protruding snap-in element, which has at a front end at least one inwardly protruding projection, which is provided for engaging a complementary recess in an outer surface of the first plug-in part in order to hold the second plug-in part fixed in an axial direction on the first plug-in part due to the projection meshing with the recess, each of the first plug-in part and the second plug-in part having a central passage opening, one of the first plug-in part and the second plug-in part having a surface defining an open end area radially expanding as a function of axial position towards an outlet opening in a connection area and the other of the first plug-in part and the second plug-in part being connected to the elastic section with the elastic section arranged in an interior thereof, said open end area being in communication with one end of said central passage of said one plug-in part, the elastic section protruding into the connection area, so that an outer and axially facing front end surface of the elastic section is pressed into contact with the surface defining the expanded end area of the opposite one of the first plug-in part and the second plug-in part when the projection of the at least one snap-in element maintains the second plug-in part meshed with the first plug-in part, so that the axially facing front end surface of the elastic section exerts a sealing function due to a pressure of the elastic section on the surface defining the expanding end area;a sphygmomanometer cuff for detecting the blood pressure;a medical tube connected to said sphygmomanometer cuff, said central passage and said open end area of said one plug-in part being in communication with a passage of said medical tube;a monitor for analysis and display of the blood pressure of a test subject, said sphygmomanometer cuff being connected to said monitor by said medical tube and said medical tube plug-in connector. 2. A medical system in accordance with claim 1, wherein the elastic section comprises a front end of said medical tube connected to one of the first plug-in part and the second plug-in part. 3. A medical system in accordance with claim 1, wherein: the elastic section is made in one piece with one of the first plug-in part and the second plug-in part; anda material of the elastic section is manufactured with a lower Shore hardness than at least one of the plug-in parts. 4. A medical system in accordance with claim 3, wherein one of the first plug-in part and the second plug-in part is manufactured from an elastic material with a lower Shore hardness than the other plug-in part; and the elastic section consists essentially of one or more of a thermoplastic el... | DRÄGERWERK AG & CO. KGAA | A61M039/12 A61B005/022 A61M039/10 F16L037/092
US20100094156 | A1 | 2010-04-15 | System and Method for Biofeedback Administration | 2008-10-13 | A biofeedback system for administration of electroencephalographic (EEG) neurofeedback training includes a plurality of electrodes sensors for placement on the head of a trainee and a switching head box comprising a plurality of contacts each of which connects to one electrode sensor and for specific biofeedback and neural connectivity training. The system also includes an interface device which includes at least two EEG signal amplifiers and connects to the switching head box, and a computer comprising software for generating user-control functions which corresponds in real-time to EEG signals received by the interface device and processed by the computer. The switching head box includes a switch with at least two conductors and connects the electrode sensors to the interface device for transmitting EEG signals from the trainee to the computer. Specific combinations of electrode sensors are used for specific types of biofeedback training. | 1. A biofeedback system for administration of electroencephalographic (EEG) neurofeedback training, the system comprising: a plurality of electrode sensors for placement on the head of a trainee;a switching head box comprising a plurality of contacts located at a plurality of contact positions, each of the plurality of contacts being connected to one of the plurality of electrode sensors;an interface device connected to the switching head box, the interface device comprising at least two EEG signal amplifiers;a computer comprising software for generating user-control functions which corresponds in real-time to EEG signals received by the interface device and processed by the computer; and wherein the switching head box comprises a switch comprising a first conductor at a first position which connects a first electrode sensor to a first EEG signal amplifier of the interface device, and a second conductor at a second position which connects a second electrode sensor to a second EEG signal amplifier, for transmitting EEG signals from the trainee to the computer, the system comprising a combination of the electrode sensors of an EEG guided biofeedback system for providing EEC guided biofeedback and neural training on:motor planning of the lower extremities and midline; sensorimotor integration of both lower extremities and midline; logical (verbal) memory formation and storage; emotional (non-verbal) memory formation and storage; motor planning right upper extremity; motor planning left upper extremity; right half of space; left half of space; frontal and occipital homologous sites of the brain or motor planning of the upper extremities, motor actions or visual processing. electrode sensor Fz, whose principal function is the motor planning of the lower extremities and midline;electrode sensor Cz, whose principal function is the sensorimotor integration of both lower extremities and midline;electrode sensor T3, whose principal function is logical (verbal) memory formation and storage;electrode sensor T4, whose principal function is emotional (non-verbal) memory formation and storage;wherein the biofeedback system contains at least a four channel, 5-position switching head box;wherein this combination of electrode sensors focuses on the frontal midline and temporal lobes; andwherein this combination of electrode sensors provides neural feedback relating to motor planning of the lower extremities; sensorimotor integration; and logical and emotional memory formation and storage. 2. The biofeedback system of claim 1 comprising a combination of electrode sensors consisting of: electrode sensor F3, whose principal function is motor planning right upper extremity;electrode sensor F4, whose principal function is motor planning left upper extremity;electrode sensor O1, whose principal function is visual processing right half of space;electrode sensor O2, whose principal function is visual processing left half of space;wherein the biofeedback system contains a... | - | A61B005/04
US07685721 | B2 | 2010-03-30 | Breast implant selector systems | 2008-07-10 | A breast implant selector system including a breast width selector for selecting breast width input information, a breast tissue type selector for selecting breast tissue type input information in response to breast width input information selected with the breast width selector, and an implant size selector for selecting implant size input information in response to the breast tissue type input information selected with the breast tissue type selector. A result indicator provides a result characterizing at least one suggested breast implant as a function of the input breast width, breast tissue type, and implant size input information. | 1. A breast implant selector system comprising: a breast width selector for selecting breast width input information;a breast tissue type selector for selecting breast tissue type input information in response to breast width input information selected with the breast width selector;an implant size selector for selecting implant size input information in response to the breast tissue type input information selected with the breast tissue type selector; anda result indicator for providing a result characterizing at least one suggested breast implant as a function of the selected breast width, breast tissue type, and implant size input information. 2. The breast implant selector system of claim 1, wherein the breast selector system comprises a body having a plurality of windows and wherein: the breast implant selector comprises a first mechanical slide supported by the body for aligning breast width input information appearing in a first one of the windows with a first pointer;the breast tissue type selector comprises a second mechanical slide supported by the body for aligning breast tissue type input information appearing in a second one of the windows with a second pointer positioned within the second window by the first mechanical slide; andthe implant size selector comprises a third mechanical slide supported by the body for aligning implant size input information appearing within a third one of the windows with a third pointer positioned within the third window by the second mechanical slide. 3. The breast implant selector system of claim 1, wherein: the breast width selector positions the selected breast width input information in a first window on the breast input selector;the breast tissue type selector positions the breast tissue type input information in a second window on the breast implant selector relative to a first pointer controlled by the breast width selector; andthe implant size selector positions the implant size input information within a third window on the breast implant selector relative to a second pointer controlled by the breast tissue type selector. 4. The breast implant selector system of claim 3, wherein: the breast width selector comprises a first mechanical slide having a surface bearing selected breast width information and is movable relative to the first window such that at least some of the selected breast width information is visible through the first window;the breast tissue type selector comprises a second mechanical slide having a surface bearing selected breast tissue type information and is movable relative to the second window such that at least some of the selected breast tissue type information is visible through the second window; andthe implant size selector comprises a third mechanical slide having a surface bearing selected implant size information and is movable relative to the third window such that at least some of the selected implant size information is visible through the third window. 5. ... | Allergan, Inc. | A61B005/107
US07672859 | B1 | 2010-03-02 | Prescription order position tracking system and method | 2000-11-16 | An economical prescription order tracking system automatically monitors and tracks prescription orders through a conventional pharmacy. The system includes a tracking tag having a unique identifier associated with it secured near the prescription order such that it travels with the order through various locations within the pharmacy. Tag reading devices are positioned at key locations throughout the pharmacy to detect the location of each tag, and its associated attached prescription order. The detected locations are compiled via a computer system and associated with the customer, such that at any given time the location of the prescription order within the pharmacy can be determined, thereby facilitating the efficient operation of the pharmacy. Preferably, filled prescription orders are placed in a large bin having multiple cubbies within it. Each cubby has a displayed number and a tag reading device received therein such that the location of the prescription order within the cubby is easily determined simply by placing the prescription order with tag into an available cubby. The time each prescription order remains at each location and worker identity information at each location can be recorded and compiled to facilitate workflow and worker efficiency monitoring of the pharmacy. | 1. A method for tracking physical location of prescription orders through a pharmacy having a plurality of physically spaced apart locations for manually filling and storing the prescription orders, the plurality of spaced apart locations being positioned along a workflow stream leading to a storage area with an array of compartments for storing filled prescription orders therein, prescription orders being moved between the plurality of spaced apart locations by one or more pharmacy workers by hand, said method including the following steps: receiving plural prescription orders at a first location upstream of the storage area;operably securing a separate machine-readable tag to each prescription order upstream of said storage area, each said tag having a unique identifier that is readable by a tag reader in proximity to the tag regardless of its orientation relative to the tag reader;associating the unique identifier of each tag with customer information stored in a computer system in association with the prescription order;moving the prescription orders by hand to a second location within the pharmacy for manual filling upstream of the storage area, the second location having a second location tag reader in communication with the computer system;automatically detecting the presence of the prescription orders at the second location by reading the unique identifier of the remote tags with said second location tag reader regardless of the orientation of said tags and automatically recording at the computer system the location of the prescription orders at said second location for the manual filling;moving each of the prescription orders by hand to one of the compartments in the array of compartments as a filled prescription order, each compartment having a corresponding compartment tag reader that is in communication with the computer system and is operable to read the unique identifier of the tag on the filled prescription order regardless of the orientation of the tag,whereby the step of associating the unique identifier of each tag with customer information and the step of automatically detecting the presence of the prescription orders are performed by or under control of the computer system. 2. A method for tracking physical location of prescription orders through a pharmacy of claim 1, further including the steps of: displaying on a computer system the compartment in which any selected prescription order is stored, thereby facilitating the easy location of said prescription order. 3. A method for tracking physical location of prescription orders through a pharmacy of claim 1, further including the steps of: automatically collecting timing information about the amount of time each of the prescription orders remains at the second location;storing said timing information into the computer system; and,compiling workflow information based on the timing information. 4. A method for tracking physical location of prescription orders through a pharm... | GSL Solutions, Inc. | A61B005/00
US20100076290 | A1 | 2010-03-25 | Health Monitor | 2009-11-24 | Methods and devices to detect analyte in body fluid are provided. Embodiments include enhanced analyte monitoring devices and systems. | 1. An analyte monitoring device, comprising: a control unit;a memory operatively coupled to the control unit and configured to store a plurality of data associated with a monitored analyte level; anda communication unit operatively coupled to the control unit; wherein control unit is configured to perform one or more of a prospective analysis or a retrospective analysis on the monitored analyte level or on a blood glucose measurement. 2. The device of claim 1 further including a strip port operatively coupled to the control unit and configured to receive an in vitro test strip. 3. The device of claim 2 wherein the blood glucose measurement is determined based on a sample received from the in vitro test strip. 4. The device of claim 3 wherein the memory is further configured to store the blood glucose measurement based on the sample received from the test strip. 5. The device of claim 2 wherein the monitored analyte level is received from an analyte sensor. 6. The device of claim 5 wherein the analyte sensor includes a glucose sensor. 7. The device of claim 5 wherein the analyte sensor is configured for transcutaneous positioning through a skin layer and includes a portion for fluid contact with an interstitial fluid under the skin layer. 8. The device of claim 5 wherein the control unit is configured to calibrate the analyte sensor based at least in part on the blood glucose measurement. 9. The device of claim 1 wherein the communication unit is configured to communicate using one or more of a wired connection, a Universal Serial Bus (USB) cable connection, a serial cable connection, a radio frequency (RF) communication protocol, an infrared communication protocol, a Bluetooth communication protocol, or an 802.11x communication protocol. 10. The device of claim 1 further including an output component operatively coupled to the control unit to display one or more information related to the monitored analyte level or the blood glucose measurement. 11. The device of claim 10 wherein the output component includes a display. 12. The device of claim 11 wherein the display includes one or more of a graphical output, a numerical output, or a text output. 13. The device of claim 10 wherein the output component includes an audible output. 14. The device of claim 13 wherein the control unit is configured to generate the audible output when one of the plurality of data associated with the monitored analyte level is received. 15. The device of claim 10 wherein the control unit is configured to generate the one or more information related to the monitored analyte level or the blood glucose measurement. 16. The device of claim 1 wherein the stored plurality of data correspond to glucose data of the subject collected over a predetermined time period. 17. The device of claim 1 wherein signals associated with the monitored analyte level are calibrated based at least in part on the blood glucose measurement. 18. The device of claim 1 wherein the co... | Abbott Diabetes Care Inc. | A61B005/00
US20100081968 | A1 | 2010-04-01 | Test Strip With Integrated Lancet | 2009-09-25 | The present disclosure provides methods and systems to collect blood from a patient using a lancet integrated with a test strip. The present disclosure provides integrated test strips having an integrated lancet, as well as meters for actuating the lancet integrated within a test strip. The analyte test strip comprises a first test strip substrate material and a second test strip substrate material. At least one test strip substrate material comprises an elongate cavity. The test strip further comprises a reaction test site for testing analyte concentrations in blood. The test strip further comprises at least one opening communicating with the at least one cavity. The test strip and integrated lancet can be sterilized and then sealed in a package. | 1. An analyte test strip system comprising: an analyte test strip including: a first test strip substrate,a second test strip substrate,an elongate cavity extending through at least one of the first substrate and the second substrate,a lancet disposed in the at least one elongate cavity,an opening disposed at one end of the test strip and communicating with the at least one cavity, anda reaction test site; anda sealed package containing the analyte test strip. 2. The analyte test strip system of claim 1, wherein the sealed package comprises at least one peelable cover. 3. The analyte test strip system of claim 1, wherein the sealed package comprises a pouch. 4. The analyte test strip system of claim 3, wherein the pouch comprises plastic. 5. The analyte test strip system of claim 4, wherein the pouch comprises foil. 6. The analyte test strip system of claim 1, further comprising a desiccant. 7. The analyte test strip system of claim 6, wherein the desiccant is silica gel. 8. The analyte test strip system of claim 6, wherein the desiccant is a molecular sieve. 9. The analyte test strip system of claim 6, wherein the desiccant is disposed on a surface of the sealed package. 10. The analyte test strip system of claim 9, wherein the desiccant is disposed adjacent to the reaction test site. 11. The analyte test strip system of claim 1, wherein the sealed package contains a plurality of test strips. 12. A method of producing an analyte test strip system, comprising: selecting a first test strip substrate;selecting a second test strip substrate;forming an elongate cavity in at least one of the first test strip substrate or second test strip substrate;selecting a lancet having at least one sharp end;positioning the lancet in the at least one elongate cavity;attaching the first and second substrates to one another forming a test strip, which includes the lancet;sterilizing the lancet; andsealing the test strip including the lancet in a package. 13. The method of claim 12, further including sterilizing the lancet before positioning the lancet in the at least one elongate cavity. 14. The method of claim 12, further including sterilizing the test strip and lancet after the lancet is disposed in the cavity of the test strip. 15. The method of claim 12, wherein the sealed package comprises at least one peelable cover. 16. The method of claim 12, wherein the sealed package comprises a pouch. 17. The method of claim 12, wherein the pouch comprises plastic. 18. The method of claim 12, wherein the pouch comprises foil. 19. The method of claim 12, further comprising sealing a desiccant in the package. 20. The method of claim 19, wherein the desiccant is silica gel. 21. The method of claim 19, wherein the desiccant is a molecular sieve. 22. The method of claim 19, further comprising disposing the desiccant on a surface of the sealed package. 23. The method of claim 22, further comprising disposing the desiccant in a position configured to be ad... | Home Diagnostics, Inc. | A61B005/151
US20100076275 | A1 | 2010-03-25 | System and Method for Remote Healthcare Monitoring | 2009-07-24 | A system and method for remote health monitoring is described. One embodiment includes a portable health monitoring device comprising a data transfer interface configured to receive a protocol, wherein the protocol comprises branching logic, a display configured to present a user with at least one question from the branching logic, a user interface configured to receive information from the user, a diagnostic device interface configured to communicate with a diagnostic device, a memory configured to store data related to the user, and a processor configured to analyze at least a portion of the data related to the user, wherein the processor is further configured to transmit at least a portion of the data related to the user to a monitoring location via the data transfer interface. | 1. A portable health monitoring device comprising: a data transfer interface configured to receive a protocol, wherein the protocol comprises branching logic;a display configured to present a user with at least one question from the branching logic;a user interface configured to receive information from the user;a diagnostic device interface configured to communicate with a diagnostic device;a memory configured to store data related to the user; anda processor configured to analyze at least a portion of the data related to the user, wherein the processor is further configured to transmit at least a portion of the data related to the user to a monitoring location via the data transfer interface. 2. The portable health monitoring device of claim 1, further comprising: a removable electronic flow meter for spirometric measurements. 3. The portable health monitoring device of claim 1, wherein the processor is further configured to analyze diagnostic device data as part of the branching logic. 4. The portable health monitoring device of claim 1, wherein the data transfer interface is a cellular data transfer interface. 5. The portable health monitoring device of claim 1, wherein the data transfer interface is further configured to receive messages from a monitoring party. 6. The portable health monitoring device of claim 1, wherein the protocol further comprises incentives to encourage timely and complete use. 7. The portable health monitoring device of claim 1, wherein the protocol further comprises diagnostics, wherein the diagnostics provide instructions for the processor to analyze at least a portion of the data related to the user. 8. The portable health monitoring device of claim 1, wherein the display is configured for use by the user where the user is impaired. 9. The portable health monitoring device of claim 1, wherein the user interface is configured to receive the information from the user, wherein the information includes an at least one response from the user, wherein a date and a time of the response is tracked. 10. The portable health monitoring device of claim 1, wherein the diagnostic device interface is selected from a group consisting of a Bluetooth® interface, a USB interface, an IEEE 1394 interface, an IEEE 1284 interface. 11. The portable health monitoring device of claim 1, wherein the data related to the user is based on the information from the user received via the user interface and diagnostic device data received via the diagnostic device interface. 12. The portable health monitoring device of claim 1, wherein the processor is further configured to provide feedback to the user. 13. The portable health monitoring device of claim 1, wherein the processor is configured to analyze at least a portion of the data related to the user, wherein analysis includes generating alerts, adjusting drug usage, and determining follow up questions based on the branching logic. 14. The portable health monitoring device of claim 1... | - | A61B005/00
US20100087753 | A1 | 2010-04-08 | LANCING DEVICE FOR TAKING BLOOD FOR MEDICAL TESTS | 2008-02-29 | A lancing device for taking blood for medical examinations, comprising a base body, at least one needle arranged therein which can be extended outwards with a tip end, having a needle holding element which at least partially encompasses the needle, and a manual actuating element for releasing a displacement movement of the needle together with the needle holding element relative to the base body, wherein a movable plastic spring element for generating a pretension by means of the manual actuating element, which is connected to a control curve section that can be moved in the base body, is arranged in at least one component in the base body, wherein the needle holding element is connected to the control curve section and can automatically be moved in the forward and backward direction during a pressure release of the plastic spring element by travelling along the control curve section. | 1. A lancing device for taking blood for medical examinations, comprising a base body, at least one needle which is arranged therein and which can be extended outwards with a tip end, having a needle holder which at least partially encompasses the needle, and a manual actuator for releasing a displacement movement of the needle together with the needle holder relative to the base body, wherein a movable plastic spring for generating a pretension of the manual actuator, which is connected to a control curve section that is configured to move within the base body, is in at least one component arranged in the base body, wherein the needle holder is connected to the control curve section and is configured to move in the forward and backward directions during a pressure release of the plastic spring by travelling along the control curve section. 2. The lancing device according to claim 1, comprising a tensioning curve section which is arranged on the component and runs at an angle to the direction of the displacement movement of the needle holder, which tensioning curve section is connected to the plastic spring, of arc-shaped design, and, during a displacement movement of the component relative to the base body, can be varied in terms of its course direction. 3. The lancing device according to claim 2, wherein the displacement movements of the outwardly moving holder and of the component have the same direction. 4. The lancing device according to claim 2, wherein the displacement movements of the outwardly moving needle holder and of the component run at an angle to one another. 5. The lancing device according to claim 16, wherein the protrusion has a triangular shape. 6. The lancing device according to claim 2, wherein the tensioning curve section has a free end which can automatically be guided into its starting position for the pressure release of the plastic spring. 7. The lancing device according to claim 2, wherein the component is formed in one piece together with the control curve section, the tensioning curve section and the plastic spring. 8. The lancing device according to claim 1, wherein the plastic spring is arranged on the manual actuator, which is movable relative to the component, and can be pretensioned against a pivoting element which comprises the control curve section and is mounted such that it can pivot relative to the component. 9. The lancing device according to claim 8, wherein the manual actuator has a release protrusion for displacing a retaining protrusion out of an arrested position. 10. The lancing device according to claim 1, further comprising a latching mechanism for latching the manual actuator in a predefined position. 11. The lancing device according to claim 8, wherein the component and the pivoting element are formed in one piece. 12. The lancing device according to claim 1, wherein the component and the manual actuator are formed in one piece. 13. The lancing device according to claim 1, wherein the... | GERRESHEIMER WILDEN GMBH | A61B005/151
US20100082075 | A1 | 2010-04-01 | DEFIBRILLATOR WITH CPR-VENTILATION ANALYSIS UTILIZING PATIENT PHYSIOLOGICAL DATA | 2008-04-04 | A defibrillation system and method for treating a heart disorder that includes measuring electrical activity of a patient's heart and processing the measured electrical activity to determine a value descriptive of ventricular fibrillation. The value is compared to a threshold, and according to the comparison of the value to the threshold, an output communicating to the rescuer whether to perform cardio-pulmonary resuscitation with or without ventilation is generated. | 1. A method for treating a heart disorder comprising: measuring electrical activity of a patient's heart;processing the measured electrical activity to determine a value descriptive of ventricular fibrillation;comparing the value to a threshold;producing an output according to the comparison of the value to the threshold, the output instructing a rescuer to perform cardio-pulmonary resuscitation with or without ventilation. 2. The method of claim 1, wherein measuring electrical activity comprises acquiring electrocardiographic data. 3. The method of claim 2, wherein the value corresponds to an amplitude of the electrocardiographic data. 4. The method of claim 2, wherein the value corresponds to a frequency content of the electrocardiographic data. 5. The method of claim 4, wherein the value is a function of both the frequency content and an amplitude of the electrocardiographic data. 6. The method of claim 2, wherein measuring electrical activity is performed using a defibrillator. 7. The method of claim 6, wherein the threshold is a first threshold and the output is a first output, the method further comprising: comparing the value to a second threshold; andaccording to the comparison of the value and the second threshold producing a second output instructing an operator to administer a shock and then to perform cardiopulmonary resuscitation (CPR) or to perform CPR and then to administer a shock. 8. The method of claim 6, wherein the second output is produced before the first output. 9. The method of claim 1 wherein measuring electrical activity comprises acquiring electrocardiographic data and wherein processing the measured electrical activity to determine a value descriptive of ventricular fibrillation comprises processing the electrocardiographic data to determine a value related to the first derivative of the electrocardiographic data. 10. A defibrillator comprising a pair of electrodes configured to detect electrical signals from a patient;a user interface configured to provide instructions to a rescuer in accordance with interface control signals;a controller electrically coupled to the electrodes and user interface, the controller operable to process electrical signals from the pair of electrodes and determine a value descriptive of ventricular fibrillation, the controller further operable to compare the value, and in accordance to the comparison of the value to the threshold, generate interface control signals to control the user interface to communicate instructions to a rescuer to perform cardio-pulmonary resuscitation with or without ventilation. 11. The defibrillator of claim 10, wherein the controller is operable to acquire electrocardiographic data. 12. The defibrillator of claim 11, wherein the controller is operable to determine the value from an amplitude of the electrocardiographic data. 13. The defibrillator of claim 11, wherein the value corresponds to a frequency content of the electrocardiographic data. 14. Th... | KONINKLIJKE PHILIPS ELECTRONICS N.V. | A61N001/00 A61B005/02
US20100087748 | A1 | 2010-04-08 | DEVICE AND METHOD FOR SENSING RESPIRATION OF A LIVING BEING | 2009-10-06 | A description is given of a device for sensing respiration of a living being, the device including: an active transmitter configured to generate a magnetic or electromagnetic field; and a sensor arranged on the torso of the living being and configured to provide a signal which depends on the magnetic or electromagnetic field and on a change in the distance, caused by the respiration of the living being, between the active transmitter and the sensor. | 1. A device for sensing respiration of a living being, comprising: an active transmitter configured to generate a magnetic or electromagnetic field; anda sensor arranged on the torso of the living being and configured to provide a signal which depends on the magnetic or electromagnetic field and on a change in the distance, caused by the respiration of the living being, between the active transmitter and the sensor. 2. The device as claimed in claim 1, wherein the active transmitter and the sensor each comprise an antenna or an antenna system. 3. The device as claimed in claim 2, wherein the active transmitter and the sensor each comprise at least one antenna coil and are inductively coupled to each other, so that the signal provided depends on a change in the induction within the sensor which is caused by the change in the distance. 4. The device as claimed in claim 2, wherein the active transmitter and the sensor each comprise at least one antenna for UHF (ultra-high frequency), micrometer or millimeter wave ranges and are electromagnetically coupled to each other, so that the signal provided depends on a change in the field strength within the sensor which is caused by the change in the distance. 5. The device as claimed in claim 1, wherein the active transmitter and the sensor are configured to be arranged on opposite sides of the torso of the living being. 6. The device as claimed in claim 1, further comprising: a first object and a second object;the first object and the second object being configured and connected to each other in such a manner, the active transmitter being arranged in or on the first object in such a manner, and the sensor being arranged in or on the second object in such a manner, that the active transmitter and the sensor are arranged on opposite sides of the torso, irrespective of a turn of the torso of the living being. 7. The device as claimed in claim 1, wherein the first object or the second object is a backrest of a seat or car seat. 8. The device as claimed in claim 1, wherein the first object or the second object is a lying surface. 9. The device as claimed in claim 7, wherein the second object or the first object is a belt or a safety belt. 10. The device as claimed in claim 1, wherein neither the first object nor the second object is a piece of clothing or is firmly connected to the body. 11. The device as claimed in claim 1, further comprising: an evaluation unit configured to determine, on the basis of the signal provided, a breathing rate, a breathing amplitude, and/or a breathing volume of the respiration. 12. The device as claimed in claim 11, wherein the sensor and the evaluation unit are connected to each other via a wired or wireless communication interface so as to transmit the provided signal from the sensor to the evaluation unit. 13. The device as claimed in claim 12, wherein the sensor is a transponder, and the wireless communication interface is based on a load modulation method or a b... | - | A61B005/08
US20100063413 | A1 | 2010-03-11 | Lysis Indication | 2009-08-25 | A method for monitoring clot dissolution in a patient's vasculature is disclosed. After a catheter is positioned at a treatment site in the patient's vasculature, a clot dissolution treatment procedure can be performed at the treatment site. The thermal parameter is measured at the treatment site. The clot dissolution treatment is then modified in response to the measured thermal parameter. | 1. A method for monitoring clot dissolution in a patient's vasculature, the method comprising: (a) positioning a catheter at a treatment site in the patient's vasculature;(b) performing a clot dissolution treatment procedure at the treatment site, wherein the clot dissolution treatment procedure comprises delivering ultrasonic energy and a therapeutic compound from the catheter to the treatment site;(c) measuring a thermal parameter at the treatment site; and(d) modifying the clot dissolution treatment in response to the measured thermal parameter. 2. The method of claim 1, further comprising determining the degree of variability of the measured thermal parameter. 3. The method of claim 2, wherein the clot dissolution treatment is terminated when the degree of variability of the measured thermal parameter is less then an predetermined value. 4. The method of claim 2, wherein the clot dissolution treatment is modified when the degree of variability of the measured thermal parameter is less then an predetermined value. 5. The method of claim 1, wherein the thermal property measurement is performed using statistical methods to improve the signal to noise ratio. 6. The method of claim 1, further comprising determining a thermal time constant. 7. The method of claim 1, wherein a blood flow is absent at the treatment site. | EKOS CORPORATION | A61B005/01 A61N007/00
US20100069895 | A1 | 2010-03-18 | DEVICE AND METHOD FOR TREATING A PART OF A HUMAN OR ANIMAL BODY IMPLEMENTING TREATMENT DOSE DELIVERY MEANS AND DOSIMETRY CONTROL MEANS | 2009-03-03 | Device for treatment of a part of a human or animal body, including: treatment dose delivery means enabling treatment doses to be delivered to the human or animal body,mapping means enabling a zone or a volume of the body to be treated to be mapped and spatially defined in a predefined frame of reference and in a form of mapping data,localisation means enabling the instantaneous position of the treatment dose delivery means outlet to be localised in the form of localisation data in the frame of reference,electronic control means, which, are suitable for recording the mapping data of at least one zone or one volume of the body to be treated, acquired with the help of the mapping means, and which, enable a treatment to be controlled by using, during the course of the treatment, at least the mapping data and the localisation data. | 1. Device for treatment of a part of the human or animal body, said device comprising: treatment dose delivery means enabling treatment doses to be delivered to a part of the human or animal body,mapping means enabling a zone or a volume of the human or animal body to be treated to be mapped and spatially defined in a predefined frame of reference (Rt) and in the form of mapping data (Pi),localisation means enabling the instantaneous position of the treatment dose delivery means outlet to be localised in the form of localisation data (P′) in the said frame of reference (Rt),electronic control means, which, on the one hand, are suitable for recording said mapping data (Pi) of at least one zone or one volume of the human or animal body to be treated, acquired with the help of said mapping means, and which, on the other hand, enable a treatment to be controlled by using, during the course of the treatment, at least said mapping data (Pi) and said localisation data (P′). 2. Device according to claim 1, in which said localisation means are adapted to localise the instantaneous position of the treatment dose delivery means outlet, regardless the dose treatment delivery. 3. Device according to claim 2, in which said electronic control means are informed by a signal if a dose treatment is being delivered or not by the treatment dose delivery means. 4. Device according to claim 1, in which said mapping means include a pointing device enabling to point out, on or in the human or animal body, points of the zone or volume to be treated that correspond to said mapping data (Pi). 5. Device according to claim 4, in which said treatment dose delivery means comprise a treatment instrument and the said pointing means are constituted by the said instrument. 6. Device according to claim 1 in which the electronic control means are suitable for displaying on a screen, from said mapping data (Pi), the zone or the volume of the human or animal body that has been mapped out, and to display on said screen during the course of the treatment a cursor that represents the instantaneous position of the outlet of the treatment dose delivery means, which is localised by the localisation means. 7. Device according to claim 1, in which the electronic control means are suitable for displaying on a screen, from said mapping data (Pi), the zone or the volume of the human or animal body that has been mapped out, and to display during the course of the treatment, from at least said localisation data (P′), a cartography of the instantaneous positions of the delivered treatment doses. 8. Device according to claim 1, in which the electronic control means are suitable for calculating, during the course of a treatment, for each instantaneous position (P′) localised by the localisation means, the treatment dose delivered, and if necessary accumulated, during the course of the treatment. 9. Device according to claim 8, in which the control means are suitable for displaying on a screen... | OSYRIS MEDICAL | A61B018/18 A61B005/05
US07699785 | B2 | 2010-04-20 | Method for determining sleep stages | 2005-02-23 | The present invention provides a method for determining sleep stages of an examinee, including detecting signals of the examinee with a biosignal detector, calculating a signal strength deviation value that indicates deviation of a signal strength of the detected signals, and determining a sleep stage by using the signal strength deviation value or a value of a plurality of values based on the signal strength deviation value as an indicator value. | 1. A method for determining sleep stages of an examinee, the method comprising: detecting signals of the examinee with a biosignal detector that is non-restraint, non-contact and non-invasive to the examinee;calculating a signal strength with a signal strength calculator obtained as a reciprocal of a coefficient obtained by gain-controlling the detected signals, the gain being set so that an amplitude of the output signals decreases when a peak value of the detected signals exceeds an upper limit threshold and the amplitude of the output signals increases when the peak value of the detected signals is below a lower limit threshold;calculating a signal strength variance value that indicates variation of the calculated signal strength; anddetermining a sleep stage by using the signal strength variance value or a value derived from the signal strength variance value as an indicator value. 2. The method for determining sleep stages of an examinee according to claim 1, wherein the indicator value is the signal strength variance value detected in a predetermined time period. 3. The method for determining sleep stages of an examinee according to claim 1, wherein the indicator value is a signal of a difference between the signal strength variance value detected in a predetermined time period and a moving average of the variance value. 4. The method for determining sleep stages of an examinee according to claim 1, wherein the indicator value is a moving average calculated from the signal strength variance value detected in a predetermined time period. 5. The method for determining sleep stages of an examinee according to claim 1, wherein the signal strength variance value obtained by removing abnormal values from the signal strength variance value or a value derived from the signal strength variance value is used as the indicator value. 6. The method for determining sleep stages of an examinee according to claim 1, wherein the biosignal detector comprises: a pressure detection tubea pressure detection sensor; anda biosignal extractor, wherein the biosignal extractor extracts biosignals from a pressure variation detected by the pressure detection sensor. 7. The method for determining sleep stages of an examinee according to claim 1, wherein the biosignal detector is a heartbeat signal detector, such as at least one of an electrocardiograph and a pulse rate meter. | Sleep System Laboratory Inc. | A61B005/02 A61B005/00 A61B005/04
US07704282 | B2 | 2010-04-27 | Orthopaedic element with self-contained data storage | 2004-07-09 | An orthopaedic element has an information storage portion. A transmitter portion and an internal power source portion may be associated with the body of the orthopaedic element. Information, such as data related to the orthopaedic element, patient or caregiver can be stored in the information storage portion. The transmitter portion is coupled to the information storage portion and the internal power source portion. The stored information is selectively transmitted to an external receiver and data interpretation device. | 1. An orthopaedic assembly comprising: an orthopaedic element and a carrier element mechanically connected to the orthopaedic element,the orthopaedic element having two ends, a body extending between the two ends, a length and an axis, the orthopaedic element comprising at least one of the following: an orthopaedic prosthetic component;an orthopaedic trauma product;an orthopaedic instrument; andan orthopaedic trial;the carrier element having a male portion and an integral body, the body including an information storage portion, the information storage portion comprising a radio-frequency identification tag;the carrier element being free from any drive mechanism;wherein one of the ends of the orthopaedic element has an opening that receives the male portion of the carrier element to connect the carrier element to the orthopaedic element; wherein the opening in the orthopaedic element and the male portion of the carrier element are sized and shaped to temporarily fix the position of the male portion of the carrier element relative to the orthopaedic element;wherein at least a portion of the body of the carrier element is spaced axially from the body of the orthopaedic element; andwherein the length of the body of the carrier element is less than the length of the body of the orthopaedic element. 2. The orthopaedic assembly of claim 1 wherein the carrier element is detachable from the remainder of the body. 3. The orthopaedic assembly of claim 1 wherein the carrier element is connected to the orthopaedic element through a threaded connection. 4. The orthopaedic assembly of claim 1 wherein the male portion and body of the carrier element are integral. 5. An orthopaedic assembly comprising a bone screw and a detachable carrier element, the bone screw having a threaded body and a head with an opening sized and shaped to be capable of receiving a portion of a surgical instrument for driving the screw into the patient's bone, the detachable carrier element including a body portion and an integral male portion received within the opening at the end of the bone screw to mechanically connect the detachable carrier element to the bone screw, the integral male portion of the carrier element and the opening at the end of the bone screw being sized and shaped so that the position of the carrier element relative to the bone screw is temporarily fixed, the body portion of the detachable carrier element including an information storage portion, the information storage portion comprising a radio-frequency identification tag, the detachable carrier element being free from any drive mechanism. | Depuy Products, Inc. | A61F002/30 A61B005/07
US07697966 | B2 | 2010-04-13 | Noninvasive targeting system method and apparatus | 2006-02-23 | The invention provides a targeting system used to direct a measuring system to a targeted sample site or volume. The targeting system increases analyte estimation performance by increasing precision and accuracy of sampling and/or by targeting an analyte rich tissue volume. | 1. An apparatus for noninvasive determination of an analyte property of a tissue sample, comprising: a targeting system configured to perform a measurement related to the tissue sample, wherein said targeting system generates a first signal, wherein said first signal comprises any of:a capacitance sensor signal;anda fluorescence signal;a measuring system, wherein said measuring system generates a second signal optically representative of the tissue;a controller, wherein said first signal from said targeting system is used by said controller during positioning of said measuring system relative to the tissue sample; anda data processing module, wherein said module generates said analyte property using said second signal. 2. The apparatus of claim 1, wherein said first signal is a fluorescence signal and said targeting system and said measuring system commonly use at least one optic. 3. The apparatus of claim 1, wherein said first signal is a fluorescence signal and said targeting system comprises a functional first set of optics, wherein said measuring system comprises a second set of functional optics, and wherein none of said first set of optics is in common with said second set of optics. 4. The apparatus of claim 1, wherein at least a portion of said targeting system comprises a physical location within a housing containing at least a portion of said measuring system. 5. The apparatus of claim 1, wherein said targeting system further comprises a first housing, wherein said measuring system further comprises a second housing, and wherein said first housing is physically separated from said second housing. 6. An apparatus for noninvasive determination of an analyte property of a sample site of a tissue, comprising: an analyzer, comprising: a targeting system configured to perform a measurement related to the tissue sample, wherein said targeting system generates a first signal, wherein said first signal comprises any of: a capacitance sensor signal; anda fluorescence signal;a measuring system, wherein said first signal is used in dynamically positioning said measuring system relative to the sample site; andwherein said measuring system generates a second signal optically representative of the tissue; anda data processing module, wherein said module generates said analyte property using said second signal. 7. The apparatus of claim 6, wherein said first signal is a capacitance sensor signal and comprises a representation of a distance between said measuring system and the sample. 8. The apparatus of claim 6, wherein said first signal is a fluorescence signal and represents position of said targeting system relative to a non-tissue target, wherein said non-tissue target is imbedded within, positioned on, or attached to the tissue. 9. The apparatus of claim 6, wherein said first signal comprises a representation of any of: a biological feature of the tissue sample;a chemical feature of the tissue sample;a physical feature;a natural component... | Sensys Medical, Inc. | A61B005/1455
US07680530 | B2 | 2010-03-16 | Method and system for display of cardiac event intervals in a resynchronization pacemaker | 2006-05-03 | A cardiac rhythm management system that includes a pacemaker configured for biventricular pacing and an external programmer with an associated display for displaying electrogram data and markers representing ventricular events. Associated with each marker are intraventricular intervals designed to relate information to a user in a manner suited for ventricular resynchronization pacing. | 1. A cardiac rhythm management system, comprising: a pacemaker having a plurality of sensing/pacing channels, a controller for controlling the delivery of paces in accordance with a programmed pacing mode, and a telemetry interface for transmitting signals representing sensing and pacing events;an external programmer with an associated display, wherein the programmer is configured to receive the signals transmitted by the pacemaker and output markers representing sensing and pacing events on the display spaced in accordance with their time sequence, wherein each marker indicates whether the event is a sense or a pace and in which channel the event occurred; and,wherein the external programmer is configured to display an interval value with each marker for a first channel indicating the time interval between the event represented by the marker and the preceding first channel event, and display an interval value with each marker for a second channel indicating the time interval between the event represented by the marker and a nearest first channel event. 2. The system of claim 1 wherein the first and second channels are right and left ventricular channels. 3. The system of claim 2 wherein the programmed pacing mode is based upon events in the right ventricular channel. 4. The system of claim 1 wherein the first and second channels are right and left atrial channels. 5. The system of claim 1 wherein the displayed interval value with each second channel marker indicates the time interval between the event represented by the marker and the nearest preceding first channel event. 6. The system of claim 1 wherein the displayed interval value with each second channel marker indicates the time interval between the event represented by the marker and the nearest first channel event which may follow or precede the second channel event as indicated by a negative or positive interval value, respectively. 7. The system of claim 1 wherein the displayed interval value with each second channel marker indicates the absolute value of the time interval between the event represented by the marker and the nearest first channel event which may precede or follow the second channel event, and the second channel interval is displayed in alignment with the marker representing the later of either the second channel or first channel event. 8. The system of claim 1 wherein the displayed interval value with each second channel marker indicates the absolute value of the time interval between the event represented by the marker and the nearest first channel event which may precede or follow the second channel event, and the second channel interval is displayed in alignment with the marker representing the later of either the second channel or first channel event. 9. A method for displaying electrogram data collected by a pacemaker having a plurality of sensing/pacing channels, comprising: displaying markers representing sensing and pacing events spaced in accordance with... | Cardiac Pacemakers, Inc. | A61B005/04
US07697970 | B2 | 2010-04-13 | Medical apparatus, medical apparatus guide system, capsule type medical apparatus, and capsule type medical apparatus guide apparatus | 2007-06-28 | In a capsule 3 as a medical apparatus inserted into a body cavity, the lengthwise direction of the capsule 3 is used as an insert axis, a manipulation/input device 8, which is magnetized in a direction orthogonal to the insert axis, is disposed at the center position of the insert axis. A magnetic field generation device 4, which is disposed outside of a body, is caused to generate a vibration magnetic field in a direction parallel with the insert axis of the capsule 3 by turning on a vibration (ON/OFF) switch 8f of a manipulation/input device 8 so that couples having lines of action, which are in parallel with the insert axis, are exerted on the capsule 3, thereby the capsule 3 executes a swiveling motion about the insert axis and smoothly travels along a cavity organ. | 1. A capsule endoscope for executing a medical action in a cavity organ of a body to be examined, the capsule endoscope comprising: an untethered main body further comprising:a rotation symmetrical member having a symmetrical axis in a traveling direction, the symmetrical axis further defining a front end and a rear end of the rotation symmetrical member; anda front diameter-reduced portion arranged to the front end of the rotation symmetrical member and a rear diameter-reduced portion arranged to the rear end of the rotation symmetrical member, the front and rear diameter-reduced portions each having a diameter which reduces toward the symmetrical axis of the rotation symmetrical member;an electromagnetic field response portion disposed in the untethered main body and acted by the rotation of an electromagnetic field applied from the outside of the body to be examined;a spiral structure, disposed on at least a portion of an external surface of the rotation symmetrical member of the untethered main body and at least a portion of an external surface of the front diameter-reduced portion of the untethered main body, for converting the rotating motion generated by the electromagnetic field response portion into a thrust; andan image pickup system, provided inside the front diameter-reduced portion of the untethered main body, for picking up an image, whereinan end of the spiral structure is disposed on an external surface of the front diameter-reduced portion of the untethered main body so as to reach the vicinity of a boundary of an imaging area of the image pickup system. 2. The capsule endoscope according to claim 1, wherein the pitch of the spiral structure is constant regardless of a shape of the main body. 3. The capsule endoscope according to claim 1, wherein the electromagnetic field response portion comprises a magnetic substance or a magnet. 4. The capsule endoscope according to claim 1, wherein the electromagnetic field response portion comprises a dielectric substance. 5. The capsule endoscope according to claim 1, wherein the spiral structure of the medical apparatus comprises a plurality of spirals. 6. The capsule endoscope according to claim 1, wherein the diameter-reduced portion is formed in a taper shape. 7. The capsule endoscope according to claim 1, wherein the spiral structure has a hollow portion. 8. The capsule endoscope according to claim 7, further comprising a storage portion for storing at least a medicine, the medicine stored in the storage portion, and a discharge portion for discharging the medicine, and the medicine discharged by the discharge portion passing through the spiral structure having a hollow structure is discharged from an end of the spiral structure. 9. The capsule endoscope according to claim 7, wherein at least a substance-in-body suctioning portion and a storage portion for storing a suctioned substance are disposed in the main body, and an end of the spiral structure having the hollow portion i... | Olympus Corporation | A61B005/05
US07678071 | B2 | 2010-03-16 | Microprocessor controlled ambulatory medical apparatus with hand held communication device | 2003-04-10 | An implantable infusion pump possesses operational functionality that is, at least in part, controlled by software operating in two processor ICs which are configured to perform some different and some duplicate functions. The pump exchanges messages with an external device via telemetry. Each processor controls a different part of the drug infusion mechanism such that both processors must agree on the appropriateness of drug delivery for infusion to occur. Delivery accumulators are incremented and decremented with delivery requests and with deliveries made. When accumulated amounts reach or exceed, quantized deliverable amounts, infusion is made to occur. The accumulators are capable of being incremented by two or more independent types of delivery requests. Operational modes of the infusion device are changed automatically in view of various system errors that are trapped, various system alarm conditions that are detected, and when excess periods of time lapse between pump and external device interactions. | 1. A method of delivering a medium to a patient employing a medical system having an ambulatory medical device (MD), for providing treatment to a body of a patient, and a communication device (CD) for sending messages to or receiving messages from the MD, the method comprising: storing a delivery profile containing a plurality of parameter values, each value corresponding to a predefined time period that is used to control the treatment provided to the body;providing the MD with at least one treatment amount numerical accumulator for accumulating numerical values corresponding to the fractional portions of a quantized amount;deriving an initial value for the numerical accumulator from the delivery profile;configuring the MD to provide at least one quantized amount of treatment to the body of the patient, upon the numerical accumulator accumulating a numerical value corresponding to at least one quantized amount of treatment;adding during each time interval, numerical values corresponding to fractional portions of quantized amounts to the numerical accumulator; andretaining a numerical value corresponding to the remaining portion of the quantized amount of the treatment in the numerical accumulator for later delivery;wherein configuring the MD to provide at least one quantized amount of treatment to the body of the patent comprises: delivering the medium to the body of a patient, with a pumping mechanism, in a series of discrete time intervals;wherein the amount of the medium to be delivered in each time interval is represented as a number of whole pump strokes or a number of fractional pump strokes; andwherein the numerical value corresponding to fractional pump strokes are added to the numerical accumulator to reach a value corresponding to the volume of a whole pump stroke and the MD is configured to deliver the medium in whole pump strokes. 2. The method of claim 1, wherein the numerical accumulator has a first storage value and a second storage value, the first storage value configured to store whole portions of the quantized amount of treatment and in the second storage value the numerical accumulator stores numerical values corresponding to the fractional portions of the quantized amount of treatment. 3. The method of claim 2, wherein the first and second storage locations digitally store the amount of treatment and increment and decrement the numerical accumulator amount after the delivery of the at least portion of the quantized amount of the treatment. 4. The method of claim 2, wherein the first storage location is at least five bits and the second storage location is at least eleven bits. 5. The method of claim 1, further comprising: containing a treatment medium in a reservoir of the MD;the pumping mechanism delivering a quantized amount of the medium to the body of a patient for each pump stroke of the pumping mechanism;wherein said delivering comprises operating the pumping mechanism to provide any whole number of pump strokes in... | Medtronic Minimed, Inc. | A61M031/00 A61B005/00
US07689261 | B2 | 2010-03-30 | Cardiac display methods and apparatus | 2003-11-26 | A method includes receiving a multi-phase axial cardiac dataset, receiving a selection of a phase from a user, when the received selection is systole, generating an endocardial volume of a left ventricle at an end systole phase without further user intervention, and when the received selection is diastole, generating an endocardial volume of the left ventricle at an end diastole phase without further user intervention. | 1. A method for generating views of a heart, said method comprising: scanning a patient's heart using an imaging scanner to generate a multi-phase axial cardiac dataset;transferring the multi-phase axial cardiac dataset to a computer;receiving a selection of a heart phase from a user at the computer, said selection comprising at least one of a systole phase and a diastole phase;segmenting a left cavity volume image of the heart from the multi-phase axial cardiac dataset;calculating an axis of inertia of the segmented left cavity volume image;automatically generating, based on the calculated axis of inertia, at least one of a long axis orientation image and a short axis orientation image of the heart; andgenerating an endocardial volume of a left ventricle at an end of the selected phase without further user intervention, wherein the generated volume excludes a plurality of papillary muscles. 2. A method in accordance with claim 1 wherein said transferring the multi-phase axial cardiac dataset to a computer comprises receiving, at the computer, a computed tomography (CT) multi-phase axial cardiac dataset. 3. A method in accordance with claim 1 wherein said transferring the multi-phase axial cardiac dataset to a computer comprises receiving, at the computer, a positron emission tomography (PET) multi-phase axial cardiac dataset. 4. A method in accordance with claim 1 wherein said transferring the multi-phase axial cardiac dataset to a computer comprises receiving, at the computer, a magnetic resonance (MR) multi-phase axial cardiac dataset. 5. A method in accordance with claim 1 wherein said generating an endocardial volume of a left ventricle at an end of the selected phase without further user intervention comprises generating an endocardial volume of a left ventricle at an end systole phase without user intervention by using at least one of a thresholding tool, a morphological tool, a connectivity tool, an edge detection tool, and a region growing tool. 6. A method in accordance with claim 5 wherein said generating an endocardial volume of a left ventricle at an end systole phase without user intervention by using at least one of a thresholding tool, a morphological tool, a connectivity tool, an edge detection tool, and a region growing tool comprises using said tools such that a contour of a slice is not smoothed. 7. A method in accordance with claim 5 wherein said generating an endocardial volume of a left ventricle at an end systole phase without user intervention by using at least one of a thresholding tool, a morphological tool, a connectivity tool, an edge detection tool, and a region growing tool comprises: generating an endocardial volume of a left ventricle at an end systole phase without user intervention by using a thresholding tool, an edge detection tool, and a region growing tool;using at least one of a thresholding tool, a morphological tool, a connectivity tool, an edge detection tool, and a region growing tool to segment a... | General Electric Company | A61B005/05
US07682313 | B2 | 2010-03-23 | Implantable pressure monitor | 2006-09-06 | A system and method for the intra corporal, telemetric measuring of blood pressure, particularly within the heart or a great vessel, includes a substantially rigid sensor chip mounted in a holder and an antenna. The holder is anchored within an appropriate location in the cardiovascular system, such as in the cardiac septum, via a catheter or other minimally-invasive procedure to position at least one capacitive pressure sensor on the chip in the blood flow to be sensed. Measured values are transmitted telemetrically from the chip to an extra corporal monitoring device. | 1. An implantable pressure monitor comprising: a sensor assembly comprising: a substantially rigid chip including: a proximal end and a distal end;pressure sensors exposed on a first surface of the chip in a sensor region of the distal end;signal processing circuitry receiving pressure-indicative signals from the sensors and producing pressure-indicative output signals; anda chip electrical connector in the proximal end communicating the output signals;a substantially rigid substrate that: is spaced apart from the chip;faces the first surface of the chip;is connected to the chip electrical connector in the chip's proximal end by a substrate electrical connector;defines an aperture positioned over the sensor region of the chip's distal end, thereby exposing the pressure sensors; andcovers the distal end of the chip except for the sensor region; anda flexible filler material located throughout space between the chip and the substrate except beneath the aperture, thereby leaving the pressure sensors exposed, such that (a) the flexible filler material connects the chip to the substrate, and (b) the distal end of the chip is connected to the substrate by only the flexible filler material;a wire that: extends from the substrate;is electrically connected to the substrate electrical connector;communicates the output signals; andis not connected to the chip;an antenna electrically connected to the wire, emitting radiofrequency electrical signals conveying the output signals, and receiving radiofrequency power;a biocompatible sheath that encapsulates the sensor assembly, wire, and antenna and is sufficiently flexible to transmit pressure exerted on the sheath exterior through the sheath;a pressure-transferring medium extending from the sheath, through the aperture, and to the pressure sensors, thereby transferring pressure exerted on the sheath exterior to the pressure sensors;an anchor structure that is: sized and shaped for securing the implantable pressure monitor to an anatomic structure; andfoldable to fit within a delivery catheter lumen; anda sensor fastener connecting the sensor assembly to the antenna and holding the sensor assembly away from the anchor structure. 2. The implantable pressure monitor of claim 1, wherein the sensor fastener comprises a bend or an elbow shape. 3. The implantable pressure monitor of claim 1, wherein the sheath has a curved shape to reduce or eliminate hydrodynamic forces. 4. The implantable pressure monitor of claim 1, wherein the substantially rigid substrate extends distally from the chip to a distal end which comprises a barrier wall protecting a distal end of the chip. 5. The implantable pressure monitor of claim 4, wherein the barrier wall forms an end cap at the distal end of the chip. 6. The implantable pressure monitor of claim 5, wherein the barrier wall extends in a direction substantially perpendicular to a plane of the substrate and to a height such that a top of the barrier wall is at or above a top ... | Vital Sensors Holding Company, Inc. | A61B005/02
US07684589 | B2 | 2010-03-23 | Method and apparatus for image reconstruction using data decomposition for all or portions of the processing flow | 2009-02-09 | A method and apparatus for processing raw image data to create processed images. Raw image data is acquired. The raw image data is decomposed by a data decomposer into N subsets of raw image data. The number N is based on a number of available image generation processors. The N subsets of raw image data are processed by at least one image generation processor to create processed image data. If more than one image generation processor is available, the image generation processors perform image processing on the raw image data in parallel with respect to each other. | 1. A method for reconstructing images, comprising: obtaining raw data representative of an object of interest;decomposing said raw data into N subsets of raw data wherein N is at least two;processing said N subsets of raw data to reconstruct image data by utilizing at least two image generation processors to perform image processing on said raw data in parallel with respect to each other; andapplying at least one of calibration data and offset data to said raw data, said at least one of calibration and offset data being based on system correction data representative of an acquisition system used to acquire said raw data. 2. The method of claim 1, further comprising acquiring said raw data by an acquisition system, said acquisition system being one of computed tomography (CT), positron emission tomography (PET), Nuclear Medicine, Magnetic Resonance Imaging (MRI), and Ultrasound. 3. The method of claim 1, wherein N is based on a number of available image generation processors. 4. The method of claim 1, wherein said number of available said image generation processors being equal to N. 5. The method of claim 1, wherein said number of available image generation processors being greater than said N. 6. The method of claim 1, wherein said N subsets of raw data comprising substantially equal amounts of said raw data. 7. The method of claim 1, said processing step further comprising: processing said raw data with a first said image generation processor according to a first reconstruction process; andprocessing said raw data with a second said image generation processor according to a second reconstruction process, said first and second reconstruction processes being different. 8. The method of claim 1, further comprising acquiring the raw data utilizing a Positron Emission Tomography (PET) System, wherein at least on of image generation processors performs attenuation correction when reconstructing the image data. 9. A method for increasing the performance of a system for processing raw image data, comprising: acquiring raw data representative of an object of interest;dividing said raw data into subsets of raw data; andprocessing at least one of said subsets of raw data with a number of image generation processors in parallel; andsaid dividing step further comprising dividing said raw data based on the number of said image generation processors. 10. The method of claim 9, further comprising adding at least one additional image generation processor, said image generation processors processing said raw data in parallel with respect to each other. 11. The method of claim 9, further comprising: adding at least one additional image generation processor, said image generation processors processing said raw data in parallel with respect to each other;dividing said image generation processors into subsets of said image generation processors; anddirecting said subsets of said image generation processors to process said raw data according to different im... | General Electric Company | G06K009/00 A61B006/00 A61B005/05
US07689265 | B2 | 2010-03-30 | System and method for the joint evaluation of multi phase MR marrow images | 2006-10-19 | A method for jointly evaluating multi-phase magnetic resonance bone marrow images includes receiving a plurality of magnetic resonance (MR) image sequences of bones acquired using different protocols, each sequence comprising a plurality of images, each image comprising a plurality of intensities corresponding to a domain of points on a 2-dimensional grid, analyzing an image sequence to determine the MR protocol of said sequence, segmenting the bone marrow region in each image of said plurality of MR image sequences, and registering each MR image sequence to every other image sequence in said plurality of sequences wherein each point in each image of each of said plurality of image sequences is registered, wherein said registered image sequences are adapted to being analyzed synchronously. | 1. A computer implemented method for jointly evaluating multi-phase magnetic resonance bone marrow images comprising the steps of: receiving a plurality of magnetic resonance (MR) image sequences of bones acquired using different protocols, each sequence comprising a plurality of images, each image comprising a plurality of intensities corresponding to a domain of points on a 2-dimensional grid;analyzing an image sequence by computing intensity histograms and extracting parameters to determine the MR protocol of said sequence;segmenting the bone marrow region in each image of said plurality of MR image sequences; andregistering each MR image sequence to every other image sequence in said plurality of sequences wherein each point in each image of each of said plurality of image sequences is registered, wherein said registered image sequences are adapted to being analyzed synchronously,wherein said steps of receiving a plurality of MR image sequences, determining the MR protocol of each said sequence, segmenting the bone marrow region in each image, and registering each MR image sequence are performed by a computer processor. 2. The method of claim 1, wherein said protocols include T1 images, STIR images, and In-Out phase images. 3. The method of claim 2, further comprising separating said In-Out phase sequence into an In-phase sequence and an Out-phase sequence. 4. The method of claim 1, further comprising automatically clipping intensity values of each said image by analyzing a histogram of intensity values of each image, to calculate a mean intensity value, wherein a sub-range center value and width can be determined, wherein a clipped intensity value is adapted for display on said display device. 5. The method of claim 1, wherein segmenting said bone marrow region comprises detecting bone features in an image, initializing a model contour, and iteratively deforming said contour to a desired boundary. 6. The method of claim 1, wherein registering each MR image sequence comprises providing a registration transformation between points in corresponding images of said sequences of images, and registering the images of each sequence of images. 7. The method of claim 1, further comprising displaying an image of each sequence of images in a window of a display screen, wherein a selection of one image in one of said displayed sequences of images results in a corresponding registered image in each of the other displayed sequences of images to be displayed. 8. The method of claim 7, further comprising jointly scrolling through said plurality of image sequences wherein scrolling through one of said plurality of image sequences results in each of the other image sequences being scrolled synchronously by application of said registration transformations. 9. The method of claim 7, further comprising displaying images of each sequence of images using a color map that maps a pre-defined image intensity range to pre-determined color. 10. The method of cl... | Siemens Medical Solutions USA, Inc. | A61B005/05 G06K009/00 G06K009/34
US07912526 | B2 | 2011-03-22 | EMG electrode apparatus and positioning system | 2009-11-19 | A system for detecting and analyzing electrical activity in the anatomy of an organism underlying an electrode array provides signals corresponding to electrical activity adjacent each electrode. Such signals are correlated to the underlying anatomy of the organism and representative outputs presented through various types of output devices. Such outputs may include variations in coloration or other qualities in correspondence with representations of underlying anatomical structures. The system includes electrode structures and methods for producing and attaching electrode arrays to the organism. The exemplary form of the invention is used in connection with the diagnosis of muscle activity in the lower lumbar regions of humans. Levels of muscle activity detected are analyzed by correlation with the muscular structures underlying the electrode array. Forms of the invention may be used in other applications. | 1. An EMG electrode array comprising: a flexible substrate sheet comprised of a generally electrically nonconductive material;a plurality of electrically conductive electrodes in operatively supported connection with the substrate sheet;a plurality of electrically conductive trace lines in operatively supported connection with the substrate sheet, wherein each electrode includes a respective trace line extending therefrom, wherein the trace lines are relatively narrower than the electrodes, wherein each electrode includes an outside perimeter, wherein each trace line includes opposed sides;wherein each portion of the substrate sheet supporting one of the electrodes and supporting a portion of one of the trace lines that extends from the respective electrode, is bounded in part by at least one perforation through the substrate sheet that extends in surrounding relation around the outside perimeter of the one electrode and along the opposed sides of the portion of the trace line that extends from the respective electrode, such that each of the perforation bounded portions of the substrate sheet supporting portions of a respective trace line corresponds to a bendable stem that is narrower than the perforation bounded portions of the substrate sheet supporting the respective electrode from which the respective trace line extends;wherein the stems of the substrate sheet for each electrode are sufficiently bendable to enable each of the electrodes to move in a plurality of directions relative to each other electrode, while maintaining the electrodes in electrical connection with the trace lines. 2. The EMG electrode array according to claim 1, wherein the substrate sheet includes at least one connection end, wherein each trace line extends between a respective electrode and the at least one connection end of the substrate sheet. 3. The EMG electrode array according to claim 1, wherein the substrate sheet is comprised of a polyester film. 4. The EMG electrode array according to claim 1, wherein the electrodes and trace lines are comprised of a conductive ink. 5. The EMG electrode array according to claim 4, wherein the electrodes are comprised of an epoxy ink including silver. 6. The EMG electrode array according to claim 1, further comprising an electrically conductive adhesive located on each electrode. 7. The EMG electrode array according to claim 6, wherein the adhesive includes hydrogel. 8. The EMG electrode array according to claim 1, further comprising an electrically nonconductive ink deposited over the trace lines. 9. The EMG electrode array according to claim 1, wherein a portion of each electrode is deposited on the substrate sheet over portions of the trace line that extends therefrom. | SpineMatrix, Inc. | A61B005/0492
US08265726 | B2 | 2012-09-11 | Analyte monitoring device and methods of use | 2009-11-09 | An analyte monitor includes a sensor, a sensor control unit, and a display unit. The sensor has, for example, a substrate, a recessed channel formed in the substrate, and conductive material disposed in the recessed channel to form a working electrode. The sensor control unit typically has a housing adapted for placement on skin and is adapted to receive a portion of an electrochemical sensor. The sensor control unit also includes two or more conductive contacts disposed on the housing and configured for coupling to two or more contact pads on the sensor. A transmitter is disposed in the housing and coupled to the plurality of conductive contacts for transmitting data obtained using the sensor. The display unit has a receiver for receiving data transmitted by the transmitter of the sensor control unit and a display coupled to the receiver for displaying an indication of a level of an analyte. The analyte monitor may also be part of a drug delivery system to alter the level of the analyte based on the data obtained using the sensor. | 1. A sensor control unit comprising: an electrochemical sensor, comprising: a substrate having a narrow distal region for partial implantation through a skin surface and a wider proximal region, the substrate including at least a first surface and a second surface;at least one working electrode disposed on the narrow distal region of the substrate and in fluid contact with interstitial fluid under the skin surface, the at least one working electrode formed on the first surface of the substrate;at least one reference electrode disposed on the narrow distal region of the substrate, the at least one reference electrode formed on the first surface of the substrate;at least one counter electrode disposed on the narrow distal region of the substrate, the at least one counter electrode formed on the second surface of the substrate;a plurality of conductive contacts disposed on the wider proximal region of the substrate and on the first surface of the substrate, wherein a first one of the plurality of conductive contacts is in electrical communication with the working electrode, a second one of the plurality of conductive contacts is in electrical communication with the reference electrode, and a third one of the plurality of conductive contacts is in electrical communication with the counter electrode; andat least one via formed through the substrate that electrically connects the counter electrode to the third one of the plurality of conductive contacts;a mounting unit adapted for placement on the skin of the subject and to removably support a portion of the electrochemical sensor extending out of the skin of the subject; anda housing comprising an rf transmitter disposed therein and a plurality of electrical components adapted to couple with the plurality of conductive contacts disposed on the proximal portion of the sensor without intervening wires between the sensor and the housing, wherein the housing is adapted for coupling with the mounting unit. 2. The sensor control unit of claim 1, wherein the mounting unit adapted to removably support a portion of the electrochemical sensor extending out of the skin of the subject comprises a support structure for holding the sensor. 3. The sensor control unit of claim 1, wherein the mounting unit adapted to removably support a portion of the electrochemical sensor extending out of the skin of the subject comprises a support structure for holding the sensor against the second conductive contact. 4. The sensor control unit of claim 1, wherein coupling of the housing and the mounting unit establishes contact between the plurality of conductive contacts disposed on the proximal portion of the sensor and the plurality of electrical components. 5. The sensor control unit of claim 1, further comprising adhesive for adhering the sensor control unit to skin. 6. The sensor control unit of claim 1, wherein the housing is adapted for placement substantially over an insertion site of the sensor. 7. The sensor contr... | Abbott Diabetes Care Inc. | A61B005/05 A61B005/00
US08268243 | B2 | 2012-09-18 | Blood glucose tracking apparatus and methods | 2009-12-28 | A measurement module for glucose testing includes a glucose testing measurement module housing, a test strip receptacle formed in the housing, and a connector portion formed in the housing and shaped to permit mechanical removable attachment of the housing to a hand-held computer. Electronics determine the amount of glucose present in a sample of body fluid, when the test strip is positioned in the receptacle and the body fluid is placed on a test strip, and communicate the glucose amount to the hand-held computer via the connector portion. | 1. A hand-held processing device, comprising: an analyte measurement module removably coupled to a housing, wherein the analyte measurement module includes a setup component having processor-executable instructions;a memory unit disposed within the housing;a processor disposed within the housing, wherein the processor is in communication with the memory unit;a data isolation circuit for isolated data transmission between the analyte measurement module and the memory unit;a power transfer circuit for delivering power to the analyte measurement module, wherein the analyte measurement module is configured to communicate the setup component to the memory unit within the housing, via the data isolation circuit, after power has been delivered to the analyte measurement module via the power transfer circuit, and wherein the processor within the housing is configured to execute the instructions of the setup component; anda connector unit in communication with the processor, wherein the connector unit is configured to provide a connection between the hand-held processing device and an external computer, and wherein the processor is configured to transmit data between the memory unit and the external computer when the connection is provided. 2. The hand-held processing device of claim 1, wherein the processor is configured to synchronize data between the memory unit and the external computer when the connection is provided. 3. The hand-held processing device of claim 1, wherein the hand-held processing device comprises a display unit coupled to the housing and in communication with the processor. 4. The hand-held processing device of claim 3, wherein the display unit comprises a liquid crystal display (LCD). 5. The hand-held processing device of claim 3, wherein the display unit comprises a touchscreen. 6. The hand-held processing device of claim 1, wherein the analyte measurement module comprises a test strip receptacle. 7. The hand-held processing device of claim 6, wherein the test strip receptacle is configured to receive a glucose test strip. 8. The hand-held processing device of claim 1, wherein the hand-held processing device comprises a mobile phone. 9. The hand-held processing device of claim 1, wherein the processor is configured to automatically download data from the memory unit to the external computer, when the connection is provided, without user intervention. 10. The hand-held processing device of claim 1, wherein the connection is a physical, electrical connection. 11. The hand-held processing device of claim 10, wherein the connection is a universal serial bus (USB) connection. 12. The hand-held processing device of claim 1, wherein the connection is a wireless connection. 13. The hand-held processing device of claim 12, wherein the wireless connection is a radio frequency (RF) connection. 14. The hand-held processing device of claim 12, wherein the wireless connection is an infrared (IR) connection. 15. The hand-held proces... | Abbott Diabetes Care Inc. | G01N033/00
US08315687 | B2 | 2012-11-20 | Handheld, repositionable ECG detector | 2007-11-30 | An ECG monitoring device comprises an integral handheld device including a ECG electronic module and an electrode patch having a plurality of electrodes which contact a subject by conductive hydrogel. A release liner covers and protects the hydrogel prior to use and is removed to expose the hydrogel. A second release liner is removed to expose a pressure sensitive adhesive by means of which the device is attached to a subject. The first and second release liners may be parts of a single release liner layer. After use the electrode patch is disposable and the ECG electronic module is detached from the patch for reuse. | 1. An ECG monitoring device disposed to be worn on a subject body comprising: a handheld electrode patch including a plurality of electrodes configured to make contact with the subject body by separate, electrically conductive areas of hydrogel;a removable release liner covering the areas of hydrogel prior to use; andan ECG electronic module which attaches to the electrode patch in electrical communication with the electrodes,wherein the removable release liner further comprises a sheet of nonconductive material having conductive areas aligned with the areas of hydrogel. 2. The ECG monitoring device of claim 1, wherein the electrode patch is disposable and the ECG electronic module is reusable after use. 3. The ECG monitoring device of claim 1, wherein the electrode patch further includes an alignment edge configured to align the electrode patch on the subject body. 4. The ECG monitoring device of claim 3, wherein the alignment edge is part of an alignment aperture of the electrode patch. 5. The ECG monitoring device of claim 1, wherein the ECG electronic module further includes a communication link adapted to transmit received ECG data to a storage and/or display device. 6. The ECG monitoring device of claim 1, wherein the ECG electronic module further includes a display adapted to display received ECG data. 7. A method for acquiring ECG data of a subject with a handheld device including an ECG electronic module and a plurality of electrodes having conductive hydrogel, the hydrogel covered with a release liner comprising a nonconductive layer having conductive areas aligned with the hydrogel, the method comprising: placing the release liner of the handheld device in contact with the subject to acquire ECG data;removing the release liner to expose the hydrogel; andplacing the hydrogel in contact with the subject to acquire ECG data. 8. The method of claim 7, further comprising: marking the location of the electrode patch in relation to the subject. 9. The method of claim 7, wherein removing the release liner further comprises exposing a pressure sensitive adhesive; and attaching the handheld device to the subject by means of the pressure sensitive adhesive. | Koninklijke Philips Electronics N.V. | A61B005/0404
US08419657 | B2 | 2013-04-16 | Device for sampling bodily fluids | 2009-11-23 | A bodily fluid sampling device comprising a lancet which can be advanced against a skin-piercing site to produce a droplet of bodily fluid. A transport medium is positioned sufficiently close to the lancing medium to retain a droplet of bodily fluid therebetween by capillary action. One of the two mediums has hydrophobic material on its surface and the other hydrophilic. Various mechanisms are provided for relatively displacing the lancing and transport medium to move the droplet of bodily fluid away from the skin-piercing end. Furthermore, multiple lancet assemblies may be provided in a barrel or disk configuration and indexed to the displacing mechanisms for sampling a skin site. | 1. Apparatus for sampling bodily fluids comprising: a plurality of elongated lancing mediums, each having a skin-piercing end adapted to be displaced against a skin site to make an incision and produce a droplet of bodily fluid;a plurality of transport mediums, each transport medium oriented sufficiently close to a respective lancing medium to retain a droplet of bodily fluid between the transport medium and the respective lancing medium by capillary action;a mechanism adapted to index said lancing and transport mediums into alignment with said displacement device; anda displacement device adapted to relatively displace a lancing medium and a respective transport medium aligned with said displacement device to move the droplet of bodily fluid away from said skin site. 2. Apparatus as claimed in claim 1 wherein said lancing and transport mediums are arranged in a radial array emanating from a central axis. 3. Apparatus as claimed in claim 2 wherein said apparatus has a disk in which said lancing and transport mediums are retained. 4. Apparatus as claimed in claim 1 further comprising at least one test medium positioned adjacent at least one said lancing medium and respective transport medium, said displacement device being adapted to displace said lancing medium and said respective transport medium to move the droplet of bodily fluid away from said skin site and to said test medium. 5. Apparatus as claimed in claim 4 further comprising an indexing device adapted to index said test medium and position a selected test medium element adjacent said at least one lancing medium and respective transport medium, wherein said test medium comprises a plurality of test medium elements adjacent one another. 6. Apparatus as claimed in claim 5 wherein said test medium comprises a plurality of test medium elements arranged in a roll. 7. Apparatus as claimed in claim 5 wherein said test medium comprises a plurality of test elements arranged in a circular array, said test medium being rotatable to index selected test medium elements to be adjacent said at least transport and respective lancing medium. 8. Apparatus as claimed in claim 5 wherein said plurality of lancing mediums and said plurality of transport mediums are arranged in a radial array emanating from a central axis, wherein said plurality of test medium elements are arranged in a circular array, wherein said radial array of lancing and transport mediums and said circular array of test medium elements are adjacent to and independently rotatable of one another, and wherein said lancing and transport mediums are positioned to apply droplets of bodily fluid to said test medium elements. 9. Apparatus as claimed in claim 8 further comprising a light source arranged to illuminate selected test medium elements to which a droplet of bodily fluid has been applied. 10. Apparatus as claimed in claim 9 wherein said plurality of test medium elements rotate to individually align with said light source. 11. A... | Roche Diagnostics Operations, Inc. | A61B005/00
US08577448 | B2 | 2013-11-05 | Differential apneic detection in aid of diagnosis and treatment | 2008-10-14 | A computer-based detection method employable with a sleeping subject for aiding in the differential-character diagnosis and treatments of apneic events includes gathering heart-sound data, including S1 data and S2 data. A combined time-frequency-intensity (TFI) analysis, of the gathered data is performed, in a continuous manner, over a selected time period. Based on the performing and the performed TFI analysis, an output is produced which is indicative of the presence and character of any detected apneic event. | 1. A computer-based detection and data-processing method employable with a sleeping subject for aiding in the differential-character assessment of apneic events comprising using a data-collection device attached to a sleeping subject, gathering simultaneously from that subject both (a) heart-sound, and related and included snoring-episode data, and (b) ECG data, relevant specifically to differential apneic detection,supplying the collected data to a computer for processing,performing in the computer, with respect to the gathered and supplied heart-sound, and related and included snoring-episode, data, time-frequency-intensity (TFI) analysis and wavelet-based filtering, andbased on said performing, computer-producing time-based graphical output information which, on a common time-base in relation to ECG-waveform information, is indicative (a) of the presence and differential character of any gathered-data-detected apneic event, (b) whether snoring has occurred, and (c) whether only snoring, without an apneic event, has occurred. 2. The method of claim 1, wherein said computer-producing further includes creating a graphical output indication which is specifically indicative of snoring. 3. The method of claim 1, wherein said wavelet-based filtering includes computer-generating a time-frequency-intensity scalogram. | Inovise Medical, Inc. | A61B005/04 A61B005/02 A61B007/00
US08577432 | B2 | 2013-11-05 | Noise tolerant measurement | 2009-09-09 | The invention relates to statistical methods for fitting a mathematical model of the interaction of signals, such as optical signals, with tissue to detected signals or data related to the interaction. In particular it relates to statistical methods for fitting a mathematical model of the interaction of optical signals with tissue to actual signals, such as interferometric signals related to data optical scattering in tissue and their relationship to glucose concentration. It also relates to statistical methods for fitting a mathematical model of the interaction of optical signals with tissue to data such as the spectral distribution values of optical signals absorbed or scattered by tissue and their relationship to glucose concentration. The invention provides a practical non-invasive glucose measurement method and system. The invention also provides a measurement method and system that performs well in low signal-to-noise environments. | 1. A non-invasive analysis system comprising: an OCT analysis system, said OCT analysis system outputting measurement signals containing information obtained from a target of interest;a system model processor configured for generating and outputting theoretical signals consistent with an idealized OCT analysis system;a noise model processor configured for generating and outputting noise statistics related to measurements obtained by the OCT analysis system;a parametric estimation processor configured to receive said measurement signals, said theoretical signals and said noise statistics and where said parametric estimation processor is configured to use at least one fitness criterion to estimate at least one model parameter used by said system model processor to optimize the fit of said theoretical signals with said measurement signals with consideration of said noise statistics; andan output, where said output provides information about said target of interest based on said at least one estimated model parameter. 2. The system as in claim 1, wherein the system model processor is responsive to iterative outputs of the parametric estimation processor. 3. The system as in claim 2, wherein the iterative outputs include outputs which incorporate signals from multiple targets. 4. The system as in claim 1, wherein the system model processor uses a model empirically generated by analyzing data sets and is configured to dynamically find a pattern without being predicated on the operative physics. 5. A multiple reference OCT system, said system comprising: a multiple reference OCT system, outputting measurement signals containing information obtained from a target of interest;a system model processor configured for generating and outputting theoretical signals consistent with an idealized multiple reference OCT analysis system;a noise model processor configured for generating and outputting noise statistics related to measurements obtained by the OCT analysis system;a parametric estimation processor configured to receive said measurement signals, said theoretical signals and said noise statistics and where said parametric estimation processor is configured to use at least one fitness criterion to estimate at least one model parameter used by said system model processor to optimize the fit of said theoretical signals with said measurement signals with consideration of said noise statistics; andan output, where said output provides information about said target of interest based on said at least one estimated model parameter. | - | A61B005/1455
US09301697 | B2 | 2016-04-05 | Systems and methods for recalibrating a non-invasive blood pressure monitor | 2008-09-30 | Techniques for non-invasive blood pressure monitoring are disclosed. Data corresponding to a patient may be received from a hospital information system. The data may include, for example, drug administration data, medical procedure data, medical equipment data, or a combination thereof. Whether a blood pressure monitoring system needs to be recalibrated may be determined, based at least in part on the received data. If it is determined that the blood pressure monitoring system needs to be recalibrated, the recalibration may be performed and at least one blood pressure measurement of the patient may be computed using the recalibrated blood pressure monitoring system. | 1. A method for monitoring blood pressure, the method comprising: receiving at a blood pressure monitoring system, from a hospital information system, data corresponding to a patient that is not determined based on a measured physiological parameter of the patient, wherein the data identifies a drug administration event;determining, based on the received data and an expected effect of the drug administration event on the patient's arterial compliance, whether a blood pressure monitoring system needs to be recalibrated;recalibrating the blood pressure monitoring system if it is determined that the blood pressure monitoring system needs to be recalibrated; andcomputing at least one blood pressure measurement of the patient using the recalibrated blood pressure monitoring system. 2. The method of claim 1 wherein receiving the data corresponding to the patient further comprises receiving data selected from the group consisting of: medical procedure data and medical equipment data. 3. The method of claim 1 further comprising: determining an identifier corresponding to a drug to be administered to the patient based at least in part on a scan of a tag corresponding to the drug; andstoring the identifier in the hospital information system as part of the data corresponding to the patient. 4. The method of claim 1 wherein computing the at least one blood pressure measurement comprises: detecting a first photoplethysmograph (PPG) signal;detecting a second PPG signal;measuring a time difference between the first and second PPG signals; andgenerating the at least one blood pressure measurement based at least in part on the measured time difference. 5. The method of claim 4 wherein determining whether the blood pressure monitoring system needs to be recalibrated is further based at least in part on an item selected from the group comprising: the computed at least one blood pressure measurement and at least one characteristic of the first and second PPG signals. 6. The method of claim 1 wherein determining whether the blood pressure monitoring system needs to be recalibrated comprises scheduling a recalibration in response to determining that the blood pressure monitoring system needs to be recalibrated. 7. The method of claim 6 wherein: the data received from the hospital information system is indicative of a drug to be administered to the patient; andscheduling the recalibration is based at least in part on at least one characteristic of the drug to be administered. 8. The method of claim 1 wherein recalibrating the blood pressure monitoring system comprises: accessing a reference blood pressure measurement; andcomputing at least one mathematical constant based on the accessed reference blood pressure measurement, wherein computing the at least one blood pressure measurement is based at least in part on the computed at least one mathematical constant. 9. The method of claim 1 wherein the data that identifies the drug administration event comprises at ... | Nellcor Puritan Bennett Ireland | A61B005/02 A61B005/021 A61B005/022 G06F019/00 A61B005/1455 A61B005/00
US20100056947 | A1 | 2010-03-04 | Placeholder for collecting and analyzing thermal data based on breast surface temperature to determine suspect conditions | 2009-08-27 | A portable computing device or microprocessor/storage system including temperature sensors used to collect temperature readings of a breast tissue of a subject. The device would collect data from the sensors at regular time intervals over a period of time. All of the generated temperature data is stored in the portable computing or storage device. The sensors are placed on the greatest areas of interest on the breast, based on where most cancers develop, by using a sensor placeholder. The sensor placeholder would be lobate shaped, with the sensor placeholder aligning with the glandular regions of the breast where cancers are most likely to develop. The temperature data is then analyzed by one or more classifier systems and classified as either suspect or non-suspect tissue. | 1. A sensor placeholder for placing a set of sensors on a breast of a subject, the sensor placeholder being substantially lobate shaped with a set of four appendages, each appendage among the set of four appendages forming a series of holes within each appendage, each hole among the series of holes serving as a location for placing a sensor among the set of sensors. 2. The sensor placeholder as recited in claim 1, further comprising a central area forming a center hole for placement over a nipple of the breast to align the sensor placeholder. 3. The sensor placeholder as recited in claim 2, wherein the sensor placeholder is aligned with three appendages of the set of four appendages positioned above the nipple. 4. The sensor placeholder as recited in claim 2, wherein the set of sensors are temperature sensors. 5. The sensor placeholder as recited in claim 2, wherein a first appendage of the sensor placeholder is positioned below the nipple, wherein a second appendage of the sensor placeholder is positioned in an upper outer quadrant of the breast, wherein a third appendage of the sensor placeholder is positioned above the nipple, and wherein a fourth appendage of the sensor placeholder is position in an upper inner quadrant of the breast. 6. The sensor placeholder as recited in claim 5, wherein the second appendage is further positioned toward axilla associated with the breast. 7. The sensor placeholder as recited in claim 5, wherein the third appendage is further positioned along a vertical midline above a horizontal midline of the breast. 8. The sensor placeholder as recited in claim 5, wherein the second appendage is further positioned toward an ambient temperature zone of the breast. 9. The sensor placeholder as recited in claim 1, wherein the each appendage is substantially elongated so as to conform the substantially lobate shape to a large breast and to a small breast. 10. The sensor placeholder as recited in claim 1, wherein the series of holes enable the sensor to be placed within a hole in the series of holes representing a flexible position of the breast. 11. The sensor placeholder as recited in claim 10, wherein the flexible position of the breast includes in an area of concern, near a palpable lesion, and in a contralateral position. 12. The sensor placeholder as recited in claim 1, wherein a first appendage of the sensor placeholder is positioned below the nipple, wherein a second appendage of the sensor placeholder is positioned in an upper outer quadrant of the breast, wherein a third appendage of the sensor placeholder is positioned above the nipple, and wherein a fourth appendage of the sensor placeholder is position in an upper inner quadrant of the breast. 13. The sensor placeholder as recited in claim 12, wherein the second appendage is further positioned toward axilla associated with the breast. 14. The sensor placeholder as recited in claim 12, wherein the third appendage is further positioned along a vertical ... | Lifeline Biotechnologies, Inc. | A61B005/01
US20100094702 | A1 | 2010-04-15 | METHOD FOR EVALUATING THE EFFECTIVENESS OF COMMERCIAL COMMUNICATION | 2006-12-22 | A method of quantitatively assessing the effectiveness of an audiovisual, visual or audio advertisement including the steps of: presenting the advertisement to a plurality of subjects, the advertisement having a sequence of audiovisual, visual and/or audio features which occur as a function of time; obtaining, during presentation of the advertisement, EEG signals from the subjects from predetermined scalp sites thereof; calculating SSVEP amplitudes and/or phase differences from EEG signals obtained from the predetermined scalp sites in order to obtain output signals which represent predetermined psychological states of each subject to the features as a function of time; combining the output signals from the subjects to obtain pooled output signals; and displaying the pooled output signals to thereby enable quantitative assessment of the subjects' responses to the features of the advertisement in order to assess the effectiveness of the features of the advertisement. | 1. A method of quantitatively assessing the effectiveness of an audiovisual, visual or audio advertisement including the steps of: presenting the advertisement to a plurality of subjects, the advertisement having a sequence of audiovisual, visual and/or audio features which occur as a function of time;obtaining, during presentation of the advertisement, EEG signals from the subjects from predetermined scalp sites thereof;calculating SSVEP amplitudes and/or phase differences from EEG signals obtained from said predetermined scalp sites in order to obtain output signals which represent predetermined psychological states of each subject to said features as a function of time;combining the output signals from said subjects to obtain pooled output signals; anddisplaying the pooled output signals to thereby enable quantitative assessment of the subjects' responses to said features of the advertisement in order to assess the effectiveness of the features of the advertisement. 2. A method as claimed in claim 1 including the step of simultaneously displaying the advertisement to said plurality of subjects. 3. A method as claimed in claim 1 wherein the step of combining the outputs includes the step of averaging output signals from each subject. 4. A method as claimed in claim 2 including the step of selecting scalp sites in order to obtain output signals which enable assessment of: visual attention to detail;visual attention to global features;multi-modal attention to detail or desirability;multi-modal attention to global features or desirability;emotional intensity;attraction-repulsion;engagement; orbehavioural intentin relation to the features of the advertisement. 5. A method as claimed in claim 4 including the step of applying a sinusoidally varying visual flicker stimulus to each subject during presentation of the advertisement to thereby enable calculation of Fourier coefficients from said output signals to thereby enable calculation of said SSVEP amplitudes and/or phase differences. 6. A method as claimed in claim 5 wherein said SSVEP amplitude and phase are calculated by the equations:SSVEPamplitude=(An2+Bn2)SSVEPphrase=atan(BnAn)where: an and bn are cosine and sine Fourier coefficients calculated by the equations:an=1SΔτ∑i=0S-1f(nT+iΔτ)cos(2πT(nT+iΔτ))bn=1SΔτ∑i=0S-1f(nT+iΔτ)sin(2πT(nT+iΔτ))where: an and bn are the cosine and sine Fourier coefficients respectively where;n represents the nth flicker stimulus cycle;S is the number of samples per flicker stimulus cycle;Δτ is the time interval between samples;T is the period of one cycle;f(nT+iΔτ) is the EEG signal (raw or pre-processed using ICA) obtained from said predetermined scalp sites;and wherein An and Bn are overlapping smoothed Fourier coefficients calculated by using the equation:An=∑i=1i=Nan+i/NBn=∑i=1i=Nbn+i/N 7. A method as claimed in claim 6 including the steps of: obtaining EEG signals from a plurality of scalp sites of each subject; a... | - | G06Q030/00 G06Q010/00 A61B005/0476
US20100099955 | A1 | 2010-04-22 | Method for Transmitting Information for a Collective Rendering of Information on Emotions | 2008-02-22 | A method is provided for transmitting information concerning at least two persons. The method for transmitting information inside a group includes at least the following steps: obtaining emotional conditions associated with the persons; converting each of the emotional conditions into condition information; transmitting the condition information to emotion rendering device capable of associating with each person at least two predetermined conditions representative of at least two respective different emotional conditions. | 1. A method for transmitting information pertaining to at least two persons, wherein the method includes at least the following steps: obtaining emotional states associated with said persons;transforming each of said emotional states into a piece of state information; andtransmitting said pieces of state information to emotion-rendering means capable of associating, with each person, at least two predetermined states representing at least two distinct respective emotional states. 2. The method for transmitting pieces of information according to claim 1, wherein the method comprises a step for putting at least one second person into communication with a first person who has preliminarily declared his emotional state. 3. The method for transmitting pieces of information according to claim 1, wherein the obtaining step comprises a step of declaration, by at least one of said persons, of his emotional state. 4. The method for transmitting pieces of information according to claim 3, wherein the declaring step comprises a step of associating a date of creation with said emotional state. 5. The method for transmitting pieces of information according to claim 4, wherein the step of transforming comprises a step of adapting the state information as a function of said date of creation. 6. The method for transmitting pieces of information according to any claim 1, wherein the method comprises a step of identifying persons belonging to a group comprising the following steps: obtaining an identifier of said group;searching within a database for an identity of each of the persons belonging to said group by said identifier. 7. The method for transmitting pieces of information according to claim 1 wherein, during the transforming step, said emotional state is converted into a control signal that can be interpreted by the emotion-rendering means. 8. The method for transmitting pieces of information according to claim 1, wherein the method comprises a step of rendering said emotional state information acting on at least one illumination of at least one part of a rendering element, in effecting variation in at least one of the parameters belonging to the group comprising: color;intensity;pulsation. 9. The method for transmitting pieces of information according to any claim 1, wherein said rendering means comprising means for entry of at least one emotional state, said obtaining step comprises a step of entry of an emotional state by selection, using said entry means, of one state among a set of at least two predetermined states. 10. A system for transmitting information pertaining to at least two persons, wherein the system comprises: means for obtaining emotional states associated with said persons;means for transforming each emotional state into a piece of state information; andmeans for transmitting said state information to emotion-rendering means capable of associating, with each person, at least two predetermined states representing at least two dist... | FRANCE TELECOM | A61B005/00 G06F015/16 G06F017/30 G06F003/048
US07706871 | B2 | 2010-04-27 | System and method of prediction of response to neurological treatment using the electroencephalogram | 2005-02-18 | Disclosed is a system and method of assessing the efficacy of and predicting response to treatment of neurological or psychological disorders. The preferred embodiment uses at least two surface electrodes to acquire EEG signals from the surface of a patient's body, a processor for computing from the EEG signals various features and indices that are representative of the patient's neurological or psychological state. Pretreatment indices represent a patient's neurological or psychological state and therefore may be used to predict the response to treatment. Changes in these parameters may be used to assess the efficacy of treatment and to modify the treatment to optimize the resultant patient state. | 1. A system for predicting response to treatment of a neurological disorder comprising: at least two electrodes for acquiring at least one electrophysiological signal from the body;a processor for calculating from said at least one electrophysiological signal at least one feature relating to the response to said treatment without comparing said at least one feature to a reference dataset, at least one of the at least one electrophysiological signal being acquired before the initiation of said treatment and one of said at least one feature being a prediction of the effectiveness of a treatment in achieving a change in a self-reported mood or anxiety score or a prediction of response to a treatment in achieving a change in a self-reported mood or anxiety score; wherein said processor calculates at least two features and combines said at least two features into an index. 2. The system for predicting response to treatment of a neurological disorder of claim 1 wherein said treatment is neurostimulation. 3. The system for predicting response to treatment of a neurological disorder of claim 2 wherein said neurostimulation is deep brain stimulation. 4. The system for predicting response to treatment of a neurological disorder of claim 2 wherein said neurostimulation is vagus nerve stimulation. 5. The system for predicting response to treatment of a neurological disorder of claim 1 wherein said treatment is the administration of a pharmacological agent. 6. The system for predicting response to treatment of a neurological disorder of claim 1 wherein said treatment is electroconvulsive therapy. 7. The system for predicting response to treatment of a neurological disorder of claim 1 wherein said treatment is transcranial magnetic stimulation. 8. The system for predicting response to treatment of a neurological disorder of claim 1 wherein said processor calculates at least one feature from a spectral array. 9. The system for predicting response to treatment of a neurological disorder of claim 1 wherein said processor calculates at least one feature from a power spectral array. 10. The system for predicting response to treatment of a neurological disorder of claim 1 wherein said processor calculates at least one feature from a bispectral array. 11. The system for predicting response to treatment of a neurological disorder of claim 1 wherein said at least one feature is a time domain feature. 12. The system for predicting response to treatment of a neurological disorder of claim 1 wherein said at least two electrodes are placed in a bilateral montage. 13. The system for predicting response to treatment of a neurological disorder of claim 1 wherein said at least two electrodes are placed in a unilateral montage. 14. A system for predicting response to treatment of a neurological disorder comprising: at least two electrodes for acquiring at least one electrophysiological signal from the body;a processor for calculating from said at least one electrop... | Nellcor Puritan Bennett LLC | A61B005/00
US07689260 | B2 | 2010-03-30 | Shape-memory polymer coated electrodes | 2004-11-08 | There is provided a slowly implantable electrode. A coating for an electrode, the coating includes a shape-memory polymer. A method for inserting an electrode into brain tissue by inserting an implantable electrode having a shape-memory polymer coated electrode into brain tissue. | 1. A method for inserting an electrode into tissue by inserting a slowly implantable electrode comprising a share-memory polymer coated electrode capable of being slowly implanted into brain tissue. 2. The method according to claim 1, wherein said inserting step includes inserting the electrode into tissue and slowly resorbing a coating on the electrode into the brain. 3. The method according to claim 1, wherein said inserting step includes slowly placing the electrode within the tissue to be treated. 4. The method according to claim 1, further including altering surface structure of the electrode. 5. A method of minimizing trauma and astrocytic scarring by slowly inserting a slowly implantable electrode comprising a share-memory polymer coated electrode capable of being slowly implanted into body tissue, thereby minimizing trauma and astrocytic scarring. 6. The method according to claim 5, wherein said inserting step includes inserting the electrode into body tissue and slowly resorbing a coating on the electrode into the tissue. 7. A method of minimizing trauma and astrocytic scarring by slowly inserting a slowly implantable electrode comprising a shape-memory polymer coated electrode and having a therapeutic coating into body tissue and allowing the body to absorb the therapeutic coating to minimize trauma and astrocytic scarring. | The Regents of the University of Colorado | A61B005/04 A61N001/05
US07706862 | B2 | 2010-04-27 | Detecting human cancer through spectral optical imaging using key water absorption wavelengths | 2004-08-26 | Spectral optical imaging at one or more key water absorption fingerprint wavelengths measures the difference in water content between a region of cancerous or precancerous tissue and a region of normal tissue. Water content is an important diagnostic parameter because cancerous and precancerous tissues have different water content than normal tissues. Key water absorption wavelengths include at least one of 980 nanometers (nm), 1195 nm, 1456 nm, 1944 nm, 2880 nm to 3360 nm, and 4720 nm. In the range of 400 nm to 6000 nm, one or more points of negligible water absorption are used as reference points for a comparison with one or more key neighboring water absorption wavelengths. Different images are generated using at least two wavelengths, including a water absorption wavelength and a negligible water absorption wavelength, to yield diagnostic information relevant for classifying a tissue region as cancerous, precancerous, or normal. The results of this comparison can be used to identify regions of cancerous tissue in organs such as the breast, cervix and prostate. | 1. A minimally invasive method for enabling detection of cancerous tissues, the method comprising the steps of (a) performing spectral optical imaging of a tissue substantially at one or more peak water absorption wavelengths to generate a water absorption image;(b) performing spectral optical imaging of the tissue at one or more wavelengths of low or negligible water absorption to generate a reference water absorption image; andcomparing the generated water absorption and reference water absorption images so as to identify any substantial difference in water content between a first region of the tissue and a second region of the tissue, such that changes in water content in normal and cancerous tissues at a same water absorption peak wavelength become detected, wherein steps (a) and (b) are performed simultaneously or successively in any order. 2. The method of claim 1 wherein the one or more wavelengths of lower or negligible water absorption include at least one of 4500 nm, 2230 nm, 1700 nm, and 1300 nm. 3. The method of claim 1 further including the step of generating a difference image from the water absorption image and the reference water absorption image. 4. The method of claim 1 wherein steps (a) and (b) are used to diagnose one or more regions of cancerous tissue in a human prostate by using at least one of: (i) one or more water absorption peaks at 1195 nm for deep prostate cancer detection, and (ii) one or more water absorption peaks at, 1944 nm, 2880-3600 nm, and 4720 nm for surface and subsurface prostate cancer detection or pathology of thin slices of tissues. 5. The method of claim 1 wherein steps (a) and (b) are used to diagnose one or more regions of cancerous tissue in at least one of skin, a cervix, a human breast, and other human organs. 6. A minimally invasive method for enabling detection of tissue in cancerous or precancerous tissues, the method comprising the steps of: (a) performing spectral optical imaging of a tissue substantially at one or more peak water absorption wavelengths including at least one of 1195 nm, 1944 nm, 2880 nm to 3360 nm, and 4720 nm, to generate a water absorption image so as to enable an identification of any regions of the tissue in terms of the water content;(b) performing spectral optical imaging of the tissue at one or more wavelengths of low or negligible water absorption including at least one of 4500 nm, 2230 nm, 1700 nm, and 1300 nm, to generate a reference water absorption image;wherein steps (a) and (b) are performed simultaneously or successively in any order to enable a comparison of the generated water absorption and reference water absorption images so as to identify any substantial difference in water content between a first region of the tissue and a second region of the tissue. 7. The method of claim 6 further including the step of generating a difference image from the water absorption image and the reference water absorption image. 8. The method of claim 6 wherein steps (... | Research Foundation of the City University of New York | A61B006/00 A61B005/00
US20100081956 | A1 | 2010-04-01 | Method, composition, and system to control pH in pulmonary tissue of a subject | 2008-09-30 | Methods, pharmaceutical compositions, and systems are provided which include a method for treating a pulmonary viral infectious disease in a subject. The method includes administering a pharmaceutical composition including at least one agent to a pulmonary tissue of the subject, wherein the pharmaceutical composition is administered as two or more distinct and non-overlapping particle size ranges configured to contact two or more levels of pulmonary tissue of the subject, wherein the at least one agent is configured to achieve a selected pH range in the two or more levels of pulmonary tissue of the subject. | 1. A method for treating a pulmonary viral infectious disease in a subject comprising: administering a pharmaceutical composition including at least one agent to a pulmonary tissue of the subject, wherein the pharmaceutical composition is administered as two or more distinct and non-overlapping particle size ranges configured to contact two or more levels of pulmonary tissue of the subject, wherein the at least one agent is configured to achieve a selected pH range in the two or more levels of pulmonary tissue of the subject. 2. The method of claim 1, wherein the pulmonary tissue includes epithelial tissue, mesenchymal tissue, or endothelial tissue. 3. The method of claim 1, wherein the levels of pulmonary tissue include oropharynx or nasopharynx tissue. 4. The method of claim 1, wherein the levels of pulmonary tissue include trachial tissue. 5. The method of claim 1, wherein the levels of pulmonary tissue include bronchial, bronchiole, alveolar duct, or alveoli tissue. 6. The method of claim 1, wherein the at least one agent includes at least one buffering agent. 7. The method of claim 1, wherein the at least one agent includes at least one basic agent. 8. The method of claim 1, wherein the at least one agent includes at least one acidic agent. 9. The method of claim 1, wherein the two or more distinct and non-overlapping particle size ranges include powders, micronized microparticles, nanoparticles, or liposomes. 10. The method of claim 1, wherein the two or more distinct and non-overlapping particle size ranges include an anion exchange particle or a cation exchange particle. 11. The method of claim 9, wherein the two or more distinct and non-overlapping particle size ranges have an average size less than about 10 μm. 12. The method of claim 9, wherein the two or more distinct and non-overlapping particle size ranges have an average size less than about 6 μm. 13. The method of claim 9, wherein the two or more distinct and non-overlapping particle size ranges have an average size less than about 4 μm. 14. The method of claim 9, wherein the two or more distinct and non-overlapping particle size ranges have an average size less than about 2 μm. 15. The method of claim 9, wherein the two or more distinct and non-overlapping particle size ranges include less than about 4 μm, less than about 3 μm, less than about 2 μm, less than about 1500 nm, less than about 1 μm, less than about 800 nm, less than about 700 nm, less than about 600 nm, less than about 500 nm, less than about 400 nm, less than about 300 nm, less than about 200 nm, less than about 100 nm, less than about 75 nm, or less than about 50 nm. 16. The method of claim 9, wherein the two or more distinct and non-overlapping particle size ranges include less than about 1900 nm, less than about 1800 nm, less than about 1700 nm, less than about 1600 nm, less than about 1500 nm, less than about 1400 nm, less than about 1300 mm, less than about 1200 nm, less than about 1100 nm, less ... | Searete LLC, a limited liability corporation of the State of Delaware | A61B005/08 A61K009/14 A61K009/127
US20100106061 | A1 | 2010-04-29 | METHOD AND ARRANGEMENT FOR THE THREE-DIMENSIONAL DETECTION OF THE SPATIAL SHAPE OF A FOOT | 2007-12-19 | A method for the three-dimensional, digitized sensing of the spatial shape of at least one foot of a person. The method includes: determining a desired position for the foot which is predefined by the footwear to be selected or fabricated; moving the foot to the desired position by means of a device which can preferably be adjusted using a motor; optical sensing and digitizing the three-dimensional spatial shape of the foot in the desired position. Furthermore, an arrangement by means of which at least one foot of a person is moved to a desired position and the spatial shape of the foot is digitized in a mainly contactless manner includes a bottom plate, a first support and a second support. The first and second supports are movable, preferably using a motor, parallel or perpendicular to the bottom plate to move the foot to the desired position. | 1. A method for the three-dimensional, digitized sensing of the spatial shape of at least one foot or of both feet of a person for a selection or individual manufacture of footwear, the method comprising the following steps: determining a desired position for the foot/feet which is predefined by the footwear to be selected or manufactured;moving the foot/feet to the desired position by means of a device which can be adjusted; andoptical sensing and digitizing the three-dimensional spatial shape of the foot/feet in the desired position. 2. The method according to claim 1, wherein the foot/feet is/are successively moved to different desired positions and the three-dimensional spatial shape is determined in each of these positions. 3. The method according to claim 1, wherein the desired position is predefined by geometric specifications. 4. The method according to claim 1, wherein at least one physical sensor is mounted in the device and a value measured by the sensor is predefined for the desired position. 5. The method according to claim 4, wherein a plurality of sensors is provided and the sensors provide static and/or dynamic pressure values and/or temperature values and/or electrodynamic values at different points of the sole of the foot. 6. The method according to claim 4, wherein the sensors provide measured values relating to the posture of the person. 7. The method according to claim 1, wherein the foot/feet is/are moved to a desired position in which the heel is higher than the front toe plateau. 8. The method according to claim 1, wherein the foot is tilted along its longitudinal axis to obtain a desired position. 9. The method according to claim 1, wherein the desired position/the desired positions is/are taken from a first database depending on at least one of the following specifications: gender of the person;pre-selection of the desired shoe shape;possible restrictions of use; andanatomic measured values. 10. The method according to claim 1, wherein a selection of the footwear is performed with the aid of a second database in which rules for the selection or manufacture of a best-fitting shoe are stored depending on the determined spatial shape and/or data derived therefrom, the customer demands, the anatomy of the customer, medical rules and technical shoe manufacturing facts. 11. An arrangement by means of which a foot or both feet of a person is/are moved to a desired position in which the spatial shape of the foot/feet is digitized in a mainly contactless manner, the arrangement comprising: a bottom plate having a support surface on which the front part of the foot rests;a first support on which the arch of the foot rests; anda second support on which the heel rests;the first and second supports being movable parallel and perpendicular to the bottom plate to move the foot/feet to the desired position. 12. The arrangement according to claim 11, wherein both supports each have two separately movable parts which are arrang... | corpus.e AG | A61B005/107
US20100076323 | A1 | 2010-03-25 | METHOD AND APPARATUS FOR DETERMINING A RESPIRATION PARAMETER IN A MEDICAL DEVICE | 2008-10-31 | An apparatus for determining a respiration parameter in a medical device in which a pressure sensor senses pressure signals, and a signal processor, coupled to the pressure sensor, receives the sensed pressure signals and generates corresponding sample points. A microprocessor continuously adjusts a breath detection threshold in response to the generated sample points to generate a current adjusted breath detection threshold, compares a current generated sample point to the current adjusted breath detection threshold, suspends the continuous adjusting of the breath detection threshold and sets the breath detection threshold equal to the most current adjusted breath detection threshold generated prior to the suspending, and determines the respiration parameter in response to a comparing of a next generated sample point to the set breath detection threshold | 1. An apparatus for determining a respiration parameter in a medical device, comprising: a pressure sensor to sense pressure signals;a signal processor coupled to the pressure sensor to receive the sensed pressure signals and generate corresponding sample points; anda microprocessor to continuously adjust a breath detection threshold in response to the generated sample points to generate a current adjusted breath detection threshold, compare a current generated sample point to the current adjusted breath detection threshold, suspend the continuous adjusting of the breath detection threshold and set the breath detection threshold equal to the most current adjusted breath detection threshold generated prior to the suspending, and determine the respiration parameter in response to a comparing of a next generated sample point to the set breath detection threshold. 2. The apparatus of claim 1, further comprising a storage device to store a predetermined number of generated sample points, wherein the microprocessor sets the breath detection threshold equal to one of a minimum amplitude and a maximum amplitude of the current stored sample points, and updates the stored predetermined number of generated sample points to include a subsequently generated sample point. 3. The apparatus of claim 1, wherein the respiration parameter is a breath count. 4. The apparatus of claim 1, further comprising: an electrode to sense cardiac signals; anda signal filtering system to filter the sensed pressure signal, wherein the microprocessor determines a heart rate in response to the sensed cardiac signals, and the signal filtering system filters the sensed pressure signals in response to the determined heart rate to generate a heart-rate dependent frequency response to derive a filtered signal, wherein the signal processor generates the sample points in response to the derived filtered signal. 5. The apparatus of claim 4, further comprising: a first filter having a first frequency response corresponding to the determined heart rate being greater than a heart rate threshold; anda second filter having a second frequency response different from the first frequency response, the second frequency response corresponding to the determined heart rate being less than the heart rate threshold. 6. The apparatus of claim 5, wherein the signal processor selects the first filter and the second filter one at a time in a sequential manner in response to the determined heart rate and, the derives the filtered signal as a continuous signal comprising sequential outputs of the first filter and the second filter. 7. The apparatus of claim 5, wherein the signal processor selects the first filter and the second filter simultaneously for parallel filtering of the pressure signals, and wherein the filtered signal comprises a first signal component corresponding to an output of the first filter and a second signal component corresponding to an output of the second filter. 8. The apparatu... | - | A61B005/0205
US20100076298 | A1 | 2010-03-25 | METHOD AND DEVICE FOR DETERMINING THE SPATIAL DISTRIBUTION OF THE SPECIFIC ABSORPTION RATE PRODUCED BY AN ELECTROMAGNETIC FIELD-RADIATING APPARATUS | 2009-09-17 | In a method to determine the spatial distribution of the specific absorption rate in tissue that represents a measure of the absorption of electromagnetic fields emitted by means of a radiation generating element, at least one item of measurement information acquired by a thermoacoustic computed tomography device is used to determine the specific absorption rate. | 1. A method to determine the spatial distribution of the specific absorption rate (SAR) in biological tissue, comprising the steps of: obtaining measurement information from a subject containing biological tissue by thermoacoustic computed tomography (TCT); andin a processor, automatically determining a spatial distribution of the SAR in the subject using said measurement information obtained by TCT. 2. A method as claimed in claim 1 comprising, in said processor, automatically determining said spatial distribution as a distribution of the coefficient of thermal expansion represented by said measurement information obtained by TCT. 3. A method as claimed in claim 1 comprising, in said processor, determining said spatial distribution of the SAR by identifying an expansion factor associated with said biological tissue and additionally using said expansion factor to determine the spatial distribution of the SAR. 4. A method as claimed in claim 3 comprising detecting said expansion factor using an imaging device other than a TCT device. 5. A method as claimed in claim 1 comprising, with a magnetic resonance apparatus, obtaining additional information selected from the group consisting of a parameter map and a magnetic resonance image and, in said processor, using said additional information together with said measurement information obtained by TCT to automatically determine the spatial distribution of the SAR. 6. A method as claimed in claim 5 comprising, in said magnetic resonance apparatus, employing a radio-frequency coil that generates a B+1 magnetic field having spatial information associated therewith, and using said spatial information associated with said B+1 magnetic field as said additional information. 7. A method as claimed in claim 4 comprising, with said imaging device, providing information, as said additional information, selected from the group consisting of a spatial distribution of dispersion, a speed of sound, and absorption of tissue in the subject. 8. A method as claimed in claim 1 comprising placing said subject in an MR imaging apparatus having a radio-frequency coil used by said imaging apparatus to acquire said MR measurement data, and administering a heat pulse to the subject in said TCT using said radio-frequency coil of said MR imaging apparatus. 9. A method as claimed in claim 8 comprising operating said radio-frequency coil of said MR apparatus at a frequency for acquiring said MR measurement data, and applying said heat pulse at substantially the same frequency in said TCT. 10. A method as claimed in claim 8 comprising operating said radio-frequency coil of said MR apparatus at a first frequency to excite hydrogen nuclei for obtaining said MR measurement data, and operating said radio-frequency coil at a second frequency, for a different nucleus, to generate said heat pulse in said TCT. 11. A medical device comprising: a magnetic resonance (MR) scanner, configured to receive an examination subject therein co... | - | A61B005/055
US20100100002 | A1 | 2010-04-22 | APPARATUS FOR DIAGNOSIS AND MONITORING OF HEPATIC STEATOSIS BASED ON ELECTRICAL IMPEDANCE MEASUREMENT | 2007-11-30 | The present invention relates to a system for the rapid determination of the degree of hepatic steatosis (fat in the liver) via a direct measurement of the hepatic electrical impedance at one or more frequencies. The measurement is taken by means of surface or minimally invasive sensors, which can be coupled to other devices for medical use (e.g., laparoscopic probes). By means of an interpolation algorithm based on correlations between impedance and the percentage of hepatic fat in reference biopsies, the system is capable of determining the degree of hepatic steatosis in the organ measured immediately and without requiring any other kind of intervention. This permits its application to procedures such as liver transplant, allowing a rapid diagnosis of viability to be made, along with other surgical procedures and on explanted organs. | 1.-20. (canceled) 21. An apparatus for clinical used in the diagnosis or monitoring of hepatic steatosis, the apparatus being configured to measure the electrical impedance of a liver and to determine a degree of steatosis as a function of the measured electrical impedance. 22. The apparatus according to claim 21, comprising: a) an impedance measurement sensor having biocompatible electrodes;b) a measurement module configured to measure an electrical impedance at a generated frequency between 10 Hz and 10 MHz; andc) an electronic device configured to control to apparatus and analyze the measurements. 23. The apparatus according to claim 22, further comprising means for measuring hepatic electrical impedance at a plurality of frequencies. 24. The apparatus according to claim 22, further comprising electrodes as non-invasive surface sensors. 25. The apparatus according to claim 22, further comprising electrodes places in small needles as minimally invasive penetrating sensors. 26. The apparatus according to claim 22, wherein the impedance measurement sensor has one on more electrodes comprising gold, silver, silver chloride, platinum or another biocompatible material having high conductance. 27. The apparatus according to claim 24, wherein the impedance measurement sensor has between 2 and 4 electrodes. 28. The apparatus according to claim 25, wherein the impedance measurement sensor has between 2 and 4 electrodes. 29. The apparatus according to claim 26, wherein the impedance measurement sensor has between 2 and 4 electrodes. 30. The apparatus according to claim 24, wherein the impedance measurement sensor has more than 4 electrodes provided on a semi-rigid or flexible support, the electrodes being automatically selectable in groups of two, three or four for carrying out impedance measurements between pairs of the selected electrodes. 31. The apparatus according to claim 25, wherein the impedance measurement sensor has more than 4 electrodes provided on a semi-rigid or flexible support, the electrodes being automatically selectable in groups of two, three or four for carrying out impedance measurements between pairs of the selected electrodes. 32. The apparatus according to claim 26, wherein the impedance measurement sensor has more than 4 electrodes provided on a semi-rigid or flexible support, the electrodes being automatically selectable in groups of two, three or four for carrying out impedance measurements between pairs of the selected electrodes. 33. The apparatus according to claim 24, further comprising a single devices for manually handling the electrodes during a laparotomy. 34. The apparatus according to claim 25, further comprising a single devices for manually handling the electrodes during a laparotomy. 35. The apparatus according to claim 26, further comprising a single devices for manually handling the electrodes during a laparotomy. 36. The apparatus according to claim 22, wherein the electrodes incorporate medical... | - | A61B005/05
US07707043 | B2 | 2010-04-27 | Method to input and store data for a clinical study | 2004-02-17 | A method provides for inputting and storing data for a clinical study in a uniform manner by different study locations. Accordingly, the method comprises generation of an input platform program for an input of data of a clinical study, distribution of the input platform to input locations, calling up and activating the input platform program dependent on a participant characteristic linked with a study participant in the clinical study, inputting the data at an input location via an input platform generated by the input platform program, and storing the input data. | 1. A method to input and electronically store data for a medical clinical study, comprising the steps of: through user interaction with a processor, generating a customized input platform program comprising programming instructions that operate a computer workstation having a display, that cause a collection of computer input fields to be presented at said display with said computer input fields configured only and precisely for entry, into a computer at which said input fields are displayed, of the data that is necessary for a specific medical clinical study;from said processor, electronically distributing said customized input platform program, to respective storage locations established by said customized input platform according to the DICOM standard, at each of a plurality of computer workstations each having a display, respectively located at input locations with which patients participating in the specific medical clinical study interface;upon interfacing at one of said input locations with one of said patients, entering a characteristic identifying that patient into the computer workstation at said one of said input locations and, via the computer workstation, automatically calling and activating said customized input platform program solely for said specific medical clinical study solely by entry of said characteristic into said computer workstation;via said display of said computer workstation at said one of said input locations, providing data for said specific medical clinical study only by making entries, through said computer workstation, in respective input fields of the collection of input fields caused by said customized input platform program to be presented at the computer at the display of the computer workstation at the input location; andelectronically storing the data entered via the customized input platform program to generate an electronically accessible database for said customized input platform program and making said database electronically accessible to participants in said specific medical clinical study. 2. The method according to claim 1, further comprising electronically storing the customized input platform program in a region of the electronically storable medical data standard reserved for patient data. 3. The method according to claim 1 comprising electronically storing the acquired data in a framework of an electronically storable medical data standard. 4. The method according to claim 3 comprising electronically storing the acquired data in a region of the electronically storable medical data standard reserved for patient data. 5. The method according to claim 1 comprising distributing the customized input platform program a framework of the Digital imaging and Communication in Medicine (DICOM) standard, as said electronically storable medical standard. 6. The method according to claim 1 comprising, via said input platform, permitting only inputs into said collection of input fields that are required ... | Siemens AG | G06Q010/00 G06Q050/00 A61B005/00 G06F019/00
US07704265 | B2 | 2010-04-27 | Disposable/single-use blade lancet device and method | 2005-11-03 | Single-use blade lancet device includes a body having a rear end and a front end. A triggering mechanism has a blade tip opening and is mounted to the body. A blade member is movably mounted within the body and includes a front end and a rear end. The blade member is movable at least between a first retracted position, an extended position, and a second retracted position. A biasing arrangement biases the blade member from the first retracted position towards the extended position and then towards the second retracted position. A guiding arrangement guides the blade member while the blade member moves from the first retracted position towards the extended position and then towards the second retracted position. This Abstract is not intended to define the invention disclosed in the specification, nor intended to limit the scope of the invention in any way. | 1. A single-use blade lancet device, comprising: a body;a triggering mechanism;a pivotally mounted connecting member comprising: a projection which extends into an opening of a mounting projection arranged within the body;a blade member movably mounted within the body and comprising: a front end having a blade tip and being arranged on the blade member;the blade member being movable at least between a first retracted position, an extended position, and a second retracted position;the connecting member being pivotally connected to the blade member via a first projection and an opening;a second projection arranged in the body and moving with the blade member; anda torsion spring mounted to the mounting projection and being configured to move the connecting member during a triggering of the device, whereby the blade member is caused to move from the first retracted position towards the extended position and then towards the second retracted position,wherein, when the single-use blade lancet device is triggered, the first projection moves along a curved path, the second projection moves along a linear path, and the blade tip experiences pivotal movement about an axis of the second projection. 2. The device of claim 1, further comprising a removable device for preventing triggering of the device. 3. The device of claim 1, wherein the body comprises a two-piece body. 4. A method of using the device of claim 1, the method comprising: removing a removable safety device or cap from the body; andtriggering the device to cause movement of the blade member. 5. A single-use blade lancet device, comprising: a two-piece body;a triggering mechanism;a removable device for preventing triggering of the device;a pivotally mounted connecting member;a blade member movably mounted within the body and comprising: a front end having a blade tip and being arranged on the blade member;the blade member being movable at least between a first retracted position, an extended position, and a second retracted position;the connecting member being pivotally connected to the blade member via a first projection and an opening;the connecting member being pivotally connected to a mounting projection arranged within the body via another projection and another opening;a second projection arranged in the body and moving with the blade member; anda torsion spring mounted to the mounting projection and being configured to move the connecting member during a triggering of the device, whereby the blade member is caused to move from the first retracted position towards the extended position and then towards the second retracted position,wherein, when the single-use blade lancet device is triggered, the first projection moves along a curved oath, the second projection moves and is guided linearly, and the blade tip experiences pivotal movement about an axis of the second projection. 6. A method of using the device of claim 5, the method comprising: removing a removable safety device or ca... | Stat Medical Devices, Inc. | A61B005/151 A61B017/3209
US07704216 | B2 | 2010-04-27 | Method for assessing the accuracy of test results | 2005-08-24 | A method for developing and validating a quality assessment for a test is provided. A test method is also provided, which assesses the accuracy of a test. The methods include performing a behavioral test on a subject to measure a psychometric quantity, measuring one or more quality indicators, the quality indicators being any variables that are correlated with test accuracy, obtaining an independent measure of test accuracy, and deriving a predictive formula for estimating test accuracy from the quality indicators. | 1. A method for developing a predictive formula for calculating a quantitative measure of test accuracy, comprising: performing a behavioral test on a subject using a test system to measure a psychometric quantity;measuring the psychometric quantity to provide a test measurement of the psychometric quantity;measuring one or more quality indicators to provide one or more quality indicator measurements, the quality indicator being any variable that gives an indication of test accuracy;obtaining an independent measurement of the psychometric quantity for the subject, independent measurement being obtained separately from said behavioral test;calculating a difference between the test measurement and the independent measurement;determining a relationship between the quality indicator measurements and the difference between the test measurement and the independent measurement; andderiving a predictive formula based on the relationship, wherein the predictive formula can be used to calculate a quantitative measure of test accuracy in the behavioral test on future subjects. 2. The method of claim 1 wherein the performing a behavioral test comprises: providing stimuli to the subject; andreceiving, from the subject, responses to the stimuli. 3. The method of claim 1 wherein the measuring one or more quality indicators comprises measuring quality indicators based upon variables seen when the stimuli is provided or when the responses are received. 4. The method of claim 1 wherein the obtaining an independent measurement comprises performing a method for measuring the psychometric quantity that is regarded as an accurate method for measuring that psychometric quantity. 5. The method of claim 4 wherein the obtaining an independent measurement comprises performing a standardized test method for measuring the psychometric quantity. 6. The method of claim 1 wherein the deriving a predictive formula comprises performing a multiple regression for the quality indicator measurements and the difference between the test measurement and the independent measurement. 7. The method of claim 6 wherein the predictive formula is QA=Qi−Qm=f(QIn). 8. The method of claim 1 wherein at least one of the quality indicators is a behavior. 9. The method of claim 8 wherein at least one of the quality indicators is a subject behavior. 10. The method of claim 1 wherein the steps of performing a behavioral test on a subject to measure a psychometric quantity is administered automatically and the step of obtaining an independent measurement of the psychometric quantity is administered manually. 11. The method of claim 1 wherein the behavioral test is a hearing test and the psychometric quantity is a frequency threshold. 12. The method of claim 11 wherein the one or more quality indicators include a masker alert rate, time per trial, average number of trials for a threshold, total elapsed time, false alarm rate, average test-retest difference, quality check fail rate, air-bone ga... | Audiology Incorporated | A61B005/00 H04R029/00
US07706870 | B2 | 2010-04-27 | Method for analyzing irreversible apneic coma (IAC) | 2007-07-10 | An method for analyzing irreversible apneic coma (IAC) for determining the presence of irreversible apneic coma (IAC) by analyzing the heart rate variability of a brain traumatic patient, thereby providing a physician a reference index to determine whether brain death has occurred. This method includes, at first, recording an electrocardiogram (ECG) from a subject. Then, analyzing R-R interval in said electrocardiogram (ECG), and plotting said R-R interval into Poincaré plot, wherein the X coordinate in said Poincaré plot represents R-R interval(n), and n is a 1˜data number. Y coordinate in said Poincaré plot represents RR(n+1). And, finally, quantifying said Poincaré plot, and obtaining semi-major axis (SD1), semi-minor axis (SD2), and SD1/SD2 of said Poincaré plot, as well as Poincaré plot area. | 1. A method of analyzing heart rate variability for the presence of irreversible apneic coma (IAC), comprising following steps: step 1 recording electrocardiogram (ECG) from a subject using a patient monitor;step 2 analyzing R-R interval in said electrocardiogram (ECG);step 3 plotting said R-R interval into Poincaré plot, wherein the X coordinate of said Poincaré plot represents R-R interval(n), n is a 1˜data number; and Y coordinate of said Poincaré plot represents RR(n+1); andstep 4 quantifying said Poincaré plot, and obtaining semi-major axis (SD1), semi-minor axis (SD2), SD1/SD2 of said Poincaré plot, as well as Poincaré plot area;wherein the semi-major axis (SD1) and semi-minor axis (SD2) of said Poincaré plot are calculated as following: defining a new axis as X1 and X2;[x⁢⁢1x⁢⁢2]=[cos⁢⁢θ-sin⁢⁢θsin⁢⁢θcos⁢⁢θ]⁡[RRnRRn+1]defining SD1 and SD2 as:SD⁢⁢12=Var⁡(x1)=Var(12⁢RRn-12⁢RRn+1)=12⁢Var⁡(RRn-RRn+1)=12⁢SDSD2SD⁢⁢22=2⁢SDRR2-12⁢SDSD2wherein SDRR is the standard deviation of R-R interval and SDSD is the standard deviation of ΔRRn; wherein said Poincaré plot area is Π×SD1×SD2;wherein said R-R intervals is detected through one of method A and method B;wherein method A is First Derivative (FD1) method, and said FD1 method comprising: X(n): ECG raw data; Y(n)=−2X(n−2)−X(n−1)+X(n+1)+2X(n+2),2&lt;n&lt;1000;wherein, for detecting the position of R wave in Y(n), a slope threshold value is defined as: Slope threshold=0.7max[Y(n)],2&lt;n&lt;1000whereby if Y(i)>slope threshold, Y(i) becomes a region for comparison, and positions of each peaks is selected from Y(i), and wherein the distance between adjacent peaks is the R-R intervals;wherein method B is an amplitude threshold plus a First Derivative method (AF2 method), said AF2 method comprising: amplitude threshold=0.4max [X(n)],0&lt;n&lt;1000transforming original data into Y0(n): Y0(n)=X(n) if X(n)≧0,0&lt;n&lt;1000Y0(n)=−X(n) if X(n)&lt;0,0&lt;n&lt;1000and based on said amplitude threshold, obtaining Y1(n) Y1(n)=Y0(n) if Y0(n)≧Amplitude thresholdY1(n)=Amplitude threshold if Y0(n)&lt;Amplitude thresholdThen, by conducting First Derivative, obtaining Y2(n): Y2(n)=Y1(n+1)−Y1(n−1),1&lt;n&lt;2wherein, in order to detect the position of R wave in Y2(n), a slope threshold value is defined as: Slope threshold=0.7max[Y(n)],2&lt;n&lt;1000whereby if Y(i)>slope threshold, Y(i) becomes the region for comparison, and positions of each peaks is selected from Y(i), and wherein the distance between adjacent peaks is the R-R intervals; step 5 determining a reference index from said quantification of said Poincaré plot and providing said reference index to a physician for determining whether brain death has occurred;wherein steps 2-5 are done using a computing device. | Yuan Ze University | A61B005/04
US07700074 | B2 | 2010-04-20 | Method and system for diagnosis of neuropsychiatric disorders including chronic alcoholism | 2005-08-23 | Chronic alcoholism is a diverse and heterogeneous disorder that can be dichotomized into cognitively intact and cognitively impaired subgroups. At a molecular level, ethanol has been shown to have both acute and chronic effects on: Membrane biophysical properties, Membrane composition and metabolism, Protein phosphorylation, Lipid metabolic signaling, Lipoprotein transport of cholesterol. Actual molecular underpinnings are determined for cognitive impairment seen in some chronic alcoholism subjects including molecular/metabolic alterations of phospholipid and ganglioside metabolisms. | 1. A method for diagnosing alcoholism disease in a human, comprising: examining molecular alterations in membrane phospholipid and high-energy phosphate metabolism in a human brain with a medical imaging process, wherein the medical imaging process is a multinuclear magnetic resonance process based on comparison of intensities obtained from relevant 31P nuclear magnetic resonance signals obtained from non-alcoholic hosts and known alcoholic hosts with cognitive impairment due to alcohol abuse and with signal information obtained from a new patient with an unknown cognitive condition;examining molecular alterations in synaptic/transport vesicles with the medical imaging process;examining molecular alternations in phosphorylated proteins with the medical imaging process;examining molecular alterations in metabolites with N-acetyl moieties and gangliosides are examined with the medical imaging process; anddetermining with the plurality of examined molecular alterations whether a conclusion of cognitively impaired chronic alcoholism in the human is suggested if the examined molecular alterations indicate increased neural membrane repair mechanisms which are failing including an increase in phosphomonoesters PME(s-τc)), an increase in phospholipid cofactors ((α-γ)ATP), an increase in N-acetylaspartate/phosphocreatine+creatine (NAA/PCr+Cr) reflecting increased N-acetylaspartate or N-acetylated sugars and a loss of synaptic/transport vesicles reflecting a decrease in phosphodiesters (PDE(i-τc)) in the human brain. 2. The method of claim 1 wherein the molecular alterations in the membrane phospholipid and high-energy phosphate metabolism includes molecular alterations in phosphomonoesters (PME(s-τc)) in left inferior parietal regions of the human brain. 3. The method of claim 1 wherein the molecular alterations in synaptic transport vesicles includes molecular alterations in phosphodiesters (PDE(i-τc)) in a right inferior parietal region of the human brain. 4. The method of claim 1 wherein the molecular alterations in phosphorylated proteins include molecular alternations in phospholipid cofactors ((α-γ)ATP) in a left occipital region of the human brain. 5. The method of claim 1 wherein the molecular alterations in metabolites with N-acetyl moieties and gangliosides include molecular alterations in N-acetylaspartate/phosphocreatine+creatine (NAA/PCr+Cr) reflecting increased N-acetylaspartate or N-acetylated sugars in a left superior temporal region of the human brain. 6. A method for diagnosing alcoholism disease in a human, comprising: imaging a brain of a human with a medical imaging process, wherein the medical imaging process is a multinuclear magnetic resonance process based on comparison of intensities obtained from relevant 31 P nuclear magnetic resonance signals obtained from non-alcoholic hosts and known alcoholic hosts with cognitive impairment due to alcohol abuse and with signal information obtained from a new patient with an unknown cog... | - | A61K049/00 A61B005/055 A61K031/70 A61K031/66 A61K031/22 A61K031/205
US07689267 | B2 | 2010-03-30 | Method and apparatus for magnetic resonance imaging of arteries using a magnetic resonance contrast agent | 2004-03-25 | The present invention is a technique and apparatus for providing preferential enhancement of an artery of interest relative to adjacent veins and background tissue by correlating the collection of a predetermined portion of data (for example, image data which is representative of the central portion of k-space) of a magnetic resonance contrast image during the arterial phase of the magnetic resonance contrast enhancement. | 1. A magnetic resonance imaging system for imaging an artery of a patient using an administered magnetic resonance contrast agent, the magnetic resonance imaging system comprising: a monitor unit to allow an operator to visually observe an arrival of the contrast agent in an artery of interest and determine when to start 3D gradient echo imaging; anda magnetic resonance imaging unit to collect image data of a 3D gradient echo imaging sequence to image the artery, wherein the magnetic resonance imaging unit, in response to an input from the operator after arrival of the contrast agent in the artery of interest and during the arterial phase of contrast enhancement, collects image data which is representative of a central portion of k-space near the beginning of the 3D gradient echo imaging sequence. 2. The system of claim 1 wherein the magnetic resonance imaging unit generates a series of images and wherein the monitor unit receives the images and displays the images as a temporal pattern of the arrival of the contrast agent in the artery of interest. 3. The system of claim 2 wherein the magnetic resonance imaging unit generates a series of magnetic resonance pulses which are applied to the region of interest in the patient. 4. The system of claim 3 wherein the magnetic resonance pulses are radio frequency pulses. 5. The system of claim 1 further including a magnetic resonance injection unit to inject the contrast agent into the patient before or while the magnetic resonance imaging unit continuously or periodically generates images of the artery of interest that are displayed by the monitoring unit. 6. The system of claim 1, wherein the magnetic resonance imaging unit collects image data which is representative of a peripheral portion of k-space after it collects image data which is representative of the central portion of k-space. 7. The system of claim 1, wherein the magnetic resonance imaging unit collects image data which is representative of a peripheral portion of k-space before arrival of the contrast agent in the artery of interest. 8. A method of imaging an artery of a patient using magnetic resonance imaging and an administered magnetic resonance contrast agent, the method comprising: monitoring an artery of interest to allow an operator to visually observe the arrival of the contrast agent in the artery of interest to determine when to start 3D gradient echo imaging;collecting image data of a 3D gradient echo magnetic resonance imaging sequence, after the operator observes the arrival of the contrast agent in the artery of interest and in response to an input from the operator, wherein the image data which is representative of a central portion of k-space is collected near the beginning of the imaging sequence and while the concentration of contrast agent in the artery is substantially greater than a concentration of contrast agent in veins adjacent to the artery. 9. The method of claim 8 wherein monitoring the artery of interes... | - | A61B005/055
US07684846 | B2 | 2010-03-23 | Apparatus and method for imaging objects with wavefields | 2005-09-09 | A transmission wave field imaging method, comprising the transmission of an incident wave field into an object, the incident wave field propagating into the object and, at least, partially scattering. Also includes the measuring of a wave field transmitted, at least in part, through an object to obtain a measured wave field, the measured wave field based, in part, on the incident wave field and the object. Additionally, the processing of the measured wave field utilizing a recursive reconstruction algorithm to generate an image data set representing at least one image of the object. | 1. A transmission wave field imaging method, comprising: transmitting an incident wave field into an object, the incident wave field propagating into the object and, at least, partially scattering;measuring a wave field transmitted, at least in part, through the object to obtain a measured wave field, the measured wave field based, in part, on the incident wave field and the object; andprocessing the measured wave field utilizing a recursive reconstruction algorithm to generate an image data set representing at least one image of the object. 2. The method of claim 1, wherein the recursive reconstruction algorithm calculates a predicted total wave field utilizing a single independent variable, the single independent variable representing scatter potential. 3. The method of claim 1, wherein the recursive reconstruction algorithm represents a gradient-based recursive algorithm that solves for an independent scatter potential variable, the gradient-based recursive algorithm treating the total wave field as a dependent variable depending upon the independent scatter potential variable. 4. The method of claim 1, wherein the processing calculates a predicted total wave field based on the incident wave field and generates the image data set based on a comparison of the predicted total wave field and the measured wave field. 5. The method of claim 1, wherein the transmitting includes transmitting multiple incident wave fields from associated multiple source positions. 6. The method of claim 1, wherein the incident wave field includes multiple frequency components, the recursive reconstruction algorithm separately processing the multiple frequency components. 7. The method of claim 1, wherein the incident wave field represents an ultrasound wave field and the method further comprises displaying the at least one image as at least two images co-displayed, the at least two images including a speed-of-sound image and an attenuation image. 8. The method of claim 1, wherein the incident wave field represents an ultrasound wave field and the processing including generating a speed-of-sound data set and an attenuation data set, the speed-of sound data set representing speed of the ultrasound wave field through the object, the attenuation data set representing attenuation of the ultrasound wave field within the object. 9. The method of claim 1, wherein the incident wave field comprises at least one of acoustic energy, elastic energy, electromagnetic energy and microwave energy. 10. The method of claim 1, wherein the object is a breast, the method further comprising tilting a transmission source to direct the incident wave field toward a chest wall of a patient to image features close to the chest wall. 11. The method of claim 1, wherein the transmitting and measuring are performed by a transmitter and receiver, respectively, the method further comprising moving at least one of the transmitter and receiver with respect to the object. 12. The method of cla... | Techniscan, Inc | A61B005/00 G01N023/00
US07783342 | B2 | 2010-08-24 | System and method for inferring disease similarity by shape matching of ECG time series | 2008-04-21 | A method for inferring disease similarity by similarity retrieval of electrocardiogram time-series, comprising: acquiring user ECG waveforms correspondingly depicting many cardiac cycles of the heart of many users stored in a database; pre-processing each of the user ECG waveforms through pre-processing steps to isolate sets of single cardiac cycles corresponding to different heart-rates detected for each of the user ECG waveforms, each single cardiac cycle within the many cardiac cycles of the heart of many users corresponds to one single heart-rate detected. acquiring patient ECG waveforms depicting multiple cardiac cycles of the heart of a query patient; pre-processing the patient ECG waveforms through pre-processing steps to isolate sets of single cardiac cycles corresponding to different heart-rates detected for each of the patient ECG waveforms of the query patient, each single cardiac cycle within the multiple cardiac cycles of the heart of the query patient corresponds to one single heart-rate detected. | 1. A method for inferring disease similarity by shape matching electrocardiogram (ECG) time series, the method comprising: acquiring a plurality of user ECG waveforms correspondingly depicting many cardiac cycles of the heart of many users stored in a database;pre-processing each of the plurality of user ECG waveforms through a first plurality of pre-processing steps to isolate sets of single cardiac cycles corresponding to different heart rates detected for each of the plurality of user ECG waveforms, each single cardiac cycle within the many cardiac cycles of the heart of many users corresponds to one single heart rate detected;acquiring one or more patient ECG waveforms depicting multiple cardiac cycles of the heart of a query patient;pre-processing the one or more patient ECG waveforms through a second plurality of pre-processing steps to isolate sets of single cardiac cycles corresponding to different heart rates detected for each of the one or more patient ECG waveforms of the query patient, each single cardiac cycle within the multiple cardiac cycles of the heart of the query patient corresponds to one single heart rate detected; andsuccessively comparing each single cardiac cycle of the one or more patient ECG waveforms to each single cardiac cycle of the plurality of user ECG waveforms stored in the database based on a non-rigid shape matching technique that maximizes the match of the one or more patient ECG waveforms while allowing for gaps and insertions labels; and further comprising: recovering disease labels of one or more of the plurality of diseases from one or more of the plurality of user ECG waveforms that closely matches with the patient ECG waveform based on the comparison; and generating a graph displaying a distribution of labels as a statistical report based on the matching. 2. The method as in claim 1, wherein the first plurality of pre-processing steps comprises: obtaining the plurality of user ECG waveforms through multiple channels;removing the noise in each of the plurality of user ECG waveforms without losing significant signal changes;segmenting the plurality of user ECG waveforms into single cardiac cycles and determining the corresponding heart rates detected in each of the plurality of user ECG waveforms;extracting a first plurality of fiducial shape features from each cardiac cycle isolated from the plurality of user ECG waveforms; andextracting a first plurality of shape properties from the first plurality of fiducial features and storing the first plurality of shape properties in the database. 3. The method as in claim 1, wherein the second plurality of pre-processing steps comprises: obtaining the one or more patient ECG waveforms through multiple channels;removing the noise in the one or more patient ECG waveforms without losing significant signal changes;segmenting the one or more patient ECG waveforms into single cardiac cycles and determining the corresponding heart rates detected in the one or more pat... | International Business Machines Corporation | A61B005/0432
US07689017 | B2 | 2010-03-30 | Medical image processing | 2006-06-19 | In one aspect, the invention is a method to reduce a blooming effect of a bright object in a medical image generated from a low-dose imaging system. The method includes characterizing an ideal image as a composition of a first component and a second component. The first component is characterized by a first function and the second component is characterized by a second function. The method also includes minimizing the first function and the second function using a smoothing process and generating the medical image based on the minimizing. | 1. An apparatus comprising: a memory that stores executable instructions to reduce a blooming effect of a bright object in a medical image generated from a low-dose imaging system; anda processor that executes the instructions to: characterize an ideal image as a composition of a first component and a second component, the first component being characterized by a first function and the second component being characterized by a second function;minimize the first function and the second function using a smoothing process; andgenerate the medical image based on the instructions to minimize;wherein the instructions to minimize the first function and the second function using the smoothing process comprises instructions to implement a smoothing process in accordance with an equation:minf′⁢(α⁢g′-f′2+β⁢∇f′2),where f′ represents at least a portion of the ideal image, g′ represents an image from the low-dose imaging system and α and β determine a relative weighting of the fidelity of f′ to the image, g′. 2. The apparatus of claim 1 wherein f′ represents an image of the first component. 3. The apparatus of claim l wherein f′ represents an image of the second component. 4. The apparatus of claim 1 wherein f′ represents the ideal image. 5. An apparatus comprising: a memory that stores executable instructions to reduce a blooming effect of a bright object in a medical image generated from a low-dose imaging system; anda processor that executes the instructions to: characterize an ideal image as a composition of a first component and a second component, the first component being characterized by a first function and the second component being characterized by a second function;minimize the first function and the second function using a smoothing process; andgenerate the medical image based on the instructions to minimize;wherein the instructions to minimize the first function and the second function using the smoothing process comprises instructions to implement a smoothing process in accordance with an equation:minf'⁢(α⁢g'-f'2+β⁢∇f'2⁢(1-v)2+ρ2⁢∇v+v22⁢ρ),where f′ represents at least a portion of the ideal image, g′ represents an image from the low-dose imaging system and α and β determine a relative weighting of the fidelity of f′ to the image, g′, u represents a probability of a presence of an edge and ρ represents a thickness of the edge. 6. An article comprising a machine-readable medium that stores executable instructions to reduce a blooming effect of a bright object in a medical image generated from a low-dose imaging system, the instructions causing a machine to: characterize an ideal image as a composition of a first component and a second component, the first component being characterized by a first function and the second component being characterized by a second function;minimize the first function and the second function using a smoothing process; andgenerate the medical image based on the instructions causing a machine to minimize;w... | The General Hospital Corporation | G06K009/00 A61B006/00 A61B005/05
US07693567 | B2 | 2010-04-06 | MRI biopsy apparatus incorporating a sleeve and multi-function obturator | 2005-04-12 | A localization mechanism, or fixture, is used in conjunction with a breast coil for breast compression and for guiding a core biopsy instrument during prone biopsy procedures in both open and closed Magnetic Resonance Imaging (MRI) machines. The localization fixture includes a three-dimensional Cartesian positionable guide for supporting and orienting an MRI-compatible biopsy instrument, and in particular a sleeve, to a biopsy site of suspicious tissues or lesions. A depth stop enhances accurate insertion, and prevents over-insertion or inadvertent retraction of the sleeve. The sleeve receives a probe of the MRI-compatible biopsy instrument and may contain various features to enhance its imagability, to enhance vacuum and pressure assist therethrough, and marker deployment etc. | 1. An apparatus for use with a minimally invasive medical procedure into human breast tissue, the apparatus comprising: a cannula formed of a magnetic resonance imaging (MRI) compatible material and including an open proximal end, an open distal end, and a lateral aperture positioned proximal to the open distal end, wherein the cannula defines a cannula lumen extending between the open proximal end and the open distal end, wherein the lateral aperture is in communication with the cannula lumen;an obturator comprising a hollow shaft formed of MRI compatible material and sized for insertion into the cannula lumen and including a lateral notch positioned to align with the lateral aperture of the cannula, wherein the obturator has a tissue piercing tip configured to protrude through the open distal end of the cannula;a marker lumen formed in the obturator communicating between a proximal portion of the obturator external to the human breast tissue and the lateral aperture of the cannula, wherein the marker lumen is in fluid communication with the lateral notch; anda substantially non-imageable insert with fluid leak passages positioned in the marker lumen. 2. The apparatus of claim 1, wherein the tissue piercing tip is formed of an MRI compatible material. 3. The apparatus of claim 2, wherein a selected one of the cannula, the obturator and the piercing tip comprises a liquid crystal polymer. 4. The apparatus of claim 2, wherein a selected one of the cannula, the obturator and the piercing tip comprises a PEEK material. 5. The apparatus of claim 2, wherein the piercing tip comprises an over-molded ceramic tip. 6. The apparatus of claim 2, wherein the piercing tip comprises a proximal cone having a distal portion transitioning to a blunter angle terminated by a lateral cutting edge. 7. The apparatus of claim 2, wherein the piercing tip comprises a cone bisected by a flat generally triangular cutting surface. 8. The apparatus of claim 7, wherein the cone comprises an angle within a range of 30-35°. 9. The apparatus of claim 2, wherein the obturator includes a pipe fitting in communication with the lumen. 10. The apparatus of claim 9, wherein the pipe fitting comprises a leur fitting. 11. The apparatus of claim 1, wherein a selected one of the cannula and the obturator comprise a liquid crystal polymer. 12. An apparatus for use with a biopsy device in a medical procedure wherein a patient has a body portion localized within a localization fixture having a guidance portion, the biopsy device including an elongate probe cannula, the apparatus comprising: a sleeve comprising a sleeve cannula, wherein the sleeve cannula comprises an open proximal end, an open distal end, and a side aperture, wherein the sleeve cannula defines a cannula lumen sized to receive the elongate probe cannula from a proximal direction, wherein the side aperture of the sleeve cannula is in communication with the cannula lumen;an obturator insertable into the cannula lumen... | Ethicon Endo-Surgery, Inc. | A61B005/05 A61B010/00
US07691059 | B2 | 2010-04-06 | System and method for delivering medical examination, treatment and assistance over a network | 2005-12-29 | A method for providing a covering physician service includes informing a patient of a practicing physician of the availability of the plurality of patient terminals and referring the patient to one of the patient terminals upon the agreement of the patient. A call from the patient at the patient terminal is received at a call center. The call center enables any of a first plurality of physician (or other health care practitioner) terminals to be in audio-visual communication over the network with any of a second plurality of patient terminals. The call is routed to an available physician or other health care practitioner at one of the health care practitioner terminals so that the available physician may carry on a two-way conversation with the patient and visually observe the patient. The available physician or health care practitioner is permitted to make an assessment of the patient and to treat the patient. | 1. A method for delivering medical examination, diagnosis, and treatment services to a patient over a network, the method comprising: providing a call center enabling any of a first plurality of health care practitioner terminals to be in audiovisual communication over the network with any of a second plurality of patient terminals;receiving a call at the call center from a patient at one of the patient terminals and routing the call to an available health care practitioner at one of the health care practitioner terminals, so that the available health care practitioner may carry on a two-way conversation with the patient and visually observe the patient; andpermitting the available health care practitioner to make an assessment of the patient and to conduct an examination of the patient over the network, including by a visual study of the patient. 2. A method according to claim 1, further comprising having the patient stand in the course of the examination, so as to provide a basis for a gross evaluation of patient condition. 3. A method according to claim 1, wherein making an assessment includes making an assessment in accordance with a protocol. 4. A method according to claim 1, wherein providing a call center enabling any of a first plurality of heath care practitioner terminals to be in audiovisual communication over the network with any of a second plurality of patient terminals includes providing a second plurality of patient terminals such that unrestricted access to one or more of the patient terminals is permitted. 5. A method according to claim 1, wherein receiving a call at the call center from a patient includes providing a telephone in one or more of the patient terminals that permits direct access to the call center upon lifting the receiver. 6. A method according to claim 3, wherein making an assessment in accordance with the protocol includes making an assessment in accordance with a protocol stored in a database. 7. A method according to claim 3, wherein making an assessment in accordance with the protocol includes displaying in real time a relevant segment of the protocol to the available health care practitioner. 8. A method according to claim 1, further comprising permitting the available health care practitioner to prescribe a treatment. 9. A method according to claim 8, wherein permitting the available health care practitioner to prescribe a treatment includes referring the patient to a third party including one or more of a primary care physician, specialist, hospital, emergency room, ambulance service or clinic. 10. A method according to claim 9, wherein referring the patient to a third party includes communicating with the third party via an electronic link included in a relevant segment of a protocol stored in a protocol database resident on a digital storage medium. 11. A method according to claim 10, wherein the electronic link is a hypertext link. 12. A method according to claim 8, wherein permitting the av... | American Doctors On-Line, Inc. | A61B005/00
US07676943 | B2 | 2010-03-16 | Method and apparatus for using a surgical depth instrument | 2009-02-20 | A method and apparatus are provided for measuring the depth of a hole with a first edge and a second edge, comprising positioning a distal end of a first member of a measuring instrument against a first surface in which the first edge is formed. Then, positioning a distal end of a second member against a second surface in which the second edge is formed, the first member and the second member being movably connected; and finally, measuring an electronic signal that represents the distance between the first member and the second member. | 1. A method for measuring the depth of a hole with a first edge and a second edge, the method comprising the steps of: positioning by hand a distal end of a first member of a measuring instrument against a first surface in which the first edge is formed;positioning by hand a distal end of a second member against a second surface in which the second edge is formed, the first member and the second member being movably connected;measuring an electronic signal that represents the distance between the first member and the second member; andproducing an output relative to the measured electronic signal for reading by a user;wherein the second member comprises a sensor and a sealed housing, the sensor being contained within the sealed housing. 2. The method of claim 1, wherein producing the output comprises displaying the electronic signal as a numerical measurement of distance. 3. The method of claim 1, wherein, in the step of positioning a distal end of a first member, the distal end of the first member comprises a portion selected from the group consisting of a barb, an indented hook, an optical sensor, and an electrical characteristic sensor, an ultrasonic transducer. 4. The method of claim 1, wherein, in the step of measuring, the electronic signal changes in response to movement of a capacitor attached to the second member. 5. The method of claim 1, wherein, in the step of measuring, the electronic signal changes in response to movement of an inductor attached to the second member. 6. The method of claim 1, wherein the sealed housing comprises at least two sides shaped substantially symmetrically to accommodate both left-handed and right-handed use. 7. The method of claim 1, wherein the sealed housing further comprises a display, and wherein producing the output comprises displaying the electronic signal as a numerical measurement of distance. 8. The method of claim 1, further comprising: providing a tactile surface comprising ridges or bumps on the sealed housing to ensure a solid grip after exposure to solid or liquid contamination. 9. The method of claim 1, further comprising: providing a side groove of the second member; andmoving the sealed housing along the side groove of the second member when positioning. 10. The method of claim 1, further comprising the steps of: detaching the first member from the second member; andsterilizing the first member and the second member. 11. The method of claim 1, further comprising the steps of: wirelessly transmitting the electronic signal; andwirelessly receiving the electronic signal by a receiver comprising a display. 12. The method of claim 1, wherein producing the output comprises displaying the electronic signal as a numerical measurement of distance on two separated displays located on opposite sides of a housing. 13. A method for measuring the depth of a hole with a first edge and a second edge, the method comprising the steps of: positioning by hand a distal end of a first member of a m... | Eidosmed LLC | A61B005/107
US08409106 | B2 | 2013-04-02 | Blood pressure measurement device for measuring blood pressure with clothes on | 2008-04-09 | A sphygmomanometer (1) stores a parameter for calculating a blood pressure value from a measurement value with clothes on from a measurement value with clothes off at a measurement site and the measurement value with clothes on in advance. When a with-clothes mode is selected with a button (3-4) in measuring the blood pressure, the blood pressure value is calculated using the parameter stored with respect to the measurement value. | 1. A blood pressure measurement device comprising: a measurement fluid bag;a sensor that measures a change in inner pressure of the measurement fluid bag;a first setting unit that sets a parameter in correspondence to information related to clothing at a measurement site at a time of measurement of a person to be measured;a calculation unit that calculates a blood pressure value using the parameter and based on the change in inner pressure of the measurement fluid bag obtained by the sensor; anda second setting unit that allows a user to manually select and set information related to clothing at the measurement site at the time of the measurement of the person to be measured. 2. The blood pressure measurement device according to claim 1, wherein the information related to clothing at the measurement site at the time of the measurement of the person to be measured is whether the person to be measured is clothed at the measurement site at the time of the measurement. 3. The blood pressure measurement device according to claim 1, wherein the information related to clothing at the measurement site at the time of the measurement of the person to be measured is information related to an attribute of the clothes the person to be measured is wearing at the measurement site at the time of measurement. 4. The blood pressure measurement device according to claim 1, further comprising: a storage unit that stores the parameter;wherein the first setting unit includes an acquiring unit that acquires the parameter corresponding to the information related to the clothing at the measurement site at the time of the measurement of the person to be measured from the storage unit. 5. The blood pressure measurement device according to claim 1, further comprising: a determination unit that determines the parameter corresponding to the information related to the clothes at the time of the measurement of the person to be measured using a change in inner pressure of the measurement fluid bag obtained by the sensor at the measurement site. 6. The blood pressure measurement device according to claim 1, further comprising: a judgment unit that judges whether or not to calculate the blood pressure value using the parameter and using a reference value corresponding to the information related to the clothing at the measurement site at the time of the measurement of the person to be measured and the change in inner pressure of the measurement fluid bag obtained by the sensor. 7. A processing method in a computer of measurement data obtained by a blood pressure measurement device including a measurement fluid bag and a sensor for measuring a change in inner pressure of the measurement fluid bag, the method comprising: setting a parameter in correspondence to information related to clothing at a measurement site at the time of measurement of a person to be measured;calculating, using a processor in the computer, a blood pressure value using the parameter based on the change i... | Omron Healthcare Co., Ltd. | A61B005/0225
US08352017 | B2 | 2013-01-08 | Bone density meter | 2009-10-20 | A bone density meter including a light emission unit which emits light toward a surface of a user's body. A light reception unit receives the light emitted from the light emission unit toward the body surface and propagated in a portion of the body that includes bone. A bone density computation unit determines the bone density based on the amount of light received by the light reception unit. The light emission unit emits light toward the body surface at a portion having a thin subcutis, and the light reception unit receives the light propagated in the body through the portion at which the subcutis is thin. | 1. A bone density meter for measuring bone density of a user, the bone density meter comprising: a light emission unit which emits light toward a surface of the body of the user;a light reception unit which receives the light emitted from the light emission unit toward the body surface and propagated through a portion of the body that includes bone; anda bone density calculation unit which determines the bone density based on the amount of light received by the light reception unit;wherein the light emission unit emits light toward the body surface at a portion having a thin subcutis, and the light reception unit receives the light propagated through the portion of the body that has the thin subcutis,the bone density meter further comprising a determination unit which determines whether or not the subcutis at the body surface has a thickness of 10 mm or less,wherein when the determination unit determines that the subcutis at the body surface has the thickness of 10 mm or less, the bone density calculation unit determines the bone density based on the amount of light propagated through the subcutis having the thickness of 10 mm or less and received by the light reception unit. 2. The bone density meter according to claim 1, wherein the light emission unit emits light toward a foot sole of a person, which is the body surface. 3. The bone density meter according to claim 1, wherein the light emission unit emits light having a wavelength in the range of 500 nm to 2500 nm. 4. The bone density meter according to claim 1, further comprising: a light shield which shields out external light to prevent the external light from mixing with the light emitted from the light emission unit and light propagated in the body. 5. The bone density meter according to claim 1, further comprising: a platform on which a person stands with his or her feet, with the platform including an upper surface including a downwardly extending recess;wherein the light emission unit and the light reception unit are arranged in the recess and protected from external light. 6. The bone density meter according to claim 1, wherein the light reception unit includes a plurality of light reception elements, and the bone density calculation unit determines the bone density based on the received amount of light received by each of the light reception elements. 7. The bone density meter according to claim 6, wherein: the plurality of light receiving elements includes a first light reception element and a second light reception element, in which the first light reception element is located closer to the light emission unit than the second light reception element; andthe bone density calculation unit determines the bone density from a ratio of the light received by the first light reception element and the light received by the second light reception element. | Panasonic Electric Works Co., Ltd. | A61B006/00
US07917186 | B2 | 2011-03-29 | Calibration techniques for a continuous analyte sensor | 2009-11-16 | Disclosed herein are systems and methods for calibrating a continuous analyte sensor, such as a continuous glucose sensor. One such system utilizes one or more electrodes to measure an additional analyte. Such measurements may provide a baseline or sensitivity measurement for use in calibrating the sensor. Furthermore, baseline and/or sensitivity measurements may be used to trigger events such as digital filtering of data or suspending display of data. | 1. A system for measuring glucose in a host, the system comprising: a sensor configured to generate a glucose signal indicative of a glucose concentration in a host and configured to generate an auxiliary signal indicative of changes in solute transport across a membrane system of the sensor; anda processor module configured to calibrate the glucose signal in response to a predetermined change in the auxiliary signal. 2. The system of claim 1, wherein the sensor comprises a first working electrode configured to generate a first signal associated with a glucose concentration in a host and a second working electrode configured to generate a second signal associated with a non-glucose related electroactive compound, wherein the second working electrode is disposed beneath a non-enzymatic portion of the membrane system of the sensor, wherein the first electrode is disposed beneath an active enzymatic portion of the membrane system of the sensor, and wherein the processor module is configured to process the first signal and the second signal to generate the glucose signal indicative of a glucose concentration in the host. 3. The system of claim 1, wherein the sensor comprises a first working electrode configured to generate the glucose signal indicative of a glucose concentration in a host. 4. The system of claim 1, wherein the sensor comprises an auxiliary electrode configured to generate the auxiliary signal indicative of changes in solute transport across a membrane system of the sensor, wherein the auxiliary electrode is configured to measure at least one analyte selected from the group consisting of oxygen, a carboxylic acid, an amino acid, hydrogen, pH, chloride, and combinations thereof. 5. The system of claim 1, wherein the processor module is configured to calibrate the glucose signal based at least in part on an amplitude of the auxiliary signal. 6. The system of claim 1, wherein the processor module is configured to calibrate the glucose signal at a preselected frequency. 7. The system of claim 1, wherein the processor module is configured to calibrate the glucose signal at a frequency based at least in part on a change in the auxiliary signal. 8. A system for measuring glucose in a host, the system comprising: a sensor configured to generate a glucose signal indicative of glucose concentration in a host and configured to generate an auxiliary signal indicative of changes in solute transport across a membrane system of the sensor; anda processor module configured to calibrate the glucose signal at a frequency based at least in part on a change in the auxiliary signal. 9. The system of claim 1, wherein the glucose signal and the auxiliary signal are each generated by an electrode configured to be located at a same local environment when implanted in a host. 10. The system of claim 9, wherein the glucose signal and the auxiliary signal are generated by electrodes that are juxtapositioned or twisted with or around each other. 11. The... | DexCom, Inc. | A61B005/05
US08251893 | B2 | 2012-08-28 | Device for displaying assistance information for surgical operation, method for displaying assistance information for surgical operation, and program for displaying assistance information for surgical operation | 2008-01-09 | A device for displaying assistance information for surgical operation 1 includes an endoscope 11, a CT device 30, an image pickup device 20, a surface shape calculating unit 43, a coordinate axis matching unit 44 that matches the shape of the patient surface by the CT device 30 and the shape of the patient surface calculated from the image, an endoscope optical axis calculating unit 45 that calculates a ray indicative of an optical axis in the image pickup direction of the endoscope 11, an intersection calculating unit 46 that calculates an intersection of the ray and the plane constituting the internal parts of the patient 60, and an outputting unit 47 that outputs the information indicative of the intersection after overlapping the information on the information indicative of the shape of the patient 60. | 1. A device for displaying assistance information for surgical operation comprising: an endoscope that is inserted into the internal parts of a patient and which picks up an image of the internal parts;a patient shape acquiring means for acquiring information indicative of a three-dimensional shape of a surface of the internal parts of the patient into whom the endoscope is inserted and an external surface of the patient on a first coordinate axis;a surface image pickup means for picking up an image of the external surface of the patient when the endoscope is inserted into the patient;a surface shape calculating means for calculating information indicative of a three-dimensional shape of an external surface of the patient on a second coordinate axis from the image of the external surface of the patient picked up by the surface image pickup means;a coordinate axis matching means for matching the first coordinate axis and the second coordinate axis by matching the information indicative of the three-dimensional shape of the external surface of the patient acquired by the patient shape acquiring means and the information indicative of the three-dimensional shape of the external surface of the patient calculated by the surface shape calculating means, thereby enabling processing of the information indicative of the three-dimensional shape of the patient acquired by the patient shape acquiring means and the information indicative of the three-dimensional shape of the patient calculated by the surface shape calculating means on a same coordinate axis;an endoscope optical axis calculating means for calculating a ray indicative of an optical axis in the image pickup direction of the endoscope on the second coordinate axis matched with the first coordinate axis by the coordinate axis matching means from the surface image picked up by the surface image pickup means;an intersection calculating means for calculating an intersection of the ray indicative of the optical axis in the image pickup direction of the endoscope calculated by the endoscope optical axis calculating means and the surface of the internal parts of the patient relating to the information indicative of the three-dimensional shape acquired by the patient shape acquiring means; andan outputting means for outputting the information indicative of the intersection calculated by the intersection calculating means after overlapping the information on the information indicative of the surface of the internal parts of the patient acquired by the patient shape acquiring means. 2. A device for displaying assistance information for surgical operation according to claim 1, further comprising a marker fixed on a position in a relatively positional relationship determined in advance with respect to the image pickup direction of the endoscope, said marker having a three dimensional coordinates, wherein the surface image pickup means picks up an image of the marker as well as the image of the external surf... | National University Corporation Hamamatsu University School of Medicine | A61B001/04 A61B001/00 A61B005/05
US08818487 | B2 | 2014-08-26 | Magnetic resonance imaging apparatus and magnetic resonance imaging method | 2009-10-15 | A magnetic resonance imaging apparatus controls image reconstruction based on magnetic resonance signals collected when a peak of detected respiration level falls within an allowable range which changes based on a change in a plurality of peak values of a plurality detected respiration levels. | 1. A magnetic resonance imaging (MRI) apparatus comprising: an MRI gantry and associated control circuits including at least one computer configured to collect magnetic resonance signals from a subject by applying a uniform static magnetic field, radio-frequency magnetic fields, and gradient magnetic fields to the subject in accordance with a predetermined pulse sequence;said control circuits including at least one computer configured to reconstruct an image concerning the subject based on the collected magnetic resonance signals;said control circuits being configured to detect a respiration level of the subject;said control circuits also being configured to control image reconstruction based on the collected magnetic resonance signals when a peak of the detected respiration level falls within an allowable range; andwherein said control circuits are configured to change the allowable range during an MRI scan which collects MRI signals from the subject in response to a change in a plurality of peak values of detected respiration levels. 2. The magnetic resonance imaging apparatus according to claim 1, wherein the control circuits are configured to shift a central level of the allowable range. 3. The magnetic resonance imaging apparatus according to claim 1, wherein the control circuits are configured to change a width of the allowable range. 4. The magnetic resonance imaging apparatus according to claim 1, wherein the control circuits are configured to change the allowable range based on a change in respiration peak level of the subject obtained from the detected respiration level. 5. The magnetic resonance imaging apparatus according to claim 1, wherein the respiration level is repeatedly detected, and the allowable range is changed based on an average value of peak values of the respiration level based on N, where N is an integer greater than or equal to 2, detected respiration levels. 6. The magnetic resonance imaging apparatus according to claim 5, wherein said control circuits are further configured: to obtain an index value for a fluctuation in respiratory status of the subject; andto change the value N based on the obtained index value. 7. The magnetic resonance imaging apparatus according to claim 6, wherein the index value is one of: (a) a variance of the respiration levels detected during a predetermined period, (b) an average value or a difference value of a variance of the respiration levels in predetermined two periods, and (c) the number of peak levels included in the respiration levels detected in a unit time. 8. The magnetic resonance imaging apparatus according to claim 1, wherein the image is reconstructed based on the collected magnetic resonance signals when a peak of the detected respiration level falls within the allowable range during a period that the subject holds his/her breath. 9. The magnetic resonance imaging apparatus according to claim 1, wherein the image is reconstructed based on the collected magnetic reso... | Kabushiki Kaisha Toshiba Toshiba Medical Systems Corporation | A61B005/05
US08355780 | B2 | 2013-01-15 | Surgical access system and related methods | 2009-11-20 | A surgical access system including a tissue distraction assembly and a tissue refraction assembly, both of which may be equipped with one or more electrodes for use in detecting the existence of (and optionally the distance and/or direction to) neural structures before, during, and after the establishment of an operative corridor to a surgical target site. | 1. A system for forming an operating corridor to a lumbar spine, comprising: an elongate member deliverable to a spinal disc along a lateral, trans-psoas path to the lumbar spine such that a distal tip region of the elongate member penetrates into an annulus of the spinal disc, the distal tip region of the elongate member including a stimulation electrode to deliver electrical stimulation for nerve monitoring when the stimulation electrode is positioned along the lateral, trans-psoas path to the lumbar spine;a dilator system to create a distraction corridor along the lateral, trans-psoas path to the lumbar spine, the dilator system comprising at least one dilator cannula that slidably engages an exterior of the elongate member, the at least one dilator being deliverable to the spinal disc along the lateral, trans-psoas path to the lumbar spine;a three-bladed retractor assembly slidable over the dilator system toward the spinal disc along the lateral, trans-psoas path, the three-bladed retractor assembly including: a blade holder assembly and first, second, and third retractor blades that extend generally perpendicularly relative to arm members of the blade holder assembly,wherein the three-bladed retractor assembly is adjustable from a first position in which the first, second, and third retractor blades are adjacent to one another and slidable over the dilator system to a second position in which the second and third retractor blades are moved away from the first retractor blade to enlarge the distraction corridor and thereby form an operative corridor along the lateral, trans-psoas path to the lumbar spine,wherein the first retractor blade is linearly movable relative to the second and third retractor blades in response to rotation of a knob element on the blade holder assembly, andwherein the second and third retractor blades are movable relative to the first blade in response to pivoting movement of two of the arm members of the blade holder assembly; andwherein when the three-bladed retractor assembly is adjusted to the second position to form the operative corridor along the lateral, trans-psoas path to the lumbar spine, the first retractor blade is a posterior-most retractor blade of the first, second, and third retractor blades and the operative corridor is dimensioned so as to pass an implant through the operative corridor and into the lumbar spine. 2. The system of claim 1, wherein when the three-bladed retractor assembly is adjusted to the second position to form the operative corridor, the first retractor blade is the posterior-most retractor blade, the second blade is a cephalad-most retractor blade, and the third blade is a caudal-most retractor blade. 3. The system of claim 2, wherein when the three-bladed retractor assembly is adjusted to the second position to form the operative corridor, the cephalad-most retractor blade and the caudal-most retractor blade are moved away from one another to define a cross-sectional shape of th... | NuVasive, Inc. | A61N001/00 A61B001/32 A61B005/04
US09844326 | B2 | 2017-12-19 | System and methods for creating reduced test sets used in assessing subject response to stimuli | 2008-08-29 | A computer-implemented method for generating a test set for testing a subject using a computer system comprising logic-based processing circuitry is provided. The method includes the step of selecting one or more features from among a plurality of features, wherein a measurable effect on the subject of each feature selected is based on a predetermined threshold. The method also includes generating one or more classes of stimuli based on the selected features. The method further includes selecting stimuli from one or more of said classes for presenting to the subject. | 1. A computer-implemented method for generating a test set for testing a subject using a computer system comprising logic-based processing circuitry, the method comprising: selecting at least one feature from among a plurality of features, wherein the at least one feature is selected based upon a measure of the role of the at least one feature in determining the subject's hearing ability;based on the at least one selected feature, generating one or more classes of stimuli;presenting at least one stimulus from the one or more classes of stimuli to a subject;modifying at least one of the one or more classes, wherein modifying at least one of the one or more classes comprises randomly removing a stimulus from at least one of the one or more classes to generate one or more modified classes;presenting at least one stimulus from the one or more modified classes; andadjusting at least one operational parameter of a hearing-enhancement device based at least in part on a hearing performance of the patient with respect to different parameter values. 2. The method of claim 1, further comprising selecting at least one stimulus associated with a non-selected feature to present to the subject. 3. The method of claim 2, wherein selecting at least one stimulus associated with a non-selected feature is repeated iteratively. 4. The method of claim 3, wherein iteratively selecting at least one stimulus associated with a non-selected feature comprises selecting one less stimulus from a class comprising more than one stimulus. 5. The method of claim 4, wherein the at least one stimulus associated with a non-selected feature is randomly selected. 6. The method of claim 1, further comprising initially presenting each of a predetermined number of stimuli prior to selecting from among the plurality of features associated with each of the predetermined number of stimuli. 7. The method of claim 6, wherein selecting from among the plurality of features further comprises computing for a feature a product equal to a value assigned to the feature times a number of stimuli influenced by the feature. 8. The method of claim 1, further comprising determining a measure of significance of each class of stimuli on assessing the hearing capability of the subject. 9. The method of claim 8, wherein the measure of significance of the ith class is equal top_i={1ni⁢∑j=1ni⁢Pijif⁢⁢ni>00otherwisewhere ni is the number of stimuli contained in the ith class, and Pij is an empirically determined value based upon an assessment of subject responses to administered stimuli. 10. The method of claim 1, further comprising determining the number of times to present different stimuli to the subject based upon a computed measure of subject hearing weakness, the measure, si, being defined assi=⌈k×ei∑j=1c⁢ej⌉wherein ei is a number of stimuli selected from the ith class and erroneously recognized by the subject, wherein c is a number of stimuli contained in the ith class, and where k is a predeterm... | UNIVERSITY OF FLORIDA RESEARCH FOUNDATION, INC. COCHLEAR LIMITED | A61B005/00 A61B005/12 H04R025/00
US09878094 | B2 | 2018-01-30 | Medicament delivery device, capsule and in vivo medicine delivery or diagnostic system | 2007-11-06 | A medicament delivery device, which comprises a driving mechanism and a housing (1) having a reservoir (2), which is at least partly filled with a substance and which is sealed at least on one side with a flexible wall (21). The driving mechanism is adapted to press a piston (23) against the flexible wall (21) thereby releasing the substance from the reservoir (2) through an opening (25) in the reservoir (2). This provides for a safe and reliable medicament delivery device. | 1. A medicament delivery device, comprising: a housing configured for ingestion by a patient and comprising a first part and a second part secured to the first part, an inner surface of the first part and an inner surface of the second part defining an interior volume of the housing; a flexible wall having an outer periphery, wherein:the flexible wall is secured between the first part and the second part proximate the outer periphery such that, proximate the outer periphery, the flexible wall is fixed relative to the first part and the second part, the flexible wall separates the interior volume of the housing into a first compartment defined by the first part of the housing and the flexible wall and a second compartment defined by the second part of the housing and the flexible wall, and the flexible wall seals the first compartment of the interior volume relative to the second compartment of the interior volume; a reservoir disposed in the first compartment of the interior volume of the housing; a piston disposed in the second compartment of the interior volume of the housing; anda driving mechanism disposed in the second compartment of the interior volume of the housing, configured to press the piston against the flexible wall to cause the substance to be released from the reservoir through an opening into a gastrointestinal tract of the patient. 2. The medicament delivery device according to claim 1, wherein the first part of the housing comprises one of a protrusion or a recess and the second part of the housing comprises the other of the protrusion and the recess, in which the flexible wall is clamped in between the first part of the housing and the second part of the housing by insertion of the protrusion into the recess thereby securing the first part of the housing to the second part of the housing. 3. The medicament delivery device according to claim 1, wherein the driving mechanism comprises a threaded component mounted on an electric motor, and the piston is driven by the threaded component of the driving mechanism. 4. The medicament delivery device according to claim 1, wherein a part of a surface of the piston that contacts the flexible wall during release of the substance from the reservoir comprises a low friction material. 5. A capsule for introduction into a bodily lumen comprising: a medicament delivery device according to claim 1; andelectronic circuitry to control the piston. 6. In vivo medicament delivery or diagnostic system comprising: a capsule according to claim 5; and an external device arranged to communicate with the electronic circuitry in the capsule. 7. A medicament delivery device for delivering a substance inside a body, the device comprising: a housing configured as an elongate capsule comprising a sidewall formed about a longitudinal axis, the sidewall having a diameter smaller than a length measured along the longitudinal axis of the capsule, the capsule adapted for complete insertion into a user's body ... | STOCO 10 GMBH | A61M031/00 A61B005/00 A61M005/145 A61B005/07 A61B005/145 A61B001/04 A61B005/01 A61M005/142
US20100106140 | A1 | 2010-04-29 | ASSAY CATHETER WITH PRESSURE MONITORING | 2008-01-25 | An apparatus adapted to position a functional device tip, such as a sensor, in a body site having both fluid and non-fluid tissue components, in a manner that substantially mitigates the impingement of non-fluid tissue impingement on the device tip. One such apparatus can be used to both remove fluid from a tissue site, such as a site exhibiting tissue swelling, and to determine tissue pressure, using a single catheter. An apparatus can provide a pressure sensor that is adapted to be positioned and used within the tissue site itself, without substantial impingement by non-fluid tissue, and optionally also provides the ability to concurrently remove and/or deliver fluids or components thereof to or from the tissue site. | 1. An apparatus comprising a functional device tip adapted to be positioned and used within a body, and in contact with a tissue site that comprises both non-fluid and fluid tissue, in a manner that permits fluid tissue to contact the tip surface but that substantially minimizes direct impingement of the non-fluid tissue on the tip surface. 2. The apparatus of claim 1, wherein the functional tip comprises a sensor having a sensor surface, the sensor being positioned within a catheter, for use in determining one or more tissue parameters, the catheter being configured and used in a manner that permits the apparatus to be positioned in tissue in a manner that permits the sensor to effectively contact fluid within the site, but that minimizes the extent to which the sensor can be impinged upon by non-fluid tissue itself. 3. The apparatus of claim 2, wherein the catheter further comprises one or more conduits which provide the ability to either deliver and/or remove fluids and/or components thereof, for therapeutic and/or analytical purposes. 4. The apparatus of claim 3 wherein the conduits comprise one or more hollow semipermeable membranes. 5. The apparatus of claim 3 wherein the timing and position of delivery and/or removal can be adjusted in response to the use of the functional tip. 6. The apparatus of claim 1, wherein the apparatus is adapted and use solely for the purpose of sensor placement and use. 7. The apparatus of claim 1 wherein the sensor is selected from the group consisting of sensor for use in monitoring pressure, pH, temperature, oxygenation, potassium or other electrolytes, biomarkers, optical spectroscopy parameters, and tissue impedance. 8. The apparatus of claim 7 wherein the sensor is a pressure sensor operates based on a technology selected from the group consisting of fiber optics, electronic chips, and ultrasound. 9. The apparatus of claim 1 wherein the functional device tip provides a function selected from the group consisting of heat, ultrasound and/or an electrical signal sufficient to treat the corresponding tissue site or surface. 10. The apparatus of claim 2 wherein the sensor provides an optimal combination of such features as device tip durability and reliability, ease of use, miniature size, mounting flexibility, resolution, consistency, accuracy and precision, reading rate, fast response, and immunity to electromagnetic field or radiofrequency interference. 11. The apparatus of claim 1 wherein the apparatus further comprises one or more lumen for removing fluid from the tissue site. 12. The apparatus of claim 1 wherein the lumen comprise one or more semi permeable membranes in order to permit sampling and/or removal of fluid from the tissue site. 13. A system comprising the apparatus of claim 1 in combination with one or more components selected from the group selected from monitors for monitoring the function of the functional device tip, means for determining and/or controlling the placement or use... | TWIN STAR MEDICAL, INC. | A61M025/00 A61B005/03 A61B018/04 A61B018/12 A61N007/00
US20100094104 | A1 | 2010-04-15 | IN-VIVO INFORMATION ACQUIRING DEVICE | 2009-12-14 | An in-vivo information acquiring device for acquiring in-vivo information on a plurality of subjects includes an information acquiring unit configured to acquire specific information for specifying the subjects; a storage unit configured to store therein the in-vivo information on the subjects; and a control unit configured to execute control of registering the specific information acquired by the information acquiring unit in the storage unit and causing the registered specific information to correspond to the in-vivo information on a subject specified by the specific information so as to store the in-vivo information on the subjects by the specific information. | 1. An in-vivo information acquiring device for acquiring in-vivo information on a plurality of subjects, comprising: an information acquiring unit configured to acquire specific information for specifying the subjects;a storage unit configured to store therein the in-vivo information on the subjects; anda control unit configured to execute control of registering the specific information acquired by the information acquiring unit in the storage unit and causing the registered specific information to correspond to the in-vivo information on a subject specified by the specific information so as to store the in-vivo information on the subjects by the specific information. 2. The in-vivo information acquiring device according to claim 1, wherein the information acquiring unit is an imaging unit for capturing a specific image including the specific information, andthe control unit executes control of registering the specific information included in the specific image captured by the imaging unit in the storage unit and causing the registered specific information to correspond to the in-vivo information on a subject specified by the specific information so as to store the in-vivo information on the subjects by the specific information. 3. The in-vivo information acquiring device according to claim 2, wherein the in-vivo information is an in-vivo image obtained by imaging inside of an organ of the subject, andthe imaging unit images the specific image and further images the in-vivo image. 4. The in-vivo information acquiring device according to claim 2, wherein the specific image is living body information of the subject. 5. The in-vivo information acquiring device according to claim 1, wherein the information acquiring unit is a receiving unit for receiving the specific information by executing a radio communication, andthe control unit executes control of registering the specific information received by the receiving unit and causing the registered specific information to correspond to the in-vivo information on a subject specified by the specific information so as to store the in-vivo information on the subjects by the specific information. 6. The in-vivo information acquiring device according to claim 1, wherein the information acquiring unit is an input unit for inputting the specific information to the control unit, andthe control unit executes control of registering the specific information input by the input unit to the storage unit and causing the registered specific information to correspond to the in-vivo information on a subject specified by the specific information so as to store the in-vivo information on the subjects by the specific information. 7. The in-vivo information acquiring device according to claim 1, further comprising a display unit for displaying register request information for requesting to newly register the specific information, wherein the control unit executes a control for displaying the register request informatio... | OLYMPUS CORPORATION | A61B005/07 A61B001/04
US20100056898 | A1 | 2010-03-04 | Objective Methods of Estimating Age of Animals and Carcasses | 2006-06-13 | An age of an animal or animal carcass is estimated using a measurement or measurements of physical properties of the animal or carcass. A correlation between at least one physical property or characteristic and the animal's age is determined. A measurement of the at least one physical property or characteristic is made using non-invasive technology. An estimated age is then determined comparing the measured at least one property to the correlation of property and age. | 1. A method for non-invasive determination of age of an animal or carcass comprising: observing a bone characteristic using a non-invasive technique;correlating the bone characteristic to age of the animal. 2. The method of claim 1, wherein the non-invasive technique comprises taking an x-ray. 3. The method of claim 1, wherein the non-invasive technique comprises performing an ultrasound. 4. The method of claim 1, wherein the non-invasive technique comprises magnetic resonance imaging. 5. The method of claim 1, wherein the bone characteristic is growth of the plates of bones. 6. The method of claim 1, wherein the bone characteristic is calcification of bones. 7. The method of claim 1, wherein the bone characteristic is hollowness of bones. 8. The method of claim 1, wherein the bone characteristic is density of bones. 9. A method for non-invasive determination of age of an animal comprising: observing the amount of collagen in connective tissue of muscles of the animal using non-invasive near infrared (NIR) technology; andcorrelating the amount of collagen in connective tissue to age of the animal. 10. A method of estimating the age of an animal comprising: determining a correlation between a measurement of a physical characteristic and an age of a type of animal; measuring said physical characteristic in a specimen of said type of animal; anddetermining an estimated age for said specimen by using said measured physical characteristic of said specimen in said determined correlation. 11. The method of claim 10, wherein said measuring step is performed using spectroscopic techniques. 12. The method of claim 11, wherein said spectroscopic technique utilizes near infra-red spectrophotometry. 13. The method of claim 11, wherein said spectroscopic technique utilizes infrared spectrophotometry. 14. The method of claim 11, wherein said spectroscopic technique utilizes fluorescence spectrophotometry. 15. The method of claim 11, wherein said spectroscopic technique utilizes Raman spectrophotometry. 16. The method of claim 11, wherein said physical characteristic is a level of cross-linking in connective tissue. 17. The method of claim 10, wherein said measuring step is performed using imaging technology. 18. The method of claim 17, wherein said imaging technology is an X-ray. 19. The method of claim 17, wherein said imaging technology is magnetic resonance imaging. 20. The method of claim 17, wherein said imaging technology is ultrasound. 21. A method of estimating the age of an animal comprising: determining a correlation between a measurement of a first physical characteristic and a measurement of a second physical characteristic and an age of a type of animal having the first and second physical characteristics; measuring said first physical characteristic in a specimen of said type of animal; measuring said second physical characteristic in said specimen; determining an estimated age for said specimen by using said measured first and... | - | A61B005/055 A61B008/00 A61B006/00 G01N023/06
US20100063384 | A1 | 2010-03-11 | LOCAL INTRA-BODY DELIVERY SYSTEM | 2007-11-14 | A system for delivery of a capsule to a target location within a subject body including a capsule including a locomotion element and a gamma emitting radioactive source, a radiation tracking subsystem capable of locating the gamma emitting radioactive source in three dimensions, and a locomotion control subsystem capable of controlling movement of the capsule by effecting movement of the locomotion element, based, at least partly, on a location of the gamma emitting radioactive source provided by the radiation tracking subsystem. A method of measuring a velocity of flow of a fluid at a target location within a subject body including inserting a capsule including a locomotion element and a gamma emitting radioactive source into the body, using a radiation tracking subsystem to locate the gamma emitting radioactive source in three dimensions, moving the capsule to the target location within the body using a locomotion control subsystem which controls movement of the capsule by effecting movement of the locomotion element, based, at least partly, on location of the gamma emitting radioactive source provided by the radiation tracking subsystem, and measuring the velocity of flow of the fluid at the target location. Related apparatus and methods are also described. | 1. A system for delivery of a capsule (9) to a target location within a subject body comprising: a capsule, of a size less than 3 mm in length and less than 1 mm in diameter, comprising a locomotion element (13) and a gamma emitting radioactive source (12);a real-time radioactive-radiation tracking subsystem (3) capable of locating the gamma emitting radioactive source (12) in three dimensions; anda locomotion control subsystem (2) capable of controlling movement of the capsule (9) in real-time by effecting movement of the locomotion element (13), based, at least partly, on a location of the gamma emitting radioactive source (12) provided in real-time by the radiation tracking subsystem (3). 2. The system of claim 1 in which the locomotion control subsystem (2) is configured to use location information from the radiation tracking subsystem (3) to automatically control movement of the capsule (9) to the target location. 3. (canceled) 4. The system of claim 1 in which the locomotion control subsystem (2) controls movement of the capsule (9) to the target location based, at least partly, on a three dimensional angiographic dataset. 5. The system of claim 4 and further comprising an optical tracker (10) capable of monitoring the subject body and providing data for converting coordinates provided by the radiation tracking subsystem (3) to coordinates provided by the three dimensional angiographic dataset. 6. The system of claim 1 in which the radioactive source (12) emits gamma rays, the source (12) having an activity between 0.001 mCi and 0.5 mCi. 7. The system of claim 1 in which the gamma emitting radioactive source (12) occupies less than 10% of the capsule's (9) volume. 8. The system of claim 1 in which the locomotion element (13) in the capsule (9) comprises a magnetic material and the locomotion control subsystem (2) comprises a magnetic field configured to apply to the magnetic material in the capsule at least one member of the group consisting of a force and a torque. 9-11. (canceled) 12. The system of any one of the preceding claims and further comprising a substance delivery mechanism comprising a substance to be delivered and a release mechanism configured for releasing the substance. 13. (canceled) 14. The system of claim 12 and further configured to measure velocity of flow at the target location by releasing the substance at the target location and measuring dispersal of the substance at the target location, wherein the substance is radioactive, and the radiation tracking subsystem is configured: to measure dispersal of the radioactive substance;to measure a time taken for the radioactive substance to disperse; andto calculate the velocity of flow based, at least partly, on the time and the dispersal. 15. (canceled) 16. The system of claim 14 and further configured to measure impedance at the capsule (9), at two or more different times after the release of the substance, and configured to calculate the velocity of flow base... | Navotek Medical Ltd. | A61B005/0275 A61B005/06 A61M037/00
US20100056903 | A1 | 2010-03-04 | METHOD OF POSITION LANDMARKING USING A TOUCH SENSITIVE ARRAY | 2009-11-12 | A position landmarking system operative with respect to an object includes an operative device including a reference point and configured for movement in a direction relative to the object. The position landmarking system also includes a sensor configured for detecting a stimulus at a location on the sensor and to be disposed relative to the object and corresponding to the direction of movement of the operative device. In response to the stimulus, the reference point of the operative device and the location on the sensor are aligned with each other via movement of the operative device relative to the object. The operative device may be configured for performing an operation relative to a base, the operative device and the base configured for movement relative to each other. The sensor may be configured for communication with the operative device, the base or both. | 1. A position landmarking system operative with respect to an object, comprising: an operative device having a reference point;a touch sensitive sensor configured to detect a physical touching at a first location on the touch sensitive sensor, the operative device and the touch sensitive sensor operably communicating with each other; andat least one of the operative device and the touch sensitive sensor configured to move such that the reference point on the operative device is aligned with the first location on the touch sensitive sensor, the first location being aligned with a target location on the object. 2. The position landmarking system of claim 1, wherein the touch sensitive sensor comprises a continuous sensor, a discrete sensor or both. 3. The position landmarking system of claim 1, wherein the touch sensitive sensor and the operative device operably communicate with each other utilizing wired communication or wireless communication. 4. A position landmarking system operative with respect to an object, comprising: a base configured to hold the object;an operative device having a reference point;a touch sensitive sensor disposed longitudinally along the base, the touch sensitive sensor configured to detect a physical touching at a first location on the touch sensitive sensor, the operative device and the touch sensitive sensor operably communicating with each other; andthe operative device configured to move relative to the touch sensitive sensor such that the reference point on the operative device is aligned coincident with the first location on the touch sensitive sensor, the first location being aligned with a target location on the object. 5. The position landmarking system of claim 4, wherein the touch sensitive sensor is disposed on the base. 6. The position landmarking system of claim 4, wherein the operative device comprises an MR scanner, the base being translatable fore and aft through a core of the MR scanner such that the reference point on the MR scanner is aligned with the first location on the touch sensitive sensor. 7. The position landmarking system of claim 6, wherein the touch sensitive sensor extends along a surface of the base parallel to a direction of translation of the base. 8. The position landmarking system of claim 4, wherein the touch sensitive sensor is disposed on an exposed surface of the base. 9. A method of position landmarking, comprising: detecting a physical touching at a first location on a touch sensitive sensor utilizing the touch sensitive sensor;communicating the first location to an operative device having a reference point; andmoving at least one of the operative device and the touch sensitive sensor such that the reference point on the operative device is aligned with the first location of the touch sensitive sensor, the first location being aligned with a target location on the object. | GENERAL ELECTRIC COMPANY | A61B005/05
US20100094108 | A1 | 2010-04-15 | SYSTEM FOR DETERMINING AND MONITORING DESATURATION INDICES AND INSTANTANEOUS RESPIRATORY RATE | 2007-04-26 | Determining and monitoring desaturation indices and instantaneous respiratory rate, based on extracting components from the blood oxygen saturation (SpO2) signal captured by an oximeter, obtaining and processing the data in the frequency domain in order to detect respiratory events and determine values such as respiratory rate and deviations therefrom (tachypnea/bradypnea) and desaturation indices.;Bioengineering applications in the field of medicine include monitoring and assisting with the diagnosis of respiratory disorders for its use in anesthesia, intensive care units and healthcare emergencies and assisting in the diagnosis of sleep apnea/hypopnea syndrome (SAHS). | 1-7. (canceled) 8. A method for determining and monitoring physiological parameters comprising: detecting absorption of electromagnetic radiation by hemoglobin molecules in arterial blood of a subject with an oximeter, wherein the oximeter produces an electrical signal related to a percentage of the hemoglobin molecules saturated with oxygen;conditioning the electrical signal;digitizing the electrical signal;processing the digitized signal to yield a power spectral density;averaging the power spectral density in a selected band or frequency range to yield an average value of the power spectral density;assessing an average number of oxygen desaturations experienced by the subject per unit of time using the average value of the power spectral density; andproviding an index based on the average number of oxygen desaturations experienced by the subject per unit of time. 9. The method of claim 8, wherein the selected band comprises frequencies between 1/60 Hz and 1/20 Hz. 10. The method of claim 8, wherein the index is a desaturation index. 11. The method of claim 8, further comprising averaging the power spectral density in a second set of bands to yield at least a second average value of the power spectral density, and obtaining an index related to an incidence of abnormally fast, abnormally slow, or normal respiratory rate using the power spectral density in the second set of bands. 12. A method for determining and monitoring physiological parameters comprising: detecting absorption of electromagnetic radiation by hemoglobin molecules in arterial blood of a subject with an oximeter, wherein the oximeter produces an electrical signal related to a percentage of the hemoglobin molecules saturated with oxygen;conditioning the electrical signal;digitizing the electrical signal;processing the digitized signal to yield a power spectral density;averaging the power spectral density in a selected band to yield an average value of the power spectral density in the selected band; andproviding an index related to an incidence of abnormally fast, abnormally slow, or normal respiratory rate to facilitate diagnosis of respiratory function, wherein the index is related to the average value of the power spectral density in the selected band. 13. The method of claim 12, wherein the selected band comprises frequencies between 0.1 Hz and 0.2 Hz, and the index is indicative of the bradypnea index, the normal respiration index and the tachypnea index. 14. The method of claim 12, wherein the selected band comprises frequencies between 0.2 Hz and 0.3 Hz, and the index is indicative of the bradypnea index, the normal respiration index and the tachypnea index. 15. The method of claim 12, wherein the selected band comprises frequencies between 0.4 Hz and 0.5 Hz, and the index is indicative of the bradypnea index, the normal respiration index and the tachypnea index. 16. A respiratory diagnostic device comprising: a data interface configured to receive an electrical s... | Universidad de Cadiz | A61B005/1455
US20100087714 | A1 | 2010-04-08 | REDUCING CROSS-TALK IN A MEASUREMENT SYSTEM | 2008-10-03 | According to embodiments, techniques for determining one or more physiological characteristics in a measurement system which may include cross-talk are disclosed. A sensor or probe may be used to generate two or more a plethysmograph or photoplethysmograph (PPG) signals from a patient. The obtained signals may include an infrared signal and a red signal, and may be subject to an additional measurement noise. The obtained signal may be combined to form a detected signal. The detected signal may be filtered to partially or fully remove noise. The filtered detected signal may be demodulated to separate the red signal and the infrared signal. The recovered red and infrared signals may be processed by additional filters to partially or fully remove cross-talk. The processed red and infrared signals may then be used to determine physiological characteristics of a patient such as a pulse rate, a respiration rate, and a blood oxygen saturation level using the wavelet transform and/or scalogram of at least one of the processed red and infrared signals. The partial or full removal of cross-talk from the red signal and infrared signal may result in a more reliable determination of physiological characteristics than would be possible in a system in which cross-talk was not removed. | 1. A method of determining one or more physiological characteristics in a measurement system comprising: detecting at least two wavelengths of radiation at a detector, the detector outputting at least two respective output signals;processing the at least two output signals to reduce cross-talk to produce at least two processed signals;transforming at least one of the at least two processed signals at least in part using a continuous wavelet transform;generating a scalogram based at least in part on the wavelet transform; andanalyzing one or more characteristics of the scalogram to determine one or more physiological characteristics. 2. The method of claim 1, wherein processing the at least two output signals comprises: summing the at least two output signals and a noise signal to obtain a detected signal;filtering the detected signal to obtain a filtered detected signal;demodulating the filtered detected signal to obtain a first recovered signal;demodulating the filtered detected signal to obtain a second recovered signal;filtering the first recovered signal to obtain a first processed signal; andfiltering the second recovered signal to obtain a second processed signal. 3. The method of claim 1, wherein the at least two output signals comprise a infrared signal and a red signal. 4. The method of claim 1, wherein the one or more physiological characteristics includes physiological characteristics selected from the group consisting of: a pulse rate; a respiration rate; and a blood oxygen saturation. 5. The method of claim 2, wherein filtering the first recovered signal comprises applying a low-pass filter to the first recovered signal and filtering the second recovered signal comprises applying a low-pass filter to the second recovered signal. 6. The method of claim 2, wherein filtering the detected signal comprises applying an analog band-pass filter to the detected signal. 7. The method of claim 2, wherein filtering the detected signal reduces noise present in the detected signal. 8. The method of claim 2, wherein filtering the detected signal generates cross-talk in the filtered detected signal. 9. The method of claim 5, wherein the low-pass filter applied to the first recovered signal includes filter coefficients selected at least in part to reduce cross-talk in the first recovered signal and wherein the low-pass filter applied to the second recovered signal includes filter coefficients selected at least in part to reduce cross-talk in the second recovered signal. 10. A system for determining one or more physiological characteristics in a measurement system comprising: a sensor capable of: detecting at least two wavelengths of radiation at a detector, andoutputting at least two respective output signals; anda processor capable of: processing the at least two output signals to reduce cross-talk to produce at least two processed signals,transforming at least one of the at least two processed signals at least in part using a continuous wa... | Nellcor Puritan Bennett Ireland | A61B005/00
US20100056936 | A1 | 2010-03-04 | BLOOD FLOW RATE IMAGING DEVICE | 2007-11-28 | Provided is a blood flow rate imaging device that can automatically distinguish an artery and a vein from a blood flow rate obtained on a time series blood flow map. A blood flow rate imaging device of the present invention includes a laser beam irradiation system (1) that irradiates a laser beam to a biological tissue that has a blood cell, a light receiving system (2) that has a light receiver (5) including many pixels that detect reflected light from the biological tissue, an image capture section (12) that continuously captures a plurality of images for a predetermined time of one or more cardiac beats on the basis of signal from the light receiver (5), an image storage section (15) that stores a plurality of images, and an arithmetic section (16) that calculates a blood flow rate within a biological tissue from the time variation of the output signal of each pixel corresponding to a plurality of stored images, wherein the above arithmetic section has a detecting section that detects an artery and a vein from a plurality of images of the above one or more cardiac beats and displays an arterial pulse part and a venous pulse part on the blood flow map. | 1. A blood flow rate imaging device; comprising: a laser beam irradiation system that irradiates a biological tissue having a blood cell with a laser beam;a light receiving system having a light receiver including a large number of pixels that detects reflected light from the biological tissue;an image capture section that continuously captures a plurality of images for a specified time that is one or more cardiac beats on the basis of a signal from the light receiver;an image storage section that stores the plurality of images;an arithmetic section that calculates a blood flow rate within the biological tissue from the time variation of the output signal of each pixel corresponding to the plurality of the stored images; anda display section that displays the two-dimensional distribution of the calculation result as a blood flow map, whereinthe arithmetic section has a detecting section that detects an artery and a vein from a plurality of images of the one or more cardiac beats and distinguishably displays an arterial pulse part (artery map) and a venous pulse part (vein map) on the blood flow map of the display section. 2. The blood flow rate imaging device according to claim 1, wherein the detecting section calculates skewness (skew value) based on the variation of blood flow rates arranged in a time series for each pixel and detects an arterial pulse part and a venous pulse part. 3. The blood flow rate imaging device according to claim 1, wherein the above detecting section calculates the expected value of a probability density function by likening the variation of blood flow rates arranged in a time series for each pixel to the probability density function and detects an arterial pulse part and a venous pulse part. 4. The blood flow rate imaging device according to claim 1, wherein the detecting section calculates kurtosis based on the variation of blood flow rates arranged in a time series for each pixel and detects an arterial pulse part and a venous pulse part. 5. The blood flow rate imaging device according to claim 1, wherein the detecting section calculates a mode in which a probability density function is estimated to be a maximum by likening the variation of blood flow rates arranged in a time series for each pixel to a probability density function and detects an arterial pulse part and a venous pulse part. 6. The blood flow rate imaging device according to claim 2, wherein the detecting section statistically processes a peripheral blood flow value of one or more pixels for the blood flow value of each pixel including many statistical errors to calculate an average value and outputs one or more pulse components arranged in a time series with few noises needed for detecting the arterial pulse part and the venous pulse part. 7. The blood flow rate imaging device according to claim 2, wherein the detecting section averages time variations of the blood flow of each pixel over a plurality of cardiac beats for one cardiac beat and th... | - | A61B005/0265
US07706859 | B2 | 2010-04-27 | Device for detecting shape of endoscope | 2003-08-22 | Position detecting elements are disposed in an endoscope insertion portion at predetermined intervals. Even when the endoscope insertion portion is bent, position data representing the detected positions of the elements is used to infer or detect the shape of the insertion portion. A virtual element is disposed between adjoining elements so that a predetermined condition will be met. Position data of the virtual element is used together with the actually detected position data in order to interpolate data for the purpose of detecting the shape of the insertion portion. Consequently, as if a larger number of elements were disposed, the shape of the insertion portion can be detected highly precisely. | 1. A shape-of-endoscope detecting system for inferring a shape of an endoscope insertion portion adapted for insertion into a subject, wherein one of a plurality of magnetic-field generating elements and a plurality of magnetic-field detecting elements is disposed in the endoscope insertion portion, and the other of the plurality of magnetic field generating elements and the plurality of magnetic field detecting elements is disposed outside the subject, the shape-of-endoscope detecting system comprising: a detecting means for detecting positions of the one of the plurality of magnetic-field generating elements and the plurality of magnetic-field detecting elements, disposed in the endoscope insertion portion, using positions of the other of the plurality of magnetic-field generating elements and the plurality of magnetic-field detecting elements, disposed outside the subject; anda data interpolating means for, positioning one or more virtual elements among the plurality of magnetic-field generating elements or the plurality of magnetic-field detecting elements whose positions are detected, based on the detected positions detected by the detecting means andfor interpolating data, which represents one or more intermediate positions between the detected positions of adjoining elements of the plurality of magnetic-field generating elements or magnetic-field detecting elements whose positions are detected, using the positions of the one or more virtual elements. 2. A shape-of-endoscope detecting system according to claim 1, wherein the plurality of elements disposed in the endoscope insertion portion is the plurality of magnetic-field generating elements. 3. A shape-of-endoscope detecting system according to claim 1, further comprising an estimating means for estimating the positions of the one or more virtual elements using a distance information representing a distance between the detected positions of adjoining elements of the plurality of magnetic-field generating elements or the plurality of magnetic-field detecting elements whose positions are detected. 4. A shape-of-endoscope detecting system according to claim 1, wherein the data interpolating means positions the one or more virtual elements among the plurality of magnetic-field generating elements or the plurality of magnetic-field detecting elements whose positions are detected so as to meet a predetermined condition including disposing the one or more virtual elements with a radius of curvature larger than a minimal radius when the endoscope insertion portion is looped. 5. A shape-of-endoscope detecting system according to claim 1, wherein the data interpolation is executed by software. 6. A shape-of-endoscope detecting system according to claim 1, wherein the data interpolating means verifies whether a length of an arc calculated to link the positions of adjoining elements disposed in the endoscope insertion portion, falls within a range from an upper limit and a lower limit with the ... | Olympus Corporation | A61B005/05
US07670298 | B2 | 2010-03-02 | Sensing rate of change of pressure in the left ventricle with an implanted device | 2005-06-01 | An implantable device and method for monitoring S1 heart sounds with a remotely located accelerometer. The device includes a transducer that converts heart sounds into an electrical signal. A control circuit is coupled to the transducer. The control circuit is configured to receive the electrical signal, identify an S1 heart sound, and to convert the S1 heart sound into electrical information. The control circuit also generates morphological data from the electrical information. The morphological data relates to a hemodynamic metric, such as left ventricular contractility. A housing may enclose the control circuit. The housing defines a volume coextensive with an outer surface of the housing. The transducer is in or on the volume defined by the housing. | 1. An implantable device comprising: a transducer that converts heart sounds into an electrical signal;a control circuit coupled to the transducer, the control circuit configured to receive the electrical signal, identify an S1 heart sound, convert the S1 heart sound into morphological data comprising a maximum S1 amplitude and a minimum S1 amplitude, and determine and provide, to a user or automated process, a patient status indicator based on an indication of a peak-to-peak difference between the maximum S1 amplitude and the minimum S1 amplitude, wherein the patient status indicator is correlative to at least one of contractility or a maximum time rate of change of pressure within a ventricle of a heart during a cardiac cycle; anda housing enclosing the control circuit, the housing defining a volume coextensive with an outer surface of the housing;wherein the transducer is located in a region in or on the housing. 2. The device of claim 1, wherein the implantable device is configured to mate to a lead system that is configured to extend from the implantable device to a patient's heart. 3. The device of claim 1, wherein the transducer comprises an accelerometer. 4. The device of claim 1, further comprising: a therapy delivery circuit coupled to the control circuit, the therapy delivery circuit configured to deliver therapy to a heart in the form of electrical impulses. 5. The device of claim 4, wherein the control circuit is further configured to adjust the therapy delivered by the therapy deliver circuit based on the morphological data. 6. The device of claim 1, wherein the patient status indicator is based on an indication of a peak-to-peak difference between a central tendency, for a plurality of S1 heart sounds, of the maximum S1 amplitude and a central tendency of the minimum S1 amplitude. 7. The device of claim 1, wherein the patient status indicator is based on an indication of a central tendency of a peak-to-peak difference between the maximum S1 amplitude and the minimum S1 amplitude. 8. The device of claim 1, wherein the control circuit is configured to determine the peak-to-peak difference between the maximum S1 amplitude and the minimum S1 amplitude by: identifying a time, tm, associated with a beginning of the S1 heart sound, and a time, tn, associated with an ending of the S1 heart sound;identifying, over a span of time between tm and tn, a global maximum S1 amplitude and a global minimum S1 amplitude;determining, for a plurality of S1 heart sounds, a central tendency of the global maximum S1 amplitudes and a central tendency of the global minimum S1 amplitudes; andsubtracting the central tendency of the global minimum S1 amplitudes from the central tendency of the global maximum S1 amplitudes to determine the peak-to-peak difference. 9. A method comprising: using a transducer located outside of a heart to detect an S1 heart sound;converting the S1 heart sound into an electrical signal using the transducer;using the electri... | Cardiac Pacemakers, Inc. | A61B005/02 A61B001/00
US07672493 | B2 | 2010-03-02 | Method for analyzing medical image data using level set | 2006-01-18 | A method for analyzing medical image includes obtaining a plurality of surface fronts on an object, such points being disposed in a three dimensional volume in the object; varying the volume of each one of the points such volumes combining into a common volume; and terminating the process when the common volume reaches boundaries of the object. | 1. A method for analyzing a medical image generated from data obtained from medical imaging equipment, comprising: using medical imaging apparatus to perform the steps of: obtaining from the data a plurality of surface fronts on an image of an object obtained from the data, such surface fronts being disposed in a three dimensional volume in the object;evolving each one of the surface fronts to form a common enclosed volume; andterminating the process when the common enclosed volume reaches boundaries of the object and;wherein the obtaining step comprises: (a) obtaining the data in a plane traverse an anatomical object;(b) identifying a point disposed on the object in the plane;(c) detecting contour points of the object in the plane from the identified point;(d) analyzing the obtained contour points to predict a subsequent point on the object and a tracing direction, such tracing direction being along the length of the object; and(e) determining a subsequent plane transverse the object, such predicted point being in the subsequent plane; establishing a predetermined criteria; and repeating (a) through (e) the process until the predetermined criterion is satisfied. 2. A method for analyzing a medical image generated from data obtained from medical imaging equipment, comprising: using medical imaging apparatus to perform the steps of: obtaining from the data a plurality of surface fronts on an image of an object obtained from the data, such surface fronts being disposed in a three dimensional volume in the object;evolving each one of the surface fronts to form a common enclosed volume;terminating the process when the common enclosed volume reaches boundaries of the object andwherein the obtaining step comprises: (a) obtaining the data in a plane traverse each one of a plurality of an anatomical objects;(b) identifying a point disposed on a corresponding one of the plurality of objects in the plane;(c) detecting contour points of each one of the objects in the plane from the identified points;(d) analyzing the obtained contour points to predict a subsequent point on the object and a tracing direction, such tracing direction being along the length of a corresponding one of the objects; and(e) determining subsequent planes each one of the subsequent planes being transverse a corresponding one of the objects, such predicted points being in the subsequent planes; establishing a predetermined criteria; and repeating (a) through (e) the process until the predetermined criterion is satisfied. 3. A method for analyzing a medical image generated from data obtained from medical imaging equipment, comprising: using medical imaging apparatus to perform the steps of: obtaining from the data a plurality of surface fronts on an image of an object obtained from the data, such surface fronts being disposed in a three dimensional volume in the object;evolving each one of the surface fronts to form a common enclosed volume;terminating the process when the common encl... | Siemens Medical Solutions USA, Inc. | G06K009/00 A61B005/05
US07682603 | B2 | 2010-03-23 | Polymersomes incorporating highly emissive probes | 2004-02-12 | The instant invention concerns compositions comprising polymersomes, visible or near infrared emissive agents, and optionally a targeting moiety associated with a surface of the polymersome. The invention also relates to use of these compositions in the treatment of disease and in imaging methodology. | 1. A polymersome comprising: (i) a plurality of amphiphilic copolymers comprising amphiphilic block copolymers that comprise at least one hydrophilic polymer bonded to at least one hydrophobic polymer; and(ii) at least one visible- or near infrared-emissive agent that is dispersed within the polymersome membrane, where said emissive agent emits light in the 700-1100 nm spectral regime and where said emissive agent is an emissive conjugated compound comprising at least two covalently bound moieties; whereby upon exposing said compound to an energy source for a time and under conditions effective to cause said compound to emit light that at a wavelength between 700-1100 nm, said compound exhibits an integral emission oscillator strength that is greater than the emission oscillator strength manifest by either one of the said moieties individually; wherein said emissive agent comprises at least two porphyrin moieties, said porphyrin moieties being linked by a hydrocarbon bridge comprising at least one unsaturated moiety. 2. The polymersome of claim 1 where at least one of the emissive agent is an emissive conjugated compound comprising at least two covalently bound moieties; whereby upon exposing said compound to an energy source for a time and under conditions effective to cause said compound to emit light at a wavelength between 700-1100 nm, is of an intensity that is greater than a sum of light emitted by either of covalently bound moieties individually. 3. A polymersome as in claim 2 where the covalently bound moieties that define the emissive species are linked by at least one carbon-carbon double bond, carbon-carbon triple bond, or a combination thereof. 4. A polymersome as in claim 2 where the covalently bound moieties that define the emissive species are linked by ethynyl, ethenyl, allenyl, butadiynyl, polyvinyl, thiophenyl, furanyl, pyrrolyl, or p-diethylylarenyl linkers or by a conjugated heterocycle that bears diethynyl, di(polyynynyl), divinyl, di(polyvinvyl), or di(thiophenyl) substituents. 5. The polymersome of claim 1 where said polymersome is bioresorbable. 6. The polymersome of claim 1 wherein the said emissive agent is an ethynyl- or butadiynyl-bridged multi(porphyrin) compound that features a β-to-β, meso-to-β, or meso-to-meso linkage topology, and the porphinato imaging agent being capable of emitting in the 700-to-1100 nm spectral regime. 7. The polymersome of claim 6 wherein the emissive agent is of the formula:where M is a metal or H2, where H2 denotes the free ligand form of the macrocycle; RA and RB are each, independently, H, C1-C20 alkyl or C1-C20 heteroalkyl, C6-C20 aryl or heteroaryl, C(RC)═C(RD)(RE), C≡C(RD), or a chemical functional group comprising a peptide, nucleoside or saccharide where RC, RD and RE are each independently, H, F, Cl, Br, I, C1-C20 alkyl or C4-C20 heteroalkyl, aryl or heteroaryl, C2-C20 alkenyl or heteroalkenyl, alkynyl or C2-C20 heteroalkynyl, trialkylsilyl, or porphyrinato;and n is an integer... | The Trustees of The University of Pennsylvania | A61B005/00 A61B010/00
US07684849 | B2 | 2010-03-23 | Marker localization sensing system synchronized with radiation source | 2003-12-31 | A receiver for determining the location of a marker that is excited with an exciting waveform. A sensing array having coils is used to sense magnetic flux from the resonating marker. The coils provide inputs to the receiver. The receiver includes a correlation processor for analyzing the inputs in a coherent manner. Further, the receiver is synchronized to act on inputs that are gathered when a treatment radiation source is inactive. | 1. A receiver that receives a plurality of inputs indicative of a sensed magnetic flux induced by a marker, said marker excited by an excitation source, said receiver comprising: a sensor configured to receive a plurality of inputs;a correlation processor for analyzing said plurality of inputs in a coherent manner and for generating a subset of the plurality of inputs by discarding corrupted inputs from the plurality of inputs, wherein inputs that are acquired when a therapeutic radiation source is active are considered corrupted. 2. The receiver of claim 1 wherein said therapeutic radiation source is used in the treatment of a human. 3. The receiver of claim 1 further including a matched filter that is adapted to detect interference from said therapeutic radiation source. 4. The receiver of claim 1 further including a signal line between said therapeutic radiation source and said receiver that carries a signal indicative of activity of said therapeutic radiation source. 5. The receiver of claim 1 wherein said therapeutic radiation source is a linear accelerator. 6. A method of irradiating a patient with radiation from a therapeutic radiation source, said radiation targeted by the use of a marker associated into said patient, the method comprising: applying an excitation to said marker using an excitation source;using a receiver to receive a plurality of inputs indicative of a sensed magnetic flux induced by said marker in response to said excitation;discarding selected data from said plurality of inputs to generate a subset of the plurality of inputs such that said subset of the plurality of inputs includes data gathered when said receiver was not subject to interference from said therapeutic radiation source; andusing a processor to perform an analysis on said subset of the plurality of inputs in a coherent manner to locate said marker. 7. The method of claim 6 wherein said therapeutic radiation source is used in the treatment of a human. 8. The method of claim 6 wherein said receiver includes a matched filter that is adapted to detect interference from said therapeutic radiation source. 9. The method of claim 6 wherein said receiver includes a signal line between said therapeutic radiation source and said receiver that carries a signal indicative of activity of said therapeutic radiation source. 10. The method of claim 6 wherein said therapeutic radiation source is a linear accelerator. 11. A method of irradiating a patient with radiation from a therapeutic radiation source, said radiation targeted by the use of a marker associated into said patient, the method comprising: applying an excitation to said marker using an excitation source;using a receiver to receive a plurality of inputs indicative of a sensed magnetic flux induced by said marker in response to said excitation;discarding corrupted inputs subject to interference from said therapeutic radiation source from said plurality of inputs to create a subset of said plurality of ... | Calypso Medical Technologies, Inc. | A61B005/05
US08337432 | B2 | 2012-12-25 | Apparatus for treating patients suffering from vascular disease by means of infra,-audible- and ultrasound waves | 2009-12-18 | An apparatus treats patients suffering from vascular disease with infra-, audible- and ultrasound waves. The apparatus includes a treating head for emitting sound waves with frequencies ranging from 1 Hz to 100 kHz and feeding introducing the sound waves through a coupling medium into a body portion to be treated, an electronics connected to the treating head for energizing the treating head to emit the sound waves, and a control panel connected to the electronics to choose the electronic waveform of the energizing. | 1. An apparatus configured to treat patients suffering from vascular disease by a combination of infra-, audible- and ultrasound waves, the apparatus comprising: a treating head emitting infra-, audible and ultrasound waves as sound waves with frequencies lying within an operation range extending from a lower limit of 1 Hz to an upper limit of 100 kHz, said treating head also serving for introducing said sound waves through a coupling medium into a body portion to be treated;electronics connected to said treating head energizing said treating head to emit said sound waves; anda control panel connected to said electronics to choose an electronic waveform of energizing,wherein the apparatus emits the sound waves in a treatment unit of a predetermined total length in time with the frequencies of the sound waves within said treatment unit sweeping over the operation range from said lower limit to said upper limit in given steps, said steps changing in length over time during said treatment unit and wherein each sound wave of a certain frequency is emitted for a given period of time, a plurality of periods of time adding up to a total length in time of said treatment unit,wherein said treating head is formed as an electromagnetic or a piezoelectric tool, andwherein said treating head comprises a metallic base plate having a first face and a second face opposite to said first face, as well as a contour, said first face forming a treating surface embedded into a holder, said second surface carrying several means for generating sound waves arranged apart from each other in a given geometry, said means for generating sound waves having projections on said second face of the base plate, said projections falling within the contour of the base plate. 2. The apparatus according to claim 1, wherein said holder of the treating head is made of a plastic material, said base plate is made of aluminium and said means for generating sound waves are cut away from a piezoelectric crystal with a crystal axis orientation that ensures inverse piezoelectric effect of said means for generating sound waves. 3. The apparatus according to claim 2, wherein said base plate and said means for generating sound waves are of disc shape and have respective geometrical centers, and wherein said means for generating sound waves are arranged on said base plate symmetrically with the geometrical centers of said means for generating sound waves being at equal angular positions relative to each other and being a given distance from the geometrical center of said base plate for generating the sound waves to be fed into the body portion as a superimposition of sound waves emitted by each of said means for generating sound waves. 4. The apparatus according to claim 3, further comprising a heating device that adjusts a temperature of the body portion to be treated and a thermometer that measures the temperature of the body portion to be treated, wherein said heating device and said thermom... |  | A61H001/00
US08238998 | B2 | 2012-08-07 | Tab electrode | 2009-08-05 | A disposable tab electrode has core elements that include an adhesive conductive laminate layer and a logo sticker layer with a penetrating hole for contacting a sensor electrode. A protecting film is put around both ends of the core elements. As a result, the disposable tab electrode can be made inexpensively, stored hygienically for a long time and used easily. A lead wire for connecting to the tab electrode has a projection on one end of a sensor electrode that is adhered onto the conductive laminate layer of the disposable tab electrode. The projection is fixed to the lead wire body by a fixing member. As a result, expensive Ag—AgCl electrode sensors can be used repeatedly. The lead wire can have a nipper self-contained or integrated with the lead wire body to prevent the lead wire from separating from the disposable tab electrode during use. | 1. A disposable tab electrode comprising: a rectangular or circular bottom film;an adhesive conductive laminate layer adhered onto the bottom film, the adhesive conductive laminate layer being smaller than the bottom film and larger than a sensor electrode to be attached;a logo sticker layer adhered onto the conductive laminate layer, the logo sticker layer being larger than the conductive laminate layer and smaller than the bottom film, a penetrating hole formed through a middle portion of the logo sticker layer, the logo sticker layer further having one side end part that is not attached to the adhesive laminate layer to define a tab that can be gripped by nipping means for fixing a lead wire to the tab; anda cover film adhered onto a part of the conductive laminate layer disclosed through the penetrating hole of the logo sticker layer. 2. The disposable tab electrode of claim 1, wherein the conductive laminate layer is hydro-gel. 3. The disposable tab electrode of claim 2, wherein the bottom film and the cover film are polyethylene (PE) or polyethylene Terephthalate (PET),wherein the logo sticker includes one or more things selected from printing papers, nonwoven fabric, polyethylene (PE) foam and polyethylene terephthalate (PET) film,and wherein the penetrating hole of the logo sticker layer is in circular shape. | Bio Protech Inc. | A61B005/04
US08290739 | B2 | 2012-10-16 | Method for determining relative mobility of regions of an object | 2009-09-02 | A method for determining a mobility of an object includes the steps of measuring at least a portion of a shape of an object under an initial increment of a weight load of a plurality of increments of a total weight load using a device and measuring at least a portion of the shape of the object under a next increment of a total weight load of a plurality of increments of a weight load using the device. Repeating the measurements until a total weight load is achieved and comparing the measurements from the device under the plurality of incremental weight loads, thereby determining a mobility of at least the portion of said object under the plurality of increments of weight loads. The method further includes adjusting the elevation and angular orientation of a support surface for the object to achieve further measurements and a device for obtaining such measurements. The method further includes comparing the mobility of a present object to a normal-object to determine a deviation. The normal-object is a statistical sample of a prior normal-object mobility. | 1. A method for determining a mobility of an object, comprising: a) measuring at least a portion of a shape of said object under an initial increment of a weight load of a plurality of increments of a total weight load using a device;b) measuring said at least said portion of said shape of said object under a next increment of a total weight load of said a plurality of increments of a weight load using the device;c) repeating step b) until a total weight load is achieved; andd) comparing said measurements from the device under said plurality of incremental weight loads, thereby determining said mobility of at least said portion of said object under said plurality of increments of weight loads. 2. The method of claim 1, wherein each increment of said plurality of increments of a weight load of said total weight load is of an equal weight. 3. The method of claim 1, wherein said object is a plantar surface of the foot. 4. The method of claim 1, wherein an entire surface of the shape of said object is measured. 5. The method of claim 1, wherein the device is at least one selected from the group consisting of: an optical digitizer, a pin digitizer, and at least one swing sensor arm. 6. The method of claim 1, wherein said object is a foot. 7. The method for determining a mobility of an object of claim 6 further comprising: comparing said mobility of said foot to a second mobility of a normal-foot, wherein said second mobility of said normal-foot is a statistical sample of a prior measured said normal-foot mobility; anddetermining a deviation of said mobility from said foot mobility to said second normal-foot mobility. 8. The method of claim 7 further comprising: placing an regional support structure under said foot;determining said mobility of said foot with said appliance under said foot; anddetermining a deviation of said mobility from said foot mobility to said second normal-foot mobility with said appliance in place. 9. A method of determining the mobility of one of two similar objects, comprising: a) adjusting a reference plane beneath one of the two similar objects whose mobility is to be measured;b) applying a load to the two similar objects to determine that each of the two objects supports one half of said load;c) measuring a first elevation from said reference plane of at least one location of one of said two similar objects, under a first weight load of a plurality of increments of a total weight load using a device to obtain a first measurement of said first object;d) measuring a further elevation from said reference plane of said at least one location on said first object under a next incremental load of said plurality of increments of a total weight load to obtain a next measurement;e) repeating step d) until said total weight load is achieved; andf) determining a mobility of said first object based on a plurality of measurements at said plurality of different weight loads. 10. The method of claim 9, wherein said reference planes... | Amfit, Inc. | G06F019/00 G01B005/207 G01B011/24
US08177727 | B2 | 2012-05-15 | Method and device for objective automated audiometry | 2007-07-31 | The present invention relates to a method for automation of objective hearing test based on the assessment of auditory evoked potential (AEP), for shortening of testing time, and for the minimization of inaccuracy and errors which may be resulted from the automation and time shortening. The method includes the steps for: as a preliminary test, presenting standard test stimulus to a subject; searching the wave V peak and SN10 peak; and as a main test, presenting test stimulus of each frequency, searching the minimal intensity and determining objective hearing threshold of each frequency. | 1. A method for performing an automated hearing test by using auditory brainstem response (ABR), the method comprising the steps of: providing a device configured to conduct EEG (electroencephalogram) analysis and determine a hearing threshold of a subject;presenting at least a test stimulus of each frequency of a plurality of testing frequencies to the subject's ear;using the device to set an A section including a Wave V peak and a B section including a SN10 peak based on a generation time of the Wave V peak using averaged potential data, wherein the B section follows the A section, and a potential difference is generated between the A and B sections; andusing the device to search a minimal intensity where the potential difference between the A and B sections does not exceed a preset critical value, in order to determine the minimal intensity as the hearing threshold of each frequency. 2. The method of claim 1, further comprising: determining an initial intensity of the test stimulus of each frequency based on the minimal intensity where the potential difference between the A section and the B section does not exceed than a preset critical value prior to the step of searching the minimal intensity. 3. The method of claim 2, wherein by gradually decreasing or increasing an intensity of the test stimulus by 5 dBHL, the minimal intensity, at which the potential difference between the A section and the B section does not exceed the preset critical value is set to Y, and the initial intensity of the test stimulus is set to Y+ZdB in the step of determining the initial intensity. 4. The method of claim 1, further comprising: measuring the subject's spontaneous influx from electrodes placed on the subject's head;analyzing FFT data on periodic artifacts among the subject's spontaneous EEG; andfiltering distinctive periodic artifacts based on the FFT analysis data. 5. The method of claim 4, wherein the subject's spontaneous EEG is converted into a real-time graphic image, and the FFT analysis data is visualized quantitative. 6. The method of claim 4, wherein the distinctive periodic artifacts are filtered by applying a corresponding the frequency of the periodic artifacts as a filtering frequency of a notch filter. 7. The method of claim 6, further comprising: choosing a number of the testing frequencies;setting the filtering frequency of the notch filter to eliminate electrical artifacts influxed from an electrical source;setting frequencies of a high-pass band filter and a low-pass band filter to eliminate low-frequency artifacts from brain and high-frequency electrical harmonics, respectively;setting a time range to randomize time intervals between sequentially presented stimuli;setting both time range and critical intensity value of potential changes, in order to classify an abrupt potential change during the test as an artifact and to exclude an epoch with the abrupt potential change from an averaging process; andsetting a critical value corres... | Earlogic Korea Inc. Sangyeop Kwak | A61B005/00 A61B005/04
US08469898 | B2 | 2013-06-25 | Indication-based worsening HF alert | 2009-09-17 | This document discusses, among other things, receiving a user selection of a heart failure symptom, receiving a user selection of an abnormal psychological condition, receiving information about a physiological patient status parameter, and determining a heart failure status using the received information. | 1. A system, comprising: a user input configured to: receive a user selection of a heart failure symptom to indicate whether a heart failure symptom is or has been present, wherein the heart failure symptom includes at least one of dyspnea, edema, or weight change;receive a user selection of a heart failure (HF) comorbidity to indicate whether an HF comorbidity is or has been present; andreceive a user selection of an abnormal psychological condition to indicate whether an abnormal psychological condition is or has been present; anda heart failure (HF) status processor, coupled to the user input, the HF status processor configured to determine a heart failure status using information about the user selection of the heart failure symptom, information about the user selection of the abnormal psychological condition, and information from a physiological patient status parameter detector,wherein the HF status processor configured to determine the heart failure status is further configured to controllably adjust the heart failure status determination, wherein controllably adjusting the heart failure status determination comprises: adjusting a first weight for the information about the first physiological patient status parameter relative to a second weight for the information about a different second physiological patient status parameter; andusing the information obtained from the first and second physiological patient status parameters in conjunction with the first and second weights. 2. The system of claim 1, comprising a heart failure (HF) status indicator configured to provide a heart failure status indication using information from the HF status processor. 3. The system of claim 2, wherein the HF status processor is configured to controllably adjust at least one of a sensitivity, a specificity, a positive predictive value, or a negative predictive value of the heart failure condition determination using information about the user selections of the heart failure symptom and the abnormal psychological condition. 4. The system of claim 1, wherein the abnormal psychological condition includes at least one of anxiety, stress, or depression. 5. The system of claim 4, wherein the HF status processor is configured to increase a likelihood of an indication of a worsening heart failure condition when the user selection indicates that the abnormal psychological condition is or has been present. 6. A method, comprising: receiving a user selection of a heart failure symptom to indicate whether a heart failure symptom is or has been present, wherein the heart failure symptom includes at least one of dyspnea, edema, or weight change;receiving a user selection of an abnormal psychological condition to indicate whether an abnormal psychological condition is or has been present;receiving a user selection of a heart failure (HF) comorbidity to indicate whether an HF comorbidity is or has been present;receiving information about a first physiological patient s... | Cardiac Pacemakers, Inc. | A61B005/02
US08986208 | B2 | 2015-03-24 | Analyte sensor sensitivity attenuation mitigation | 2008-09-30 | Method and apparatus for receiving a first signal from a first working electrode of a glucose sensor positioned at a first predetermined position under the skin layer, receiving a second signal from a second working electrode of the glucose sensor positioned at a second predetermined position under the skin layer, the second signal received substantially contemporaneous to receiving the first signal, detecting a dropout in the signal level associated with one of the first or second signals, comparing the first signal and the second signal to determine a variation between the first and second signals, and confirming one of the first or second signals as a valid glucose sensor signal output when the determined variation between the first and the second signals is less than a predetermined threshold level are provided. | 1. An apparatus, comprising: a data communication interface;one or more processors coupled to the data communication interface; anda memory storing instructions which, when executed by the one or more processors, receives a first signal from a first working electrode of a glucose sensor positioned at a first predetermined position under a skin layer, receives a second signal from a second working electrode of the glucose sensor positioned at a second predetermined position under the skin layer, the second signal received contemporaneously to receiving the first signal, detects a dropout in a signal level associated with one of the first signal or the second signal, compares the first signal and the second signal to determine a variation between the first signal and the second signal in response to detecting the dropout in the signal level, and confirming the one of the first signal or the second signal as a valid glucose sensor signal when the determined variation between the first signal and the second signal is less than a predetermined threshold level. 2. The apparatus of claim 1, wherein when the variation between the first signal and the second signal exceeds the predetermined threshold level, the memory storing instructions which, when executed by the one or more processors, confirms both of the first signal or the second signal as invalid sensor output signals. 3. The apparatus of claim 1, wherein when the variation between the first signal and the second signal exceeds the predetermined threshold level, the memory storing instructions which, when executed by the one or more processors, performs a rate of change determination of signals from one of the first working electrode or the second working electrode, and confirms the one of the first signal or the second signal as the valid glucose sensor signal when the determined rate of change level is less than a predetermined rate threshold level. 4. The apparatus of claim 3, wherein, when the determined rate of change level is greater than the predetermined rate threshold level, the memory storing instructions which, when executed by the one or more processors, confirms both of the first signal and the second signal from the first working electrode and the second working electrode, respectively as invalid sensor signals. 5. An apparatus, comprising: means for receiving a first signal from a first working electrode of a glucose sensor positioned at a first predetermined position under a skin layer;means for receiving a second signal from a second working electrode of the glucose sensor positioned at a second predetermined position under the skin layer, the second signal received contemporaneously to receiving the first signal;means for detecting a dropout in a signal level associated with one of the first signal or the second signal;means for comparing the first signal and the second signal to determine a variation between the first signal and the second signal in response to detecting the... | Abbott Diabetes Care Inc. | A61B005/05 A61B005/145 A61B005/1486 A61B005/1468 A61B005/00
US20100056952 | A1 | 2010-03-04 | In Situ Pressure Monitor and Associated Methods | 2008-02-29 | Methods, systems, and devices for detecting and quantifying pressure and pressure changes within a system are provided. In one aspect, a pressure sensing device is provided that includes a sensing tube having an interior volume and at least one wall, the wall being configured to deform in response to an external pressure that is greater than an external pressure threshold. The at least one wall is further configured to deform as a function of the external pressure. The device may also include a transducer operably coupled to the sensing tube, the transducer being configured to detect changes in the interior volume as a result of deformation of the at least one wall. | 1. A pressure sensing device, comprising: a sensing tube having an interior volume and at least one wall, the wall being configured to deform in response to an external pressure that is greater than an external pressure threshold, such that the at least one wall is configured to deform as a function of the external pressure; anda transducer operably coupled to the sensing tube, the transducer being configured to detect changes in the interior volume as a result of deformation of the at least one wall. 2. The device of claim 1, wherein the tube is a microtube having a cross-sectional diameter of from about 1 micron to about 2000 microns. 3. The device of claim 1, wherein the tube is a microtube having a cross-sectional diameter of from about 20 microns to about 200 microns. 4. The device of claim 1, wherein the tube is a microtube having a cross-sectional diameter of from about 100 microns to about 1000 microns. 5. The device of claim 1, wherein the tube is a microtube having a cross-sectional diameter of from about 1000 microns to about 2000 microns. 6. The device of claim 1, wherein the sensing tube is a polymeric tube. 7. The device of claim 6, wherein the polymeric tube includes a material selected from the group consisting of polyethylenes, polyurethanes, polyurethane elastomers, silicone-hydrogels, polyimides, polyetheretherketones, polytetrafluoroethylenes, polyethylenes, polydimethylsiloxanes, and combinations thereof. 8. The device of claim 1, wherein the transducer includes a transduction mechanism selected from the group consisting of piezoelectric, piezoresistive, resistive, capacitative, optical, reflectometerical, and combinations thereof. 9. The device of claim 1, wherein the pressure sensing device is configured to be biologically inert. 10. The device of claim 9, wherein the at least a portion of the pressure sensing device is coated with a layer of a biologically inert material. 11. The device of claim 1, further comprising a plurality of sensing tubes, each having a distinct pressure threshold. 12. A system for sensing pressure, comprising: a pressure sensing device including: a sensing tube having an interior volume and at least one wall, the wall being configured to deform in response to an external pressure that is greater than an external pressure threshold, such that the at least one wall is configured to deform as a function of the external pressure; anda transducer operably coupled to the sensing tube, the transducer being configured to detect changes in the interior volume as a result of deformation of the at least one wall;a data acquisition system operably coupled to the transducer, the data acquisition system being configured to receive a pressure indicative signal from the transducer. 13. The system of claim 12, wherein the data acquisition system is wirelessly coupled to the transducer. 14. The system of claim 12, wherein the data acquisition system is physically coupled to the transducer. 15. A method... | - | A61B005/00
US20100069785 | A1 | 2010-03-18 | APPARATUS FOR PRESSURE SENSING | 2007-07-23 | The present invention provides an apparatus for pressure sensing. The apparatus comprises a series of Bragg gratings and a light guide incorporating the series of Bragg gratings. The apparatus also comprises a plurality of moveable wall portions having opposite first and second sides. Each moveable wall portion is positioned so that a change in pressure at one of the sides relative to a pressure at the other side will move the moveable wall portion that is coupled to respective Bragg gratings so that the movement of one of the moveable wall portion causes a force on the respective Bragg grating resulting in a change in strain of the respective Bragg grating. An internal space at each Bragg grating is in fluidal communication with an internal space at an adjacent Bragg grating whereby pressure differences between adjacent internal spaces are reduced. | 1. An apparatus for distributed pressure sensing, the apparatus comprising: a light guide incorporating a series of Bragg gratings; a plurality of moveable wall portions having opposite first and second sides, each moveable wall portion being positioned so that a change in pressure at one of the sides relative to a pressure at the other side will move the moveable wall portion, the moveable wall portions being coupled to respective Bragg gratings so that the movement of one of the moveable wall portion causes a force on the respective Bragg grating resulting in a change in strain of the respective Bragg grating; an internal space at each Bragg grating, each internal space being in fluidal communication with an internal space at an adjacent Bragg grating such that, because of the fluidal communication, a local increase in internal pressure in one of the internal spaces caused by a suitable movement of one of the movable wall portion is reduced. 2. The apparatus of claim 1 wherein the apparatus has a normal operating temperature and pressure range at which the Bragg gratings are distorted into respective internal spaces or are distorted in an opposite direction. 3. The apparatus of claim 1 wherein each Bragg grating is positioned within a respective internal space. 4. The apparatus of claim 1 comprising at least one rigid member that is attached at attachment regions between which a sensing region of at least one Bragg grating is defined so that a series of the sensing regions is formed, wherein the at least one rigid member is arranged so that a strain in the sensing region is not directly influenced by a change in strain of the light guide outside the sensing region. 5. The apparatus of claim 4 wherein the sensing regions with the at least one rigid member are positioned in a flexible tube and the internal space at each sensing region are portions of the internal space of the flexible tube. 6. The apparatus of claim 5 wherein the moveable wall portions are wall portions of the tube. 7. The apparatus of claim 6 wherein the tube is provided in form of a catheter. 8. The apparatus as claimed in claim 6 wherein the tube has an open end-portion. 9. The apparatus of claim 8 wherein the apparatus is arranged for in-vivo pressure measurements and the tube has one open end that is arranged to be located outside a body during the in-vivo pressure measurements so that the internal spaces at the Bragg gratings are in fluidal communication with a space outside the body. 10. The apparatus as claimed in claim 4 comprising a catheter and wherein each moveable wall portion is an individual diaphragm and the individual diaphragms with the at least one rigid member together with at least a portion of the light guide are positioned in a catheter. 11. The apparatus as claimed in claim 4 wherein the at least one rigid member is attached to the light guide at attachment regions at either end of each sensing region. 12. The apparatus as claimed in claim 4 whe... | COMMONWEALTH SCIENTIFIC AND INDUSTRIAL RESEARCH OR | A61B005/00 G02B006/00 G01L013/02
US20100056934 | A1 | 2010-03-04 | APPARATUS AND METHOD FOR MEASURING PULSE WAVE | 2009-07-30 | A pulse wave measuring apparatus disposes a plurality of light emitting elements and a plurality of light receiving elements in a line, measures pulse wave signals at locations where the light emitting elements and the light receiving elements are located, when the pulse wave measuring apparatus is worn on a wrist of the person to be examined, and determines an optimal pulse wave signal among the plurality of measured pulse wave signals to measure pulse waves. An optimal pulse wave can be detected from an optimal pulse wave signal that is detected by a combination of the light emitting element and the light receiving element that are adjacent to a blood vessel of a person to be examined. | 1. A pulse wave measuring apparatus that is worn on a wrist of a person to be examined and measures a pulse wave signal, comprising: a sensor unit that includes a plurality of light emitting elements and a plurality of light receiving elements and detects a pulse wave signal of the person to be examined; anda control unit that selects any one of combinations of the plurality of light emitting elements and the plurality of light receiving elements according to signal sensitivity of a pulse wave signal that is detected for each combination, and activates the light emitting element and the light receiving element corresponding to the selected combination to measure a pulse wave. 2. The pulse wave measuring apparatus of claim 1, wherein the sensor unit includes the plurality of light emitting elements and the plurality of light receiving elements that are disposed in a line. 3. The pulse wave measuring apparatus of claim 1, wherein the sensor unit includes the plurality of light emitting elements and the plurality of light receiving elements that are alternately disposed. 4. The pulse wave measuring apparatus of claim 1, wherein each of the combinations of the plurality of light emitting elements and the plurality of light receiving elements is composed of a pair of the light emitting element and the light receiving element that are adjacent to each other. 5. The pulse wave measuring apparatus of claim 1, wherein the control unit includes a switching unit that controls an ON/OFF state of each of the plurality of light emitting elements and the plurality of light receiving elements. 6. The pulse wave measuring apparatus of claim 5, wherein the switching unit turns on the corresponding light emitting element and light receiving element for each of the combinations of the plurality of light emitting elements and the plurality of light receiving elements. 7. The pulse wave measuring apparatus of claim 1, wherein the control unit calculates an RMS of the pulse wave signal that is detected for each of the combinations of the plurality of light emitting elements and the plurality of light receiving elements, and measures signal sensitivity for the corresponding pulse wave signal. 8. The pulse wave measuring apparatus of claim 1, further comprising: a display unit that outputs pulse wave measurement data that is measured by the control unit. 9. A pulse wave measuring method of a pulse wave measuring apparatus that is worn on a wrist of a person to be examined and measures a pulse wave signal, comprising: measuring signal sensitivity of a pulse wave signal that is detected for each of the combinations of a plurality of light emitting elements and a plurality of light receiving elements that are included in the sensor unit;selecting any one of the combinations on the basis of the measured signal sensitivity; andactivating the light emitting element and the light receiving element corresponding to the selected combination and measuring the pulse wave. ... | ELECTRONICS AND TELECOMMUNICATIONS RESEARCH INSTITUTE | A61B005/02
US20100099973 | A1 | 2010-04-22 | Glucose Measuring Device Integrated Into a Holster for a Personal Area Network Device | 2009-12-28 | A glucose meter module integrated into a holster device that can securely accommodate another device such as a portable server device or an insulin pump is described. The glucose measuring module and the health device communicate with each other by a short range wireless modality. In the case in which the accommodated device is a server, such as personal digital assistant or cell phone, the device stores data in a memory, displays data on a visual display, and can wirelessly transmit such data to other devices within a personal area network. In the case where the accommodated device is a cell phone, the phone can further transmit data to remote sites. In the case where the accommodated device is an insulin pump, wirelessly received data are stored in a memory, are available for visual display on the insulin pump, and can be incorporated into the electronic processes that regulate the performance of the pump. | 1.-27. (canceled) 28. A heath management system, comprising: an analyte measurement module comprising a communication port for data communication; anda server module configured to communicate with the analyte measurement module, wherein the server module comprises a display and a communication port, andwherein the analyte measurement module is configured to generate one or more health management signals based on analyte data and communicate the one or more health management signals to the server module from the analyte measurement module and display the one or more health management signals. 29. The system of claim 28, wherein the display comprises a liquid crystal display (LCD) unit, a plasma display unit, or a touch-sensitive display unit. 30. The system of claim 28, wherein the server module comprises a personal digital assistant (PDA) or a cellular telephone. 31. The system of claim 28, wherein the server module is in physical contact with the analyte measurement module. 32. The system of claim 28, wherein the communication port of the analyte measurement module is a wireless communication port. 33. The system of claim 32, wherein the wireless communication port is configured for radio frequency communication, infrared communication, Bluetooth communication, or Wi-Fi communication. 34. The system of claim 28, wherein the communication port of the server module is a wireless communication port. 35. The system of claim 34, wherein the wireless communication port is configured for radio frequency communication, infrared communication, Bluetooth communication, or Wi-Fi communication. 36. The system of claim 28, wherein the analyte is glucose 37. The system of claim 36, wherein the health management signal is a blood glucose level. 38. The system of claim 28, wherein the analyte measurement module is displayless. 39. The system of claim 28, wherein the one or more heath management signals includes a graphical display signal, an audio alert signal, or a vibratory alert signal. 40. The system of claim 28, wherein the server module or the analyte measurement module is configured to generate an alert signal for output when the analyte data 41. The system of claim 28, wherein the health management signal is indicates an impending hyperglycemic state. 42. The system of claim 28, wherein the health management signal is indicates an impending hypoglycemic state. 43. The system of claim 28, wherein the health management signal comprises instructions communicated to an insulin pump. 44. The system of claim 28, wherein the server module is configured for providing instructional input to the analyte measurement module. 45. The system of claim 28, wherein the server module further comprises application software configured to communicate health management signals to a health care professional. 46. The system of claim 28, wherein the server module further comprises application software configured to communicate health management signals to a r... | Abbott Diabetes Care Inc. TheraSense, Inc. | A61B005/145
US20100056931 | A1 | 2010-03-04 | CARDIAC OUTPUT ESTIMATION USING PULMONARY ARTERY PRESSURE | 2009-08-18 | A system and method sense a pressure signal in a pulmonary artery and compute a stroke volume and cardiac output. A pressure signal is received from an implantable pressure sensor disposed in a pulmonary artery. The pressure signal includes a systolic period and a diastolic period for determining a heart rate (HR) and a heart cycle. An iteratively-updating model can relate pressure signal and HR to a stroke volume (SV) and a cardiac output (CO). The model extracts a mean pulse pressure (MPP) from the PAP signal and receives a patient-specific vascular resistance model parameter and a patient-specific arterial compliance model parameter. CO can be calculated using the HR, the PAP signal, and the model. The vascular resistance model parameter and the arterial compliance model parameter are iteratively updated using the output of the model. | 1. An apparatus comprising: an input receiving a pressure sensor signal from an implantable pressure sensor;an output providing an output signal used to calculate a cardiac output;a memory configured to store a patient-specific vascular resistance model parameter and a patient-specific arterial compliance model parameter; anda processor coupled to the input, the output and the memory, wherein the processor is configured to: receive the pressure sensor signal, the pressure sensor signal including a systolic period and a diastolic period;determine a heart rate (HR) of a heart cycle;provide an iteratively-updating model that relates the pressure sensor signal and HR to at least one of a stroke volume (SV) and a cardiac output (CO), and that extracts a measure of a pulse pressure derived from the pressure sensor signal, the model using a patient-specific vascular resistance model parameter and a patient-specific arterial compliance model parameter;calculate the CO using the HR, the pressure sensor signal, and the model;iteratively update the patient-specific vascular resistance model parameter using the output signal from the model; anditeratively update the patient-specific arterial compliance model parameter using the output signal from the model. 2. The apparatus of claim 1, wherein the implantable pressure sensor includes a pulmonary artery pressure (PAP) sensor disposed in a pulmonary artery of a patient and configured to generate the pressure sensor signal. 3. The apparatus of claim 1, wherein the processor receives a patient-specific vascular impedance model parameter stored in the memory. 4. The apparatus of claim 1, wherein the processor is configured to determine a pulmonary blood flow profile over the heart cycle using the pressure sensor signal, the vascular resistance model parameter and the arterial compliance model parameter that are stored in the memory. 5. The apparatus of claim 1, wherein the processor is configured to determine the stroke volume by integrating the pulmonary blood flow profile over the heart cycle. 6. The apparatus of claim 1, wherein the processor is configured to determine a second arterial compliance model parameter using the pressure sensor signal. 7. The apparatus of claim 6, wherein the processor is configured to determine the second arterial compliance model parameter using the stroke volume and a pulse pressure extracted from the pressure sensor signal. 8. The apparatus of claim 4, wherein the processor is configured to determine a second vascular resistance model parameter using the pressure sensor signal. 9. The apparatus of claim 8, wherein the processor is configured to determine a second vascular resistance model parameter using a central tendency of the pressure sensor signal and a central tendency of the pulmonary blood flow profile over the heart cycle. 10. The apparatus of claim 8, wherein the processor is configured to replace the vascular resistance model parameter with the second vascula... | - | A61B005/0215 A61B005/029
US07697974 | B2 | 2010-04-13 | Methods and apparatus for analysis of angiographic and other cyclical images | 2003-10-10 | A method for analyzing stored frames of time-stamped imaging data and time-stamped physiologic data obtained during a study of a patient during a plurality of cardiac cycles. The imaging data includes frames representative of a succession of images of the patient's heart. These configurations use a computer to analyze the stored physiologic data to determine times of a selected phase in the plurality of cardiac cycles, select, in the plurality of cardiac cycles, stored images corresponding to the determined times of the selected phase, and align and average images corresponding to the selected phase across the plurality of cardiac cycles to produce a single representative frame of image data. | 1. A method utilizing a computer in communication with an imaging system and a monitoring system for analyzing stored frames of time-stamped imaging data and time-stamped physiologic data obtained during a study of a patient during a plurality of cardiac cycles, the imaging data comprising frames representative of a succession of images of the patient's heart, said method comprising: time-stamping each of the frames of the imaging data acquired by said computer using a first clock within the imaging system;time-stamping at least one feature within the physiologic data using a second clock within the monitoring system, the second clock different than the first clock;storing the time-stamped frames of the imaging data and the time-stamped physiologic data within a memory device;synchronizing time-stamps generated by the first clock with time-stamps generated by the second clock by comparing the first clock and the second clock to a reference clock within the memory device;analyzing the stored time-stamped physiologic data to determine times of a selected phase in the plurality of cardiac cycles;selecting, in the plurality of cardiac cycles, the stored time-stamped frames of imaging data corresponding to the determined times of the selected phase;aligning and averaging the selected frames of imaging data corresponding to the selected phase across the plurality of cardiac cycles; andproducing a single representative frame of image data based on the aligned and averaged frames of imaging data. 2. A method in accordance with claim 1 further comprising utilizing the computer to filter non-left ventricle anatomy from the single representative frame of image data. 3. A method in accordance with claim 2 further comprising utilizing the computer to detect edges of a left ventricle wall in the filtered, single representative frame of image data. 4. A method in accordance with claim 3 further comprising utilizing the computer to determine cardiac volume utilizing said filtered, single representative frame of image data. 5. A method in accordance with claim 4 wherein said selected cardiac phase is a systolic phase and said determined cardiac volume is a systolic volume. 6. A method in accordance with claim 4 wherein said selected cardiac phase is a diastolic phase and said determined cardiac volume is a diastolic volume. 7. A method wherein the method of claim 4 is performed for both a selected systolic phase and a selected diastolic phase to determine both a systolic volume and a diastolic volume, and further comprising utilizing the computer to determine an ejection fraction utilizing said determined systolic volume and said determined diastolic volume. 8. A method in accordance with claim 1 wherein the physiologic data comprises ECG waveform data. 9. A method in accordance with claim 1 wherein said imaging data comprises X-ray imaging data. 10. A method in accordance with claim 9 wherein the X-ray imaging data comprises data enhanced by injection o... | GE Medical Systems Global Technology Company, LLC | A61B005/05
US07702384 | B2 | 2010-04-20 | Zoneless tachyarrhythmia detection with real-time rhythm monitoring | 2005-12-13 | A system including an implantable medical device (IMD). The IMD includes a ventricular contraction sensing circuit that provides a sensed ventricular contraction signal, a timer circuit that provides a ventricular time interval between ventricular contractions, and a controller circuit coupled to the timer circuit, the controller circuit determines the ventricular contraction rate using the ventricular time interval. The controller circuit further includes a tachyarrhythmia detection module that declares tachyarrhythmia, in response to detecting a sudden rate increase, without comparing a ventricular rate or time interval to a respective tachyarrhythmia detection rate or time interval threshold. | 1. A system comprising: an implantable medical device (IMD) comprising: a ventricular contraction sensing circuit operable to provide a sensed ventricular contraction signal;a timer circuit operable to provide a ventricular time interval between ventricular contractions;a controller circuit coupled to the timer circuit, the controller circuit operable to determine the ventricular contraction rate using the ventricular time interval, and wherein the controller circuit further includes a tachyarrhythmia detection module operable to:determine an average ventricular contraction interval;deem a current heartbeat as an accelerated beat if a difference between a last average ventricular contraction interval (V-V interval) and the current V-V interval is greater than a specified portion of the last average V-V interval;declare tachyarrhythmia, in response to detecting a sudden rate increase, without requiring comparing a ventricular rate or time interval to a respective tachyarrhythmia detection rate or time interval threshold, wherein a sudden rate increase is defined as a specified number of accelerated beats; andexclude an accelerated beat from a determination of the average V-V interval after the specified number of accelerated beats occurs. 2. The system of claim 1, wherein a sudden rate increase is defined as a specified number of consecutive accelerated beats. 3. The system of claim 1, further comprising an atrial contraction sensing circuit configured to sense a cardiac signal of an atrium of the heart, and wherein the controller circuit is operable to monitor a ventricular and an atrial contraction rate and the tachyarrhythmia detection module is operable to declare tachyarrhythmia when at least one of the ventricular contraction rate exceeds the atrial contraction rate by a specified rate threshold or when detecting a sudden rate increase. 4. The system of claim 3, wherein the tachyarrhythmia detection module is operable to declare tachyarrhythmia when both the ventricular contraction rate exceeds the atrial contraction rate by a specified rate threshold and a sudden rate increase is detected. 5. The system of claim 3, wherein the controller circuit further includes a rhythm discrimination module to discriminate between ventricular tachyarrhythmia and supraventricular tachyarrhythmia, wherein the controller circuit enables the rhythm discrimination module when the controller circuit detects that a) the sudden rate increase is sustained for a specified period of time, or b) the ventricular rate which exceeds the atrial rate by a specified rate threshold is sustained for a specified period of time, or c) both the sudden rate increase and the ventricular rate are sustained for a specified period of time. 6. The system of claim 5, further including a memory circuit coupled to the controller circuit, wherein at least one first area of the memory circuit is allocated to store a digitized representation of at least one episode of ventricular tach... | Cardiac Pacemakers, Inc. | A61B005/04
US20100056958 | A1 | 2010-03-04 | DEVICE FOR MEASURING BLOCKAGE LENGTH IN A BLOOD VESSEL | 2009-06-18 | The present invention is directed toward a lesion measuring device for use with cardiac catheterization assemblies. In one embodiment, the assembly comprises a plurality of rulers physically attached to at least one housing. The housing is configured to connect the assembly to a catheterization assembly. The assembly includes a slidable member engaged with at least one of the plurality of rulers, and a torquer configured to move in relation to a guidewire and the slidable member. | 1. An assembly comprising: a. A plurality of rulers physically attached to at least one housing, wherein said housing is configured to connect the assembly to a catheterization assembly.b. A slidable member engaged with at least one of said plurality of rulers; andc. A torquer configured to move in relation to a guidewire and said slidable member. 2. The assembly of claim 1 wherein said catheterization assembly is a Touhy-Borst Y-adapter. 3. The assembly of claim 1 wherein the housing comprises a band. 4. The assembly of claim 3 wherein the band is rubberized. 5. The assembly of claim 1 wherein the housing comprises a ring coupler. 6. The assembly of claim 5 wherein the ring is rubberized. 7. The assembly of claim 1 comprising at least two rulers. 8. The assembly of claim 7 wherein the at least two rulers are substantially parallel. 9. The assembly of claim 8 wherein the at least two rulers are spaced to accommodate a guide wire between them. 10. The assembly of claim 1 wherein the slidable member comprises a slot for said guidewire. 11. An assembly comprising: a. A plurality of rulers physically attached to at least one housing, wherein said housing is configured to connect the assembly to a catheterization assembly.b. A member engaged with at least one of said plurality of rulers; andc. A torquer having a slot, wherein said slot is configured to receive to a guidewire and wherein said torquer is configured to move in relation to said member. 12. The assembly of claim 11 wherein said catheterization assembly is a Touhy-Borst Y-adapter. 13. The assembly of claim 11 wherein the housing comprises a band. 14. The assembly of claim 11 wherein the housing comprises a ring coupler. 15. The assembly of claim 11 comprising at least two rulers. 16. The assembly of claim 15 wherein the at least two rulers are substantially parallel. 17. The assembly of claim 16 wherein the at least two rulers are spaced to accommodate a guide wire between them. 18. The assembly of claim 11 further comprising a second member. 19. The assembly of claim 18 wherein said member and second member are slidable and configured to physically slide along a length of at least one of said plurality of rulers. 20. The assembly of claim 11 wherein said member is slidable, perpendicular to at least one of said plurality of rules, and configured to physically slide along a length of said at least one of said plurality of rulers. | - | A61B005/107
US20100069776 | A1 | 2010-03-18 | DIAGNOSING AND MONITORING NEUROLOGICAL PATHOLOGIES AND STATES | 2009-09-04 | Certain embodiments of the present invention provide for the detection and monitoring of multiple micro-scale neurological signals indicative of neurological state, neurological activity, and/or neuropathology. By examining such micro-scale neurological signals, a care provider may make more accurate differential diagnoses, identify the most efficacious treatment strategy, and/or track the efficacy of treatment. In some embodiments, analysis of micro-scale electrophysiological signals can be used in the diagnosis, treatment decisions, and monitoring of several neurological disorders, e.g. epilepsy, movement disorders, and psychiatric disorders. In some embodiments, different cortical areas can be mapped, for example, to define boundaries between healthy and/or pathological neural tissue. | 1. A method, of localizing a neurological pathology within the brain, comprising: at each one of a plurality of electrode arrays located at or near the surface of a brain, detecting electrical activity occurring within the brain, wherein each of the electrode arrays comprises a plurality of electrodes;for each one of the plurality of electrode arrays, determining a direction of propagation of the electrical activity based on the electrical activity detected by the electrode array; anddetermining a location of the neurological pathology based on the determined directions of propagation of the electrical activity. 2. The method of claim 1, wherein the electrical activity comprises inter-itcal spikes and the neurological pathology comprises an epileptic focus. 3. The method of claim 1, wherein detecting the electrical activity occurring within the brain at each of the plurality of electrode arrays comprises detecting an electrical signal at each of the electrodes of the electrode array, and the determining the direction of propagation of the electrical activity at each one of the plurality of electrode arrays comprises: determining a gradient of electrical signals across a plane of the electrode array based on the electrical signals detected by the electrodes of the electrode array; anddetermining the direction of propagation of the electrical activity based on the determined gradient. 4. The method of claim 3, wherein the electrical signals comprise electrical potentials. 5. The method of claim 1, wherein detecting the electrical activity occurring within the brain at each of the plurality of electrode arrays comprises detecting an electrical signal at each one of the plurality of electrodes of the electrode array, and the determining the direction of propagation of the electrical activity at each one of the plurality of electrode arrays comprises: determining a wave front of the electrical activity across the electrode array based on the electrical signals detected by the electrodes of the electrode array; anddetermining the direction of propagation of the electrical activity based on the determined wave front. 6. The method of claim 5, wherein determining the wave front of the electrical activity across the electrode array comprises: determining at which electrodes of the electrode array the respective electrical signal is above a threshold and at which electrodes of the electrode array the respective electrical signal is below the threshold;forming a boundary between the electrodes corresponding to electrical signals above the threshold and the electrodes corresponding to electrical signals below the threshold; anddetermining the wave front of the electrical activity based on the boundary. 7. A method, of characterizing neurological activity, comprising: over a time period, detecting a local field potential occurring in a group of neurons;during the time period, detecting action potentials within the group of neurons;determining a value of... | - | A61B005/0478
US20100100007 | A1 | 2010-04-22 | BLOOD TESTING DEVICE | 2009-10-15 | A blood testing device includes (i) a main body, having a puncture component for puncturing a finger, a finger contact component where the finger to be punctured is placed during puncture by the puncture component, a sensor receptacle in which a blood sensor can be mounted, and a measurement component that measures concentration of a component in the blood held in the blood sensor, and (ii) at least one main body support that has a first space into which a finger other than the finger to be punctured is inserted, and that is provided to the main body directly or via another member. | 1. A blood testing device, comprising: a main body, including a puncture component configured to puncture a finger, a finger contact component arranged to contact a finger to be punctured during puncture by the puncture component, a sensor receptacle arranged to be mounted with a blood sensor, and a measurement component configured to measure a concentration of a component in the blood held in the blood sensor; andat least one main body support that has a first space into which a finger other than the finger to be punctured is inserted, and that is provided to the main body directly or via another member. 2. The blood testing device according to claim 1, wherein the blood sensor mounted in the sensor receptacle is disposed overlapping the finger contact component. 3. The blood testing device according to claim 1, further comprising a wall that surrounds the finger contact component,wherein the wall is disposed so that the finger to be punctured is inserted in a second space surrounded by the wall. 4. The blood testing device according to claim 3, wherein the puncture component comprises a solid-state laser. 5. The blood testing device according to claim 3, further comprising a cap arranged to cover the finger contact component. 6. The blood testing device according to claim 1, wherein the main body support comprises a closed shape that has the first space in its interior. 7. The blood testing device according to claim 1, wherein the main body support is disposed adjacent to the finger contact component. 8. The blood testing device according to claim 1, wherein the main body support is movable. 9. The blood testing device according to claim 8, further comprising a wall that surrounds the finger contact component,wherein the wall is disposed so that the finger to be punctured is inserted in a second space surrounded by the wall, andthe spacing between the main body support and the puncture wall is variable. 10. The blood testing device according to claim 5, wherein the main body support is arranged to be stowed in the cap. 11. The blood testing device according to claim 5, wherein the cap is arranged to slid with respect to the main body, andthe main body support moves in conjunction with the sliding of the cap. | - | A61B005/151
US20100100008 | A1 | 2010-04-22 | Substance Detecting Diaper | 2008-10-16 | An apparatus and method for the detection of substances in an excretion. A diaper is generally utilized and a pad containing one or more reagent strips is placed within a sleeve in the crotch of the diaper. An excretion within the diaper, such as urine, occurs and the reagent strips are activated and test for the presence of certain substances. The substances tested for are generally ones in which mothers may abuse and are harmful to and transferred to the infant, but may be any substance the presence of such is helpful to know. | 1. An apparatus for detecting one or more substances present in an excretion comprising: a diaper having a crotch;one or more reagent strips, each of said reagent strips for detecting a substance;said reagent strips disposed in said diaper's crotch. 2. The apparatus of claim 1 further including: a sleeve having a one or more passages for housing said reagent strips. 3. The apparatus of claim 1 wherein said excretion is urine. 4. The apparatus of claim 1 further comprising: a pad;said reagent strips detachably attached to said pad. 5. The apparatus of claim 4 wherein said pad is composed of cotton. 6. The apparatus of claim 1 wherein said reagent strips detect the presence of one or more detrimental substances. 7. The apparatus of claim 1 wherein said reagent strips detect the presence of one or more of the substances: marijuana, methamphetamine, cocaine, opiates, phenethlamines, phencyclidine, and amphetamine. 8. The apparatus of claim 1 wherein said reagent strips detect the presence of one or more beneficial substances. 9. A method for detecting one or more substances present in an excretion comprising the step: installing one or more reagent strips in the crotch of a diaper. 10. The method of claim 9 wherein said installing is by disposing said reagent strips in a sleeve wherein said sleeve contains one or more passages. 11. The method of claim 9 wherein said excretion is urine. 12. The method of claim 9 further comprising: coupling said reagent strips to a detachably removable pad. 13. The method of claim 12 further comprising: testing said pad for the presence of a specified substance. 14. The method of claim 9 wherein said reagent strips detect the presence of a detrimental substance. 15. The method of claim 9 wherein said reagent strips detect the presence of one or more of the substances: marijuana, methamphetamine, cocaine, opiates, phenethlamines, phencyclidine, and amphetamine. 16. The method of claim 15 further comprising the step of: analyzing results of said detecting. 17. The method of claim 9 wherein said reagent strips detect the presence of a beneficial substance. 18. The method of claim 9 further comprising the step of: coupling said reagent strips to a pad;activating said reagent strips with said excretion;absorbing said excretion by said pad;testing said reagent strips for the presence of one or more of the substances: marijuana, methamphetamine, cocaine, opiates, phenethlamines, phencyclidine, and amphetamine. 19. The method of claim 18 further comprising: performing a confirmatory test of said testing by testing said pad for the presence of the specified substance. 20. An apparatus for detecting one or more substances present in an excretion comprising: a diaper with a crotch;a sleeve containing one or more passages wherein said sleeve is disposed in diaper's crotch;one or more reagent strips detachably attached to a pad;said reagent strips disposed in said sleeve. | - | A61B005/00 A61F013/15
US20100063652 | A1 | 2010-03-11 | Garment for Use Near Autonomous Machines | 2008-12-08 | The illustrative embodiments provide a method and apparatus for localizing an operator using a garment, a number of localization devices capable of being detected by an autonomous vehicle, and a controller capable of sending a control signal to the autonomous vehicle. | 1. An apparatus for providing an interface between a machine and an operator of the machine, the apparatus comprising: a garment capable of being worn by the operator;at least one localization device, connected to the garment, capable of being detected by the machine for determining a location of the garment; anda controller capable of sending a control signal from the garment to the machine to control an operation of the machine. 2. The apparatus of claim 1, further comprising: a separate localization device on each of a front, back, right, and left side of the garment for determining an orientation of the operator. 3. The apparatus of claim 1, wherein the machine is a vehicle. 4. The apparatus of claim 1, wherein the controller is a touch sensitive area on the garment. 5. The apparatus of claim 1, further comprising: at least one sensor connected to the garment for detecting at least one physical condition of the operator. 6. The apparatus of claim 1, further comprising: a wireless communication sender and receiver means connected to the garment for transmitting information to the machine and receiving information from the machine. 7. The apparatus of claim 1, further comprising: a plurality of different types of attributes associated with the garment and detectable by a plurality of different types of sensors located on the machine. 8. The apparatus of claim 7, wherein the plurality of different types of attributes include at least one of garment material color, garment size, garment pattern, a visual logo, a barcode, and radio frequency identification tags. 9. The apparatus of claim 7, wherein the attributes are detectable by at least one of a global positioning system, a light sensor, a two dimensional/three dimensional model lidar, a barcode scanner, a far/medium infrared camera, a visible light camera, a radar, an ultrasonic sonar, and a radio frequency identification reader. 10. A garment comprising: a material of a color that is distinguishable, by a computer, from a work environment; andat least one radio frequency identification tag. 11. The garment of claim 10, wherein the at least one radio frequency identification tag is used for identification, authentication, and localization determination by a nearby vehicle. 12. The garment of claim 11, wherein the nearby vehicle comprises a radio frequency identification reader for sensing the at least one radio frequency identification tag on the garment. 13. The garment of claim 10, further comprising: at least one radio frequency identification tag in a plurality of radio frequency identification tags located on the front of the garment;at least one radio frequency identification tag in the plurality of radio frequency identification tags located on the left side of the garment;at least one radio frequency identification tag in the plurality of radio frequency identification tags located on the right side of the garment; andat least one radio frequency identification tag in the p... | - | G06F019/00 G01S003/02 A41D001/00 A61B005/00 H04Q005/22 H04R001/02 H02J007/00 G06K019/06
US20100056960 | A1 | 2010-03-04 | Device and method for capturing a gait pattern | 2007-11-10 | The invention relates to a device for capturing a gait pattern of a living being, comprising a tread plate (4) and at least one sensor (5), associated with the tread plate (4) or integrated into it, a sensor signal of the at least one sensor (5) being supplied to an evaluation device (A). The device (1) further comprises a treadmill (6) which is superposed to the tread plate (4), the at least one sensor (5) allowing the individual tread pulses of a dynamic sequence of movements consisting of a sequence of individual movements to be detected and the sensor signals (S) correlated with the individual tread pulses to be supplied to the evaluation device (A). The invention is characterized in that the tread plate (4) is elastically received in the device (1) by means of a suspension (3), that the one sensor or at least one of the sensors (5) is configured as a sensor (5) detecting an acceleration and/or a deviation of the tread plate (4). | 1. Device for capturing a gait pattern of a living being, comprising a tread plate (4) and at least one sensor (5), associated with the tread plate (4) or integrated into it, a sensor signal of the at least one sensor (5) being supplied to an evaluation device (A), wherein the device (1) comprises a treadmill (6) which is superposed to the tread plate (4), and wherein the at least one sensor (5) allows the individual tread pulses of a dynamic sequence of movements, consisting of a sequence of individual movements, to be detected and the sensor signals (S) correlated with the individual tread pulses to be supplied to the evaluation device (A), characterized in that the tread plate (4) is elastically supported in the device (1) by a suspension (3) and that the sensor, or at least one of the sensors (5) is a sensor that captures an acceleration and/or excursion of the tread plate (4). 2. The device as defined in claim 1, characterized in that the device comprises a sensor (5) that covers the whole tread plate (4) or, two sensors (5) each of which is assigned to one half of the tread plate (4) or, four sensors (5), each assigned to one quadrant of the tread plate (4). 3. (canceled) 4. (canceled) 5. The device as defined in claim 1, characterized in that the sensor signals (S) correlated with the individual tread pulses of the dynamic sequence of movements can be displayed on a display unit (E) of the evaluation device (A) and that the individual tread pulses of the dynamic sequence of movements can be compared one with the other and/or with predefined standard tread pulses by the evaluation device (A). 6. The device as defined in claim 5claim 1, characterized in that a signal can be produced by the evaluation device when a tread pulse deviates from another tread pulse and/or from a predefined standard tread pulse. 7. The device as defined in claim 1, characterized in that the device (1) comprises a correlation device by which a sensor signal (S) of the sensor or the at least one of the sensors (5) can be clearly correlated with a given extremity of a user of the device (1). 8. The device as defined in claim 1, characterized in that the stiffness of the suspension (3) of the tread plate (4) can be adjusted. 9. The device as defined in claim 1, characterized in that the suspension (3) of the tread plate (4) comprises at least one bearing (9) in which a first bearing part (10) and a second bearing part (11) are connected in parallel. 10. The device as defined in claim 9, characterized in that the second bearing part (11) has a low stiffness while the first bearing part (10) has a variable stiffness. 11. The device as defined in claim 9, characterized in that the first bearing part (10) comprises a first bearing element (10a) of high stiffness which is connected in series with a second bearing element (10b) of variable stiffness. 12. The device as defined in any of claim 9, characterized in that the second bearing element (10b) of the first be... | MLS LANNY GMBH | A61D099/00 A61B005/11
US20100106048 | A1 | 2010-04-29 | TEMPERATURE MEASUREMENT AND METHOD FOR PERFORMING THE SAME | 2008-01-09 | Implement and method for determining the temperature of an extremity of a living being, as a result of which the load-bearing capacity of the relevant body part can be determined. This is based on the flow rate of the blood in the relevant extremity. It is proposed to provide everyday objects with a temperature sensor which may be a contact sensor or radiation sensor and, in a range between 27.5 and 30.5° C., emits a signal which differs from a signal when the temperature of the relevant extremity is outside this range. Surprisingly, it has been found that if the temperature is within the range, optimum conditions for load-bearing capacity of the relevant extremity are given. Parts of this type which may be gripped by the extremity may include a wide range of parts. | 1-11. (canceled) 12. An implement comprising a handle having a hand palm temperature sensor provided in the handle, and temperature-indicating means controlled by said sensor, said temperature-indicating means being designed to emit a first signal in a temperature range below a single fixed value and to emit a second signal in a temperature range above said single fixed value, wherein the measuring accuracy with respect to said fixed value is ±0.5° C. and said fixed value being in the temperature range from 27.5-30.5° C. 13. The implement as claimed in claim 12, wherein said sensor comprises a contact heat sensor. 14. The implement as claimed in claim 12, wherein said sensor is a radiation heat sensor. 15. The implement as claimed in claim 12, wherein said sensor is a sensor which changes color at said fixed value. 16. The implement as claimed in claim 12, comprising a garment. 17. The implement as claimed in claim 12, comprising an appliance such as a tool. 18. The implement as claimed in claim 12, comprising a game means. 19. The implement as claimed in claim 12, comprising footwear. 20. A method for determining the condition of the extremity of a living being, comprising a palm of a hand engaging a handle of an implement and determining the temperature of said palm of a hand at the spot of said held part, emitting a first signal if the detected temperature is below a single fixed value and emitting a second signal differing from the first if the temperature is above said single fixed value, wherein said fixed value is in the temperature range 27.5-30.5° C. and the measurement accuracy with regard to said fixed value is ±0.5. 21. The method as claimed in claim 20, wherein said temperature range is between 29° C. and 30° C. 22. The method as claimed in claim 20, wherein said fixed value is determined by measuring the temperature of a reference body part. | - | A61B005/01 G01K005/22
US07680524 | B2 | 2010-03-16 | Magnetic fluid detection method and magnetic fluid detection apparatus | 2002-10-21 | The apparatus of the present invention comprises: an excitation device which excites the measurement site with a local direct-current or alternating-current magnetic field, and a plurality of magnetic field detection devices which are disposed in proximity to each other to measure the magnetic field component that is perpendicular to the exciting magnetic field. A magnetic fluid that possesses paramagnetism is injected from the outside into a substance in which a fluid can flow, and the local magnetic field gradient is then measured while the injected magnetic fluid is excited by the application of a direct-current or alternating-current magnetic field from the outside, thus measuring the presence or absence of distortion of the local magnetic field distribution arising from the fact that the specific magnetic permeability of the magnetic fluid injected into the substance is higher than that of the surrounding substance, so that sites where large amount of the magnetic fluid has accumulated are identified in a non-invasive manner without being affected by external magnetic noise. | 1. A magnetic fluid detection method comprising: a step in which a magnetic fluid possessing magnetism is injected from the outside into a substance in which the fluid can flow;an excitation step in which a direct-current or alternating-current magnetic field for exciting said magnetic fluid is applied;a measurement step in which the variation in the magnetic field strength caused by the applied magnetic field is measured in two or more places that are close to each other, the measurement of the variation of the magnetic field strength is of a component of the magnetic field strength that is perpendicular to the applied magnetic field, a distance between the magnetic field strength measurement places is set approximately equal to the substantial size of the areas where the magnetic fluid accumulates;a calculation step in which the absolute value or amplitude value of signals measured in said measurement step is calculated; anda search step in which a search is made for a portion of the substance where said calculation step shows a maximum value by interlockingly varying a position of the magnetic field application in the excitation step and the magnetic field strength measurement in the measurement step;wherein said portion of said substance in which the largest amount of the magnetic fluid has accumulated are identified by measuring the distortion of the local magnetic field distribution that results from the fact that the specific magnetic permeability of said magnetic fluid is higher than that of the surrounding substance. 2. The magnetic fluid detection method according to claim 1, wherein the calculation step amplifies the difference between the signals measured in said measurement step. 3. The magnetic fluid detection method according to claim 2, wherein the portion of the substance in which said calculation step shows a maximum value is found by outputting sound, with the frequency, intensity or sounding interval of this sound varied on the basis of the absolute value of the signal, or on the basis of the amplitude value of the amplified difference signal when the exciting magnetic field is an alternating-current magnetic field. 4. The magnetic fluid detection method according to claim 2, wherein said search step is accomplished by a display-processing based on conversion into numerical values or a graph. 5. The magnetic fluid detection method according to claim 2, wherein the portion of the substance in which a great amount of the magnetic fluid has accumulated is identified by varying the position of magnetic field application and magnetic field strength measurement in order to find the portion showing the greatest variation in numerical values or variation in waveform. 6. The magnetic fluid detection method according to claim 1, wherein said search step is accomplished by a display-processing based on conversion into numerical values or a graph. 7. The magnetic fluid detection method according to claim 1, wherein the portion of th... | Olympus Corporation | A61B005/05 G01R033/02
US07686012 | B2 | 2010-03-30 | Apparatus for non-invasively measuring cardiac output | 2005-05-02 | Apparatus and methods for non-invasively determining cardiac output using partial re-breathing techniques are disclosed in which the apparatus is constructed with an instantaneously adjustable deadspace for accommodating differences in breathing capacities of various patients. The apparatus is constructed of inexpensive elements, including a single two-way valve which renders the apparatus very simple to use and inexpensive so that the unit may be readily disposable. The method of the invention provides a novel means of estimating cardiac output based on alveolar CO2 values rather than end-tidal CO2 values as previously practiced. A program for calculating cardiac output is also disclosed. | 1. Apparatus configured to facilitate rebreathing by a subject, comprising: an airway conduit configured to communicate with a respiratory system of a patient;a volume-adjustable deadspace conduit comprising an alternate pathway to at least a portion of the airway conduit and including ends secured to and in at least selective communication with the airway conduit, the volume-adjustable deadspace conduit configured to be adjusted to one of more than two fixed volumes to provide a volume-adjustable deadspace from which the subject may rebreathe; anda flow control element comprising a single one two-way valve for selectively controlling flow into and out of the volume-adjustable deadspace conduit. 2. The apparatus of claim 1, wherein the airway conduit comprises at least a portion of the volume-adjustable deadspace. 3. The apparatus of claim 1, wherein the airway conduit includes a breathing tube including a first end for interfacing with a subject and an opposite second end, a Y-piece at the second end of the breathing tube, an inspiratory conduit connected to a first branch of the Y-piece, and an expiratory conduit connected to a second branch of the Y-piece. 4. The apparatus of claim 3, wherein the inspiratory conduit comprises at least a portion of the volume-adjustable deadspace. 5. The apparatus of claim 3, wherein the expiratory conduit comprises at least a portion of the volume-adjustable deadspace. 6. The apparatus of claim 1, wherein the volume-adjustable deadspace conduit comprises at least one volume-expandable and volume-contractible element. 7. The apparatus of claim 1, wherein the single one two-way valve is located adjacent to a junction between the airway conduit and the volume-adjustable deadspace conduit. 8. The apparatus of claim 7, further comprising: a flow restrictor located along a length of the airway conduit to, in conjunction with the single one two-way valve, facilitate selective direction of gas into the volume-adjustable deadspace \conduit. 9. The apparatus of claim 1, further comprising: a volume-adjustable element positionable between the airway conduit and a source of ventilation gas. 10. The apparatus of claim 1, wherein the volume-adjustable deadspace comprises an evacuation line for collecting exhaled gas and a gas-release element associated with the evacuation line for tailoring an amount or carbon dioxide concentration of the exhaled gas within the evacuation line. 11. The apparatus of claim 6, wherein the at least one volume-expandable and volume-contractible element comprises a section of corrugated tubing. 12. The apparatus of claim 11, wherein the single two-way valve is located to facilitate selective direction of gas into the at least one volume-expandable and volume-contractible element. 13. The apparatus of claim 12, further comprising: a flow restrictor located along a length of the airway conduit to, in conjunction with the single two-way valve, facilitate selective direction of gas into t... | RIC Investments, LLC | A61M015/00 A61M016/00 A61B005/00
US07670296 | B2 | 2010-03-02 | Multi-purpose connector for blood pressure measurement equipment | 2006-12-11 | A connector for blood pressure measurement systems is provided, wherein the connector enables interchangeable individual connection of a cuff to various gage housings, including those equipped with a male fitting or a female fitting, yet wherein the presence of the connector also desirably prevents inadvertent connection of a gage housing to certain other medical equipment. | 1. A sphygmomanometer system that enables a plurality of blood pressure measurements to be interchangeably performed, said system comprising: an inflatable cuff adapted to be wrapped about a limb of a patient;a first gage housing including a male luer lock having a wall that at least partly surrounds a male element, said wall containing thread on an internal surface;a second gage housing including a female filling with a wall defining a tubular opening; anda dually compatible connector comprising: a first end connected to the cuff; anda second end adapted to be interchangeably connected to said male luer lock and said female fitting, thereby enabling use of the cuff in cooperation with either said first or said second gage housing. 2. The system of claim 1, wherein a first element and a second coaxial element protrude from the second end of said connector, said first element having an outer periphery adapted to engage said female fitting, and said second element having a threaded outer periphery adapted to threadedly engage the internal wall surface of said male luer lock. 3. The system of claim 1, wherein said connector further comprises: a continuous lumen defined within said connector and spanning said first end and said second end, wherein said continuous lumen has an inner diameter. 4. The system of claim 3, wherein the continuous lumen is sized and shaped to accommodate and form a fluid tight seal against at least a portion of said male element of said male luer lock. 5. The system of claim 3, wherein the inner diameter of the continuous lumen is non-uniform. 6. The system of claim 1, wherein said connector further comprises: an intermediary section between said first end and said second end, having an effective outer diameter greater than that of said first end and that of said second end. 7. The system of claim 1, wherein said first end of said connector is barbed. 8. The system of claim 2, wherein said first element also has a threaded outer periphery and is adapted to threadedly engage said female fitting of said second gage housing. 9. The system of claim 2, wherein said first element and said second element, both of said connector, differ from each other in diameter. 10. The system of claim 1, wherein said connector is configured to be releasably connected to said female fitting by a technique selected from the group consisting of: (a) snap fitting, (b) threaded connection, (c) friction fitting, (d) luer, and (e) a combination of at least two of (a), (b), (c), and (d). 11. The system of claim 1, wherein said female fitting and connector are coupled by a technique selected from the group consisting of: (a) a luer taper, (b) an axial seal, and (c) a radial seal. 12. The system of claim 1, further comprising a sealing element around said second end of said connector to facilitate a fluid-tight seal against either said first or second gage housing. 13. The system of claim 12 wherein said sealing element comprises an O-ring. 1... | Welch Allyn, Inc. | A61B005/02
US07682320 | B1 | 2010-03-23 | Method and apparatus for therapeutic treatment | 2007-06-01 | A device and method of treatment to manage or alleviate pain in an individual operates such that, from any specific complaint point on the body, a series of specific, related points can be found such that treatment of those points, either singly or in some combination, will alleviate or reduce the degree of soreness of the original complaint point. Correlation is provided between the feet, torso, head, arms and legs. | 1. A method for therapeutic treatment of a point on a body of an individual that is tender and/or painful, the body having, a torso, a spine, a back, a front, feet, arms, legs, a head, shoulders, wrists, hips, ankles, a height from a top of the head a sole of the feet and a plurality of longitudinal body zones that progress laterally from a median plane, the method comprising the steps of: identifying a primary reference point on the body of the individual that is tender and/or painful;correlating the primary reference point to the torso of the individual to identify a primary referral point;dividing the height of the individual from the top of the head to the sole of the feet by four to determine a related referral measurement;identifying a particular body zone of the plurality of longitudinal body zones that progress laterally from a median plane, wherein the primary referral point is located in the particular body zone;using a measuring device, measuring approximately the related referral measurement away from the primary referral point in the particular body zone to identify a related referral point; andapplying therapeutic treatment to the related referral point to lessen the tenderness and/or pain associated with the primary reference point. 2. The method of claim 1, further comprising the steps of: dividing the related referral measurement by two to determine a helper referral measurement;using the measuring device, measuring the helper referral measurement away from the related referral point in the particular body zone to identify a helper referral point; andapplying therapeutic treatment to the helper referral point to lessen the tenderness and/or pain associated with the primary reference point. 3. The method of claim 1, further comprising the step of correlating the primary reference point on an arm to a leg to the torso by scaling the arm to the leg to identify an intermediate reference point on the leg and then measuring a whole number multiple of the related referral measurement up from the intermediate reference point in the particular body zone to identify the primary referral point on the torso of the individual. 4. The method of claim 1, further comprising the step of correlating the primary reference point on the head to the torso by measuring the related referral measurement down from the primary reference point in the particular body zone to identify the primary referral point on the torso of the individual. 5. The method of claim 1, further comprising the step of correlating the primary reference point on a leg to the torso by measuring a whole number multiple of the related referral measurement up from the primary reference point in the particular body zone to identify the primary referral point on the torso of the individual. 6. A method for therapeutic treatment of an abnormality on a body of an individual, the body having a torso, a spine, a back, a front, feet, arms, fingers, legs, a head, shoulders, wrists, hips,... | - | A61B005/03 A61B005/117 G09B023/28
US07676936 | B2 | 2010-03-16 | Foot measurement apparatus | 2007-11-16 | A foot measurement apparatus for measuring the dimensions of a foot. The foot measurement apparatus includes an integrally-formed unitary base having first and second sections each with proximal ends and distal ends and top and bottom surfaces. The first and second sections are connected by a living-hinge interconnection portion at their proximal ends. The foot measurement apparatus also includes a measuring scale attached to the top surfaces of the first and second sections. The foot measurement apparatus additionally includes an erectable heel-tab structure which is attached to the unitary base near the distal end of the first section. The heel-tab structure has a heel-contact portion which is pivotable between a collapsed position overlying the top surface of the first section and an erected position substantially normal to the first section. The foot measurement apparatus also includes an erectable toe-tab structure. | 1. A foot measurement apparatus for measuring the dimensions of a foot, including (a) an integrally-formed unitary base having first and second sections each with proximal ends and distal ends and top and bottom surfaces, the first and second sections being connected by a living-hinge interconnection portion at their proximal ends, the living-hinge interconnection portion includes a non-hinging middle portion with opposite edges, a living hinge extending from each of the opposite edges to join a respective one of the first and second sections at its proximal end, such that the living-hinge interconnection portion makes the unitary base collapsible, (b) a measuring scale on the top surfaces of the first and second sections, (c) an erectable heel-tab structure attached to the unitary base near the distal end of the first section, the heel-tab structure having a heel-contact portion pivotal between a collapsed position overlying the top surface of the first section and an erected position substantially normal to the first section, the heel-tab structure being removable from the unitary base, and (d) a toe-tab structure slideably engaged with the unitary base and including a toe-contact portion and a toe-support portion for attachment to the distal end of the second section. 2. The foot measurement apparatus of claim 1 wherein: the first and second sections are substantially similar in length. 3. The foot measurement apparatus of claim 1 wherein the heel-tab structure further includes: a heel-support portion attached to the heel-contact portion; anda cross-member configured for attachment of the heel-tab structure to the distal end of the first section. 4. The foot measurement apparatus of claim 3 wherein; the heel-tab structure is an integrally-formed piece; andthe heel-contact portion and a first end of the heel-support portion are interconnected by a living hinge and the heel-contact portion and cross-member are interconnected by a living hinge. 5. The foot measurement apparatus of claim 4 wherein: the cross-member spans the width of the first section and includes end members at either end thereof dimensioned to snap onto the first section; andthe heel-support portion is slideably connected at a second end thereof to the cross-member. 6. The foot measurement apparatus of claim 5 wherein: the second end of the heel-support portion includes a lateral stud; andthe end members of the cross-member include slideways positioned and arranged to receive the lateral stud, whereby the heel-support portion is adjustably secured to the cross-member. 7. The foot measurement apparatus of claim 3 wherein: the toe-tab structure is an integrally-formed piece; andthe toe-contact portion and a first end of the toe-support portion are interconnected by a living hinge and the toe-contact portion and cross-member are interconnected by a living hinge. 8. The foot measurement apparatus of claim 7 wherein: the cross-member spans the width of the second section and i... | Woodrow Engineering Company | A43D001/02 A61B005/107
US07706853 | B2 | 2010-04-27 | Near infrared spectroscopy device with reusable portion | 2006-02-07 | A NIRS sensor device for brain monitoring is small in size, provides reliable attachment to a patient, blocks ambient light, is easy to use, is hygienic, and supports data integration with surgical and monitoring systems. The sensor device is coupled to a remote near infrared light source via a hybrid cable. Since the light source is remotely located, a source adapted for providing high energy, short pulses can easily be used so that there is less chance of interference by superficial non-brain tissues and less interference from ambient light. In addition, the remote location avoids changes in output of local light sources experienced in the prior art during hypothermia procedures (e.g., bandwidth shifts in LEDs as a result of lowered temperature). The higher energy may be achieved by the use of laser diodes as opposed to locally-mounted LEDs typically used in the prior art. The sensor device is a two-piece design comprising a reusable portion containing the photodetector(s) and a disposable portion that receives the light from the reusable portion and bends it to direct the light into the brain. | 1. A near infrared spectroscopy system for monitoring an oxygenation-related parameter beneath a body surface of a patient, comprising: a reusable probe portion comprising a ferrule member mounted to a hybrid cable for conveying near infrared light from a remote source, said reusable probe portion further comprising a pair of photodetectors, said ferrule member having a termination spaced from said pair of photodetectors; anda disposable coupler portion comprising a flexible housing with a receiving slot into which said reusable probe portion is releasably inserted, wherein said disposable coupler portion further comprises a light channel member adapted to be selectively coupled to said termination of said ferrule member for directing said near infrared light toward said body surface, wherein said flexible housing further comprises an adhesive layer for temporarily attaching said disposable coupler portion to said body surface, and wherein said flexible housing includes a window disposed in alignment with said pair of infrared detectors for admitting reflected near infrared light from said patient when said disposable coupler portion is releasably connected with said reusable probe portion, whereby only said disposable coupler portion is configured to adhere to said body surface. 2. The system of claim 1 wherein said light channel member comprises a light bender having a reflective surface for directing said near infrared light in a direction substantially perpendicular to said body surface. 3. The system of claim 2 wherein said flexible housing comprises a substantially opaque overmold including soft rubber. 4. The system of claim 1 wherein said reusable probe portion further comprises: an elongated flexible printed circuit board mounted to said ferrule member at a first end and connected to said pair of photodetectors at a second end, wherein said flexible printed circuit board includes conductive traces for interconnecting said photodetectors to said hybrid cable. 5. The system of claim 4 further comprising: an EMI cover mounted at said second end;a rigid housing containing said photodetectors and said EMI cover; andan overmolded body covering said flexible printed circuit board. 6. The system of claim 5 wherein said overmolded body of said reusable probe portion and said flexible housing of said disposable coupler portion include respective locking features for positively retaining said disposable coupler portion and said reusable probe portion when connected for use. 7. The system of claim 6 wherein said photodetectors are respectively spaced at predetermined distances from said light channel member when connected for use. 8. A sensor device for a brain monitoring system using near infrared spectroscopy, comprising: a reusable portion; anda disposable portion;wherein said reusable portion comprises a ferrule member for coupling to a near infrared light source, a flexible circuit board, a photodetector mounted to said flexible circuit ... | Terumo Cardiovascular Systems Corporation | A61B005/1455
US07693728 | B2 | 2010-04-06 | System and method for administering health care cost reduction | 2004-03-31 | A system and method for the efficient administration of health care plans, particularly as to the reduction and/or elimination of avoidable medical costs for select individuals who participate in the plan, is disclosed. Existing health care data is processed to determine an indication as to the relative desirability of an intervention in a plan participant's health care regimen. The data is also processed to determine the status of one or more flags, each of which potentially indicates the relative desirability of an intervention in a plan participant's health care regimen. A predictive model is used to determine the status of a flag relating to the likelihood of an insurance plan participant making a disability claim within a certain period of time. The information relating to desirability of an intervention in a plan participant's health care regimen, as well as a plan participant's medical information and claim history, is presented to case managers and/or health care providers in a user-friendly format. | 1. A method for administering reductions in health care costs for those participants in a health insurance plan for whom future health care costs may be reduced through intervention (“intervention candidates”) comprising computer implemented steps of: extracting from a database participant data for each of a plurality of participants in the health insurance plan, the participant data comprising claims data representing at least one past claim, the past claim being one of a medical claim and a pharmacy claim, wherein: (a) the claims data representing the medical claim represents one or more of a procedure physically performed on or in connection with the participant, and a diagnosis of a disease or condition physically afflicting the participant, and (b) the claims data representing the pharmacy claim represents at least in part a drug physically administered to the participant;executing a predictive model program using the participant data to generate an output, the predictive model program comprising logic to determine a likelihood of occurrence of at least one predetermined future event, the event associated with utilization of health care services, the logic having been created using historical claims data from a sample of individuals, the predictive model program being stored on at least one information server connected to the database;determining, from the output of the execution of the predictive model program, via the at least one information server, a first score for an intervention candidate using the participant data, which first score reflects a predicted utilization of future health care services;determining, via the at least one information server, a second score for the intervention candidate using the participant data, which second score is a function of the extent of the intervention candidate's prior consumption of a plurality of different predetermined health care services over a predetermined time interval, the predetermined health care services comprising: a unique drug prescription, an instance of an inpatient admission, an existence of a chronic disease or condition, a unique medical specialty consultation, an allowed medical claim exceeding a predetermined monetary threshold, and an emergency room visit, the second score reflecting relative desirability of intervention in a health care regimen of the intervention candidate determined by adding a plurality of numerical values, each numerical value corresponding to a predetermined number of occurrences of one of the plurality of predetermined health care services;comparing, via the at least one information server, the first score against a first threshold value and the second score against a second threshold value to identify at least one intervention candidate eligible for intervention and generating a result of such comparison and;presenting a graphical user interface for providing to a select individual electronic access to a health care history of the at least one eligibl... | Aetna Inc. | G06Q050/00 A61B005/00
US07676385 | B2 | 2010-03-09 | Method and equipment adapted for verifying presence of a medical implant within a patient | 2003-02-18 | One embodiment of the disclosures made herein is a method adapted for verifying presence of a medical implant within a patient. Such an embodiment includes performing an operation for authenticating a medical implant patient, whereby the patient includes an authenticated-patient. In response to successfully authenticating the medical implant patient, an operation is performed for creating an authenticated-patient medical implant verification account (MIVA) for the medical implant patient. An operation is performed for issuing an authenticated-patient medical implant verification card (MIVC) to the medical implant patient in response to creating the authenticated-patient MIVA for the medical implant patient. After creating the authenticate-patient MIVA and issuing the MIVC, an operation is performed for facilitating patient-authorized access to the MIVA. | 1. A method adapted for verifying presence of a medical implant implanted within a medical implant patient, comprising: at least one data processing device accessing, from memory coupled to said at least one data processing device, instructions causing said at least one data processing device to authenticate the medical implant patient, wherein causing said at least one data processing device to authenticate the medical implant patient includes causing said at least one data processing device to correlate an image showing the medical implant as actually implanted within the medical implant patient, patient identification information and an image showing an implant operation scar of the medical implant patient resulting from actual implantation of the medical implant therein;said at least one data processing device accessing, from said memory, instructions causing said at least one data processing device to create an authenticated-patient medical implant verification account (MIVA) for the medical implant patient in response to said at least one data processing device successfully authenticating the medical implant patient, wherein causing said at least one data processing device to create the authenticated-patient MIVA includes instantiating an account instance with an identifier designating the image showing the medical implant as actually implanted within the medical implant patient and an identifier designating the image showing the implant operation scar of the medical implant patient resulting from actual implantation of the medical implant therein;said at least one data processing device accessing, from said memory, instructions causing said at least one data processing device to issue an authenticated-patient medical implant verification card (MIVC) to the medical implant patient in conjunction with causing said at least one data processing device to create the authenticated-patient MIVA for the medical implant patient, wherein the authenticated-patient MIVC includes thereon the image showing the medical implant as actually implanted within the medical implant patient and the image showing the implant operation scar of the medical implant patient resulting from actual implantation of the medical implant therein;said at least one data processing device accessing, from said memory, instructions causing said at least one data processing device to receive MIVA access information included on the authenticated-patient MIVC and MIVA access information received from a holder of the authenticated-patient MIVC;said at least one data processing device accessing, from said memory, instructions causing said at least one data processing device to compare authenticated MIVA access information with said received MIVA access information maintained within said memory; andsaid at least one data processing device accessing, from said memory, instructions causing said at least one data processing device to display the image showing the medical implant as actua... | - | G06Q010/00 G06Q050/00 A61B005/00 G06F019/00
US07676263 | B2 | 2010-03-09 | Minimally invasive system for selecting patient-specific therapy parameters | 2007-06-21 | The present invention provides systems and methods for ambulatory, long term monitoring of a physiological signal from a patient. At least a portion of the systems of the present invention may be implanted within the patient in a minimally invasive manner. In preferred embodiments, brain activity signals are sampled from the patient and are transmitted to a handheld patient communication device for further processing. | 1. A method for selecting a therapy for a patient suffering from a neurological or psychiatric condition, the method comprising: implanting a monitoring device between at least one layer of the scalp and the skull, wherein said implanting comprises injecting the monitoring device between at least one layer of the scalp and the skull or delivering the monitoring device through a cannula to a target area;commencing a first therapy;monitoring a physiological signal from the patient with the implanted device on an ambulatory basis for a first time period after commencement of the first therapy, wherein said monitoring for the first time period comprises sampling the physiological signal with the implanted device;commencing a second therapy;monitoring a physiological signal from the patient with the implanted device on an ambulatory basis for a second time period after commencement of the second therapy, wherein said monitoring for the second time period comprises sampling the physiological signal with the implanted device;processing the physiological signals from the first time period and second time period; andanalyzing the processed physiological signals to select an appropriate therapy for the patient. 2. The method of claim 1 wherein the neurological condition comprises epilepsy and the first and second therapy comprise different pharmacological agents, wherein said analyzing comprises measuring seizure activity data from the first and second time periods, wherein seizure activity data comprises at least one of a number of clinical seizures during the first time period, a number of sub-clinical seizures during the first time period, seizure duration, seizure patterns, seizure frequency, and time of day of seizure occurrence. 3. The method of claim 1 wherein monitoring the physiological signal for each of the first time period and the second time period comprises: wirelessly transmitting a signal encoded with data indicative of the sampled physiological signal from the implanted device to a device that is external to the patient's body; andstoring the sampled physiological signal in a memory that is external to the patient's body. 4. The method of claim 3 wherein said monitoring during the first time period is performed substantially continuously and said monitoring during the second time period is performed substantially continuously. 5. The method of claim 3 wherein the implanted device is leadless. 6. The method of claim 3 wherein the implanted device is powered by an externally generated radiofrequency signal. 7. The method of claim 3 wherein the implanted device is powered by an assembly that derives and stores power from patient-based energy sources. 8. The method of claim 1 further comprising sampling a physiological signal from the patient with the implanted device prior to commencement of the first and second therapy to establish a patient baseline, wherein analyzing comprises comparing the patient baseline and processed physiologi... | NeuroVista Corporation | A61B005/00
US07905815 | B2 | 2011-03-15 | Personal data collection systems and methods | 2009-11-13 | We have disclosed a modular personal network (MPN) that includes multiple devices that may be worn, carried, or used in close proximity to a user. The devices communicate wirelessly. Functions of the MPN may be modified by adding or removing components. The MPN may communicate with a personal computer. General purpose devices may include a control unit, a display, a user input, and an audio output. The MPN may provide a variety of functions, including time, communication, entertainment, organization, guidance, athletic, medical, travel, outdoors, identity, security, and military. | 1. A personal data collection system comprising a media recording device configured to be worn or carried by a user, a personal data collection device configured to be worn or carried by the user, a storage device configured to be worn or carried by the user for storing media collected by the media recording device and data collected by the personal data collection device, a base station, a communications device for sending media and data from the storage device to the base station, a database for storing user collected data, wherein the personal data collection system is configured to allow the user to tag collected data with other collected data, wherein at least two of the devices are separately worn or carried by the user when in use. 2. The personal data collection system of claim 1 wherein the media recording device comprises a digital camera. 3. The personal data collection system of claim 1 wherein the media recording device comprises a video recorder. 4. The personal data collection system of claim 1 wherein the media recording device comprises a voice recorder. 5. The personal data collection system of claim 1 wherein the personal data collection device comprises text input means. 6. The personal data collection system of claim 1 wherein the personal data collection device comprises an electronic sketchpad. 7. The personal data collection system of claim 1 wherein the personal data collection device comprises a heart rate monitor. 8. The personal data collection system of claim 1 wherein the personal data collection device comprises a speed or position monitor. 9. The personal data collection system of claim 1 further comprising a clock and wherein the system is further configured to tag collected data with the current time. 10. The personal data collection system of claim 1 further comprising a position monitor and wherein the system is further configured to tag collected data with the current location. 11. The personal data collection system of claim 1 further comprising a speech recognition unit and wherein the system is further configured to use input from the speech recognition unit to control at least one of its functions. 12. The personal data collection system of claim 1 wherein the base station comprises a personal computer. 13. The personal data collection system of claim 1 further configured to convert the media and data received by the base station to a common file format. 14. The personal data collection system of claim 1 further configured to load the media and data received by the base station into a database. 15. A method of collecting personal data comprising recording media using a media recording device configured to be worn or carried by a user, collecting personal data using a personal data collection device configured to be worn or carried by the user, storing media recorded by the media recording device and data collected by the personal data collection device in a storage device configured to be wor... | - | A63B071/00
US08398555 | B2 | 2013-03-19 | System and method for detecting ventilatory instability | 2008-09-10 | Embodiments described herein may include systems and methods for detecting events that may be associated with sleep apnea. Some embodiments are directed to a system and/or method for automated detection of reduction in airflow events using polysomnograph signals, wherein the reduction in airflow events may relate to sleep apnea. The PSG signals may be limited to four signals, including data from an airflow channel, a blood oxygen saturation channel, a chest movement channel, and an abdomen movement channel. Using information from these channels, some embodiments may automatically identify reduction in airflow events. | 1. A system, comprising: a processing device configured to: calculate an output value of breathes per minute for a data segment based on signals of an airflow channel, a chest channel, and/or an abdomen channel and/or combinations thereof;calculate a baseline value for each of the airflow channel, the chest channel, and the abdomen channel based at least in part upon the output value of breathes per minute and a measure of the magnitude of the corresponding signal;determine whether a reduction in airflow above a minimum reduction level relative to the baseline value for the airflow channel has been maintained for a period of time and identify a reduction in airflow event if the reduction in airflow is above the minimum reduction level;determine if the reduction in airflow event is qualified by determining whether a specified amount of change has occurred in the chest channel or the abdomen channel during a window of time including the reduction in airflow event; andprovide an indication of ventilatory instability if the reduction in airflow event is identified and qualified. 2. The system of claim 1, comprising a filter capable of filtering the airflow channel, the chest channel, and/or the abdomen channel. 3. The system of claim 2, comprising a filter capable of band-pass filtering and low-pass filtering the airflow channel, the chest channel, and the abdomen channel, while passing the pulse oximetry channel. 4. The system of claim 1, comprising a monitor capable of displaying the indication of ventilatory instability. 5. The system of claim 1, wherein the processing device is configured to determine whether the indication of ventilatory instability corresponds to central sleep apnea or obstructive sleep apnea based on signals of the chest channel and abdomen channel being in a phase or out of phase. 6. The system of claim 1, comprising an integral polysomnograph system capable of providing the signals of the airflow channel, the chest channel, and the abdomen channel. 7. The system of claim 1, comprising a pulse oximetry sensor; an airflow sensor, a chest sensor, and an abdomen sensor. 8. A system, comprising: a polysomnograph system capable of supplying signals of an airflow channel, a chest channel, an abdomen channel, and a pulse oximetry channel;an event detection system including a processing device configured to: calculate a baseline value for each of the airflow channel, the chest channel, and the abdomen channel based at least in part upon a value of breathes per minute and a measure of the magnitude of the corresponding signal;identify a reduction in airflow event when a reduction in airflow above a minimum reduction level relative to the baseline value for the airflow channel has been maintained for a threshold period of time; anddetermine if the reduction in airflow event is qualified by determining whether a specified amount of change has occurred in the chest channel, the abdomen channel, or the pulse oximetry channel during... | Covidien LP | A61B005/08
US08798701 | B2 | 2014-08-05 | Functional near-infrared spectroscopy as a monitor for depth of anesthesia | 2009-09-30 | Disclosed are methods and devices for measuring a state of anesthesia in a noninvasive manner. Optical techniques may be used to measure changes in a functional near-infrared (fNIR) signal, where the fNIR signal is received in response to directing wavelengths of light in a near-infrared range on a patient. The optical density change may be used to obtain a change in deoxyhemoglobin (deoxy-Hb) concentration and/or a change in an oxyhemoglobin concentration (oxy-Hb). The changes in the deoxy-Hb and/or the oxy-Hb may then be compared to determine a state of anesthesia.;The effect of artifacts (e.g., strong surgery room lighting, patient-table tilting, patient intubation/extubation) on the fNIR signal may be removed using a noise removal algorithm. In selecting the noise removal algorithm, a switching technique may be used to select the component analysis algorithm, such as a principal component analysis (PCA), an independent component analysis (ICA), or the like. | 1. A method comprising: receiving a near-infrared signal in response to directing wavelengths of light in a near-infrared range on a patient;determining, from the near-infrared signal, a relative deoxyhemoglobin concentration and oxyhemoglobin concentration;analyzing the percentage of the deoxyhemoglobin concentration to determine a corresponding state of anesthesia; andadministering an amount of anesthetic according to the corresponding state of anesthesia. 2. The method of claim 1, wherein the near-infrared signal is indicative of a change in the light at each of the wavelengths. 3. The method of claim 2, wherein the change in the light at each of the wavelengths is due to at least one of reflection or an absorption of the light by tissue of the patient. 4. The method of claim 2, further comprising measuring the change in the light at each of the wavelengths. 5. The method of claim 4, wherein the change measured in the light is at least one of an optical density change or a light intensity change. 6. The method of claim 1, further comprising determining a total hemoglobin volume. 7. The method of claim 1, wherein the percentage of the deoxyhemoglobin concentration is a ratio of the deoxyhemoglobin concentration to at least one of the oxyhemoglobin concentration, a baseline deoxyhemoglobin concentration, or a total hemoglobin volume. 8. The method of claim 1, wherein the analyzing comprises relating a change in the percentage of deoxyhemoglobin to a changing level of cortical activity. 9. The method of claim 1, wherein the analyzing comprises relating a decrease in the percentage of deoxyhemoglobin to a level of increased cortical activity. 10. The method of claim 1, wherein the analyzing comprises relating a change in the percentage of deoxyhemoglobin to a changing state of anesthesia. 11. The method of claim 1, further comprising measuring a rate of change in the percentage of deoxyhemoglobin by comparing the change in the light at each of the wavelengths at different times. 12. The method of claim 11, wherein the analyzing comprises relating the rate of change to a state of anesthesia. 13. The method of claim 12, wherein the analyzing comprises relating a slow rate of change in the deoxyhemoglobin to a deep state of anesthesia. 14. The method of claim 12, wherein the analyzing comprises relating the rate of change to a changing state of anesthesia. 15. The method of claim 11, wherein the change in the light at each of the wavelengths is measured at a sample rate of 2 Hz. 16. The method of claim 1, wherein the corresponding the state of anesthesia comprises at least one of a deep state, a light state, or an emergence from anesthesia. 17. The method of claim 1, wherein the analyzing comprises relating a decrease in the percentage of deoxyhemoglobin to an emergence from anesthesia. 18. The method of claim 17, wherein the emergence from anesthesia is not identifiable from visual observation of the patient. 19. The method of clai... | Drexel University Philadelphia Health & Education Corporation | A61B005/1455 A61M016/00
US08348854 | B2 | 2013-01-08 | End-tidal CO | 2008-09-18 | Devices for attaching medical tubing to a nasal cannula are provided. Such devices may comprise a body having a distal end and a proximal end, a connector disposed on the body and adapted to releasably attach the body to the nasal cannula, and one of the following: at least one tube holding member extending along at least one surface of the body and adapted to accept the medical tubing, or at least one body channel extending through the body and having an outlet at the distal end of the body, and a tube connector attached to the proximal end of the body and adapted to fluidly connect the medical tubing the at least one channel. | 1. A device for attaching medical tubing to a nasal cannula, the device comprising: a body having a distal end and a proximal end;a connector disposed on the body and adapted to releasably attach the body to the nasal cannula; andat least one tube holding member extending along at least one surface of the body,wherein the body is bifurcated at the distal end into a first prong and a second prong, the first prong comprising at least one first tube extension member extending along at least one surface of the first prong, and the second prong comprising at least one second tube extension member extending along at least one surface of the second prong, andwherein the first prong and the second prong are spaced apart such that, when the body is attached to the nasal cannula, a first medical tube segment placed in the first tube extension member is positioned in or near one nostril of a patient and a second medical tube segment placed in the second extension member is positioned in or near the other nostril of the patient. 2. The device of claim 1, wherein the connector comprises an elongated member and a pivot that acts to engage the elongated member with the body. 3. The device of claim 1, wherein the connector comprises at least one strap. 4. The device of claim 1, wherein the connector comprises at least one elastically biased clip. 5. The device of claim 1, wherein the at least one tube holding member comprises a receptacle set in a surface of the body. 6. The device of claim 1, wherein the at least one tube holding member comprises at least one loop positioned along a surface of the body. 7. The device of claim 1, wherein the at least one tube holding member comprises an adhesive strip positioned along a surface of the body. 8. The device of claim 1, wherein the first medical tube segment and the second medical tube segment converge in the proximal direction for connection to a third medical tube segment placed in the at least one tube holding member. | - | A61B005/08 A61M015/08
US08406865 | B2 | 2013-03-26 | Bioimpedance system and sensor and technique for using the same | 2008-09-30 | A sensor assembly and/or systems for bioimpedance measurements may provide information related to the lean body water of the patient's tissue. The information related to the patient's lean body water may be determined by spectroscopic methods for determining water fraction. The patient's fat-free hydration levels may be incorporated into determinations of physiological parameters that may be determined by bioimpedance, such as cardiac output, hemtocrit, or body fat percentage. | 1. A monitoring system comprising a processor configured to execute instructions to: receive a bioimpedance signal from at least one bioimpedance sensor;receive a water fraction signal from at least one optical water fraction sensor;determine a tissue hydration based on the water fraction signal; anddetermine a physiological parameter value based on the bioimpedance signal and a correction factor, wherein the correction factor is based on the tissue hydration. 2. The system as set forth in claim 1, wherein the physiological parameter value comprises stroke volume. 3. The system as set forth in claim 1, wherein the water fraction signal is used to determine a hydration factor based on lean body water content. 4. The system as set forth in claim 3, wherein the hydration factor is used as part of an algorithm to determine the physiological parameter value. 5. The system as set forth in claim 3, wherein the hydration factor is compared to one or more values in a stored look-up table to determine the corrected physiological parameter value. 6. The system as set forth in claim 1, comprising a sensor assembly capable of generating the bioimpedance signal and the water fraction signal. 7. A method, comprising: receiving a bioimpedance signal from at least one bioimpedance sensor;receiving a water fraction signal from at least one optical water fraction sensor;determining lean body water content based on the water fraction signal; anddetermining a physiological parameter value based at least in part on the bioimpedance signal and the lean body water content using an algorithm, wherein the lean body water content is used to correct for a hydration assumption in the algorithm; andproviding an output related to the physiological parameter. 8. The method as set forth in claim 7, wherein determining the physiological parameter comprises determining stroke volume. 9. A patient monitoring system comprising: a sensor assembly comprising:a plurality of electrodes disposed on a sensor body, wherein at least one of the electrodes is capable of generating a signal related to an impedance of a patient's tissue; anda water fraction sensor disposed on the sensor body, wherein the water fraction sensor comprises an emitter capable of emitting light into the patient's tissue and a detector capable of detecting the light; anda monitor comprising a processor configured to: determine a hydration factor of the patient based on a signal from the water fraction sensor; anddetermine a physiological parameter of the patient based on a signal from the plurality of electrodes using an algorithm, wherein the hydration factor is substituted for a hydration factor assumption of the algorithm. 10. The patient monitoring system as set forth in claim 9, wherein the plurality of electrodes comprise a dipole electrode patch. 11. The patient monitoring system as set forth in claim 9, wherein the emitter is configured to emit at least two different wavelengths of light, wherein a f... | Covidien LP | A61B005/00
US09554765 | B2 | 2017-01-31 | Positioning tool | 2008-01-22 | A positioning tool aids in the positioning of at least one instrument at a subcutaneous treatment site visible via a medical imaging device. The positioning tool includes a penannular member, at least one spacing member having a proximal end attached to the penannular member and a distal end spaced from the proximal end, and at least one aligning portion attached to the at least one spacing member. The aligning portion is configured for aligning the tool with a target visible via the medical imaging device. A kit includes a plurality of the tools. A method includes use of the tool. | 1. A non-invasive positioning tool configured for external placement on a surface of a patient's skin so as to aid in the positioning of at least one instrument at a subcutaneous treatment site visible via images acquired using a medical fluoroscopy imaging device, the positioning tool comprising: a penannular-shaped member having two edges, each edge defining an instrument positioning portion, at least one spacing member having a proximal end attached at the center of the penannular-shaped member and a distal end spaced from the proximal end and defining a length therebetween, wherein the combination of the penannular-shaped member and the at least one spacing member form an epsilon-shape positioning tool, at least one aligning portion attached at the distal end of the at least one spacing member and configured for aligning the positioning tool with a target on the treatment site visible via the images acquired using the medical fluoroscopy imaging device such that the positioning tool is configured for external placement on a surface of the patient's skin, wherein the at least one spacing member is radiopaque, wherein the radiopacity of the at least one spacing member varies along the length of the spacing member by having different metals with distinct radiopacities between them, wherein the cross-section of the spacing member is shaped to have a triangular void in the center of the spacing member along its length, and wherein the at least one spacing member comprises a plurality of notches having a predetermined spacing so as to provide visible incremental measurement information under the fluoroscopic imaging;wherein the at least one aligning portion being further visible via the images acquired using the medical fluoroscopy imaging device and spaced from the instrument positioning portions and;the instrument positioning portions being visible via the images acquired using the medical fluoroscopy imaging device for providing radiopaque indicator for positioning the at least one instrument at the target on the subcutaneous treatment site. 2. The positioning tool of claim 1, wherein the at least one aligning portion and the instrument positioning portions are radiopaque. 3. The positioning tool of claim 1, further comprising a securing means for configured to securing the positioning tool to a surface of a patient's body. 4. The positioning tool of claim 3, wherein the securing means comprises at least one projection extending from at least one of the at least one spacing member and the at least one aligning portion. 5. The positioning tool of claim 4, further comprising a plurality of projections extending perpendicularly from at least one of the at least one aligning portion and the at least one spacing member. 6. The positioning tool of claim 3, wherein the securing means comprises an adhesive material located on a surface of at least one of the at least one aligning portion and the at least one spacing member. 7. The positioning tool... | Avent, Inc. | A61B005/05 A61B006/00 A61B006/12 A61B017/34 A61B017/00
US20100106046 | A1 | 2010-04-29 | DEVICE AND METHOD FOR PREDICTING AND PREVENTING PULMONARY EDEMA AND MANAGEMENT OF TREATMENT THEREOF | 2008-10-26 | A device and a method for preventive treatment of evolving pulmonary edema in patients which are at risk of complication associated with pulmonary edema which is based on the monitoring of internal thoracic impedance of the patient. The device extracts the internal thoracic impedance from measured trans-thoracic impedance and is relatively immune to variations in skin/electrode interface impedance. The method includes identification of a stage of interstitial edema development before the appearance of a clinical indication and the beginning of an appropriate medicinal treatment in accordance to variations of the monitored internal thoracic impedance. The method also indicates the appropriate moment for terminating the medicinal treatment and can be applied when the patient and his treating physician are positioned at remote locations. | 1. A method for preventive treatment for evolving pulmonary edema in a patient comprising the step of: (a) monitoring an electrical lung impedance of the patient,(b) establishing an initial value to said lung impedance,(c) beginning a medical treatment against evolving edema by administering the patient at least a first dose of medication when a value of said 1 lung impedance dropped beneath a threshold value while continuing monitoring and updating said lung impedance and,(d) deciding on further treatment possibilities in accordance to said updated value of said lung impedance wherein said possibilities are selected from the group consisting of administering an additional amount of said at least first dose of medicine, increasing the administered amount of medicine, administering a different medicine and termination of the treatment. 2. The method as in claim 1 wherein said lung impedance is a fraction of a measured internal thoracic impedance (ZITI) of the patient. 3. The method as in claim 1 wherein said patient suffers a disease which poses a risk of pulmonary edema development. 4. The method as in claim 2 wherein period of time between consecutive ZITI measurements in said monitoring is no more then about 30 minutes. 5. The method as in claim 2 wherein said initial value of ZITI is a value of the patient's internal thoracic impedance before onset of interstitial lung edema ((ZITI)i) 6. The method as in claim 5 wherein said threshold value is a value that is between about 10% to about 15% lower then said initial value of ZITI. 7. The method as in claim 2 wherein said beginning of preventive medical treatment takes place in spite of an absence of clinical signs for edema in the patient. 8. The method as in claim 2 wherein data which includes said monitored values of ZITI are transmitted to a doctor which is positioned remotely from the patient. 9. The method as in claim 8 wherein said transmitting of data is accomplished by techniques which are selected from the group consisting of a wired and wireless communication. 10. The method as in claim 5 wherein said termination of treatment takes place when updated value of said ZITI is about equal to said value of (ZITI)i. 11. The method as in claim 2 wherein at least one value of ZITI of the patient is measured at a location which is selected from the group consisting of a hospital, a health care center and patient's residence. 12. A device for predicting of evolving of pulmonary edema in a patient which is based on measurements of internal thoracic impedance of the patient, the device comprising: (a) a first measuring electrode and a second measuring electrode to be attached to a patient outer skin,(b) a first set and a second set of reference electrodes to be attached to a patient outer skin, each set among said first set and second set of reference electrodes consist of a first electrode and a second electrode,(c) a first impedance measuring circuit for measuring a first impedance acro... | - | A61B005/053
US20100076306 | A1 | 2010-03-25 | OPTICAL CAMERA CALIBRATION FOR CAS NAVIGATION | 2009-09-22 | A navigation system for tracking an object during surgery, comprises markers adapted to be connected to an object in a known relation. An optical camera detects a light signal from the at least one marker, the optical camera generating tracking data associated with a position of the markers from the light signal. A transparent shield is positioned between the optical camera and the markers during surgery to allow the optical camera to be within the sterile field. Calibration data is associated with an effect of the shield on the light signal passing therethrough to be detected by the optical camera. A position and orientation calculator calculates a position and/or orientation of the object as a function of the tracking data, of the calibration data, and of the known relation between the object and the markers. A method is provided for tracking an object in computer-assisted surgery. | 1. A navigation system for tracking an object in a sterile field during surgery, comprising: at least one marker adapted to be connected to the object in a known relation, the object being used in the sterile field during surgery;an optical camera detecting a light signal from the at least one marker, the optical camera generating tracking data associated with a position of the at least one marker from the light signal;a shield on the optical camera, the shield being positioned between the optical camera and the at least one marker during surgery to allow at least a portion of the optical camera to be within the sterile field;calibration data associated with an effect of the shield on the light signal passing therethrough to be detected by the optical camera; anda position and orientation calculator for calculating at least one of a position and an orientation of the object as a function of the tracking data, of the calibration data, and of the known relation between the object and the at least one marker. 2. The navigation system according to claim 1, wherein three of the markers are connected to the object, and the position and orientation calculator calculates at least one of the position and the orientation of the object with the tracking data of the three markers. 3. The navigation system according to claim 1, wherein the calibration data is pre-operative calibration data, the calibration data being loaded into the navigation system. 4. The navigation system according to claim 1, wherein the known relation between the at least one marker and the object is obtained intra-operatively. 5. The navigation system according to claim 1, wherein the shield separates an entirety of the optical camera from the object, whereby the optical camera is in the sterile field. 6. The navigation system according to claim 1, wherein the shield is a made of a molded polymer. 7. The navigation system according to claim 1, wherein the shield is transparent. 8. The navigation system according to claim 1, wherein the object is at least one of a bone and a surgical tool. 9. A method for tracking an object in computer-assisted surgery, comprising: installing a shield on at least a portion of an optical camera, the shield affecting a light signal received by the optical camera;positioning at least a portion of the optical camera within a sterile field with the object being in the sterile field and the shield being between the optical camera and the object; andtracking the object as a function of a light signal from the object received by the optical camera after passing through the shield. 10. The method according to claim 9, further comprising calibrating the optical camera with the shield on the optical camera prior to tracking the object with the optical camera. 11. The method according to claim 10, wherein the calibrating is performed pre-operatively, away from the sterile field. 12. The method according to claim 9, wherein installing the shield comprises... | - | A61B005/05
US20100094165 | A1 | 2010-04-15 | Gas Column Pressure Monitoring Device | 2009-12-14 | The present invention provides a device for efficiently coupling a pressure monitoring device to a pressure transducer. In addition, the present invention reduces or eliminates the likelihood air will be unintentionally injected into the pressure monitoring device while connecting the pressure monitoring device to a pressure transducer. In one embodiment, the present invention includes a pressure monitoring coupler comprising a sealing member and a device body. The sealing member comprises a sealing flange connected to an engagement member. The engagement member includes a first and second O-ring positioned thereon. The device body comprises a pressurizing lumen and an intersecting monitoring lumen in communication with a receiving aperture. During use, a pressure monitoring catheter is inserted into a patient's tissue. The pressure monitoring catheter and a transducer are connected to the device body of the present invention. Thereafter, the sealing member is inserted into the device body while the pressure within the pressure monitoring catheter is maintained at or less than a state or equilibrium with the pressure applied by the tissue. | 1. A method of connecting a pressure monitoring catheter to a pressure transducer, comprising: providing a pressure monitoring connector having an outlet port open to the atmosphere;coupling a pressure monitoring catheter to said connector;coupling a transducer to said connector;adjusting a sealing member in said pressure monitoring connector after coupling said pressure monitoring catheter and said transducer to said connector so as to selectively vent said outlet port to the atmosphere in a first position of said sealing member and to both seal said outlet port and to displace a predetermined volume of air into a passage between said pressure monitoring device and said transducer in a second position of said sealing member, thereby limiting a pressure differential within said pressure monitoring catheter. 2. The method of claim 1, wherein said adjusting a sealing member further comprises moving a plurality of o-rings disposed on said sealing member. 3. The method of claim 1, wherein said coupling a transducer to said connector further comprises coupling said transducer for measuring pressure within a cranium. 4. The method of claim 1, wherein said adjusting a sealing member includes moving said sealing member relative to a body of said pressure monitoring connector. 5. The method of claim 4, wherein said moving said sealing member relative to a body of said pressure monitoring connector further comprises moving said sealing member in a passage of said body of said pressure monitoring connector. 6. The method of claim 5, wherein said outlet port open to the atmosphere is connected to said passage of said body. 7. The method of claim 1, wherein said providing a pressure monitoring connector having an outlet port open to the atmosphere further comprises providing said connector further including a first passage and a second passage. 8. The method of claim 7, wherein said coupling a pressure monitoring catheter to said connector further comprises connecting said first passage to said pressure monitor. 9. The method of claim 8, wherein said coupling a transducer to said connector further comprises connecting said transducer to said first passage. 10. The method of claim 9, wherein said providing said connector further including a first passage and a second passage further comprises providing said first passage intersected by said second passage. 11. The method of claim 10, wherein said providing said connector further comprises providing said second passage connected to said outlet port. | - | A61B005/00
US07670301 | B2 | 2010-03-02 | Integrated disposable for automatic or manual blood dosing | 2007-12-05 | An integrated sampling device defines a first opening and a second opening. The first opening is connected to a channel for drawing fluid automatically towards a test media upon incision by an incision portion. The second opening is positioned over the test media allowing manual sampling of fluid if the channel fails to draw a sufficient amount of fluid onto the test media. | 1. An integrated sampling device for analyzing body fluid, comprising: a sampling portion defining a channel with a first opening;a test media positioned along said channel for analyzing the body fluid;wherein said sampling portion defines a second opening that is positioned closer to said test media than said first opening for dosing the body fluid onto said test media via said second opening when dosing of the body fluid via said first opening is unsuccessful;a lancet with a blade that extends from said first opening;at least two spacers on said lancet defining opposite lateral sides of said channel, wherein said second opening is defined in at least one of said two spacers;wherein said at least two spacers are sandwiched between said lancet and said test media;wherein said test media covers one side of said second opening so that said second opening opens along said lateral side of said channel at said test media;said sampling portion defining a vent opening at an end of the channel that is opposite the first opening; andthe first opening, the second opening, and the vent opening are separate and distinct from one another. 2. The device of claim 1, further comprising a hydrophilic sheet extending proximal to said first opening for drawing the body fluid into said first opening. 3. The device of claim 2, wherein said hydrophilic sheet at the first opening has a trapezoidal shape. 4. The device of claim 1, further comprising a collection sheet extending proximal to said first opening for drawing the body fluid into said first opening. 5. The device of claim 1, wherein said sampling portion is generally flat. 6. The device of claim 1, wherein said sampling portion and said test media are incorporated into a cassette. 7. The device of claim 1, wherein said sampling portion includes: a collection sheet covering said two spacers, said collection sheet having a portion extending from said first opening for drawing fluid into said first opening. 8. The device of claim 7, wherein said collection sheet is transparent to allow determination of sufficiency of the body fluid in said channel. 9. The device of claim 7, wherein said channel is sized to draw the body fluid via capillary action. 10. The device of claim 1, wherein said second opening has tapered sides to minimize dose hesitation. 11. A method, comprising: forming an incision with a blade that extends from a sampling device;drawing body fluid from the incision into a first opening of the sampling device, wherein the sampling device includes a channel to transport the body fluid onto test media;determining that the body fluid drawn into the first opening is insufficient; andcollecting the body fluid with a second opening of the sampling device that is positioned closer to the test media than the first opening, wherein the second opening is defined in a spacer located on one side of the sampling device, wherein said collecting includes facing the one side of the sampling device with the s... | Roche Diagnostics Operations, Inc. | A61B005/00 A61B017/14 A61B017/32 B65D081/00
US07688983 | B2 | 2010-03-30 | Method and apparatus for objective assessment of in-ear device acoustical performance | 2004-12-03 | A method and apparatus for objectively assessing acoustical performance of an in-ear device having a passageway extending there through use a dual microphone probe that removably engages the passageway. The acoustical performance of the in-ear device is performed with the in-ear device inserted into the ear canal of the user and a reference sound source. A clip holding the probe in an acoustic near field of the sound source permits real time calibration thereof. The method and apparatus allow on-site and in-situ measurement of a predicted personal attenuation rating of the device, a subject-fit re-insertion test, an acoustic seal test, a rating test, a stability and reliability test, as well as a protection test of the device with an assessment of a filtered predicted exposure level at the ear for a specific noise exposure level. The apparatus may be simply housed along with the sound source for in-field evaluation tests. | 1. A method for assessing in-situ an acoustic seal of an in-ear device using an apparatus having a first sound measurement device and a second sound measurement device connected thereto, the in-ear device having a passageway extending therethrough, the passageway being in fluid communication with an ear canal of an ear when the in-ear device is inserted therein, the first and second sound measurement devices being removably engageable into the passageway, said method comprising: a) calibrating at least one of said first or second sound measurement devices by measuring a reference sound level with said sound measurement device when being submitted to a reference sound source and when being located in a close relationship relative thereto;b) measuring a first sound level outside the ear canal with the first sound measurement device when submitted to the sound source and when located in a close relationship relative to the in-ear device and outside the ear canal;c) simultaneously measuring a second sound level inside the ear canal with the second sound measurement device when submitted to the sound source and when engaged into and occluding the passageway with the in-ear device inserted inside the ear canal;d) assessing the acoustic seal of the in-ear device by subtracting said second sound level from said first sound level; ande) assessing validity of said first and second sound levels by determining coherence between said first and second sound levels, if not steps b) and c) are repeated. 2. The method of claim 1, wherein step a) includes measuring a reference sound level with said sound measurement device when being submitted to a reference sound source and when being in an acoustic near field relative thereto. 3. The method of claim 1, further including: a1) assessing validity of said reference sound level by determining that said reference sound level is within a predetermined sound level amplitude range, if not step a) is repeated. 4. The method of claim 1, wherein step d) includes indicating presence of acoustic seal when attenuation between said first and second sound levels is equal to or larger than a predetermined threshold value within a predetermined frequency range. 5. The method of claim 1, wherein steps b) and c) are simultaneously performed using first and second sound measurement devices, respectively. 6. The method of claim 5, wherein step d) includes: d1) assessing validity of said first and second sound levels by determining coherence between said first and second sound levels, if not steps b) and c) are repeated. 7. The method of claim 1, wherein step e) includes determining coherence between said first and second sound levels within a predetermined frequency range. 8. The method of claim 1, wherein determining coherence between said first and second sound levels includes determining that said second sound level substantially linearly follows a contour of said first sound level. 9. The method of claim 1, wherein step d)... | 3M Innovative Properties Company | H04R029/00 A61B005/00 H04R025/02
US07707047 | B2 | 2010-04-27 | Method and system for generating personal/individual health records | 2007-10-30 | A system and method for generating and/or updating a personal/individual health record. Inputs of data to the system may come from diverse sources including, but not limited to, patient questionnaires, insurance company (or other payor) claims data, hospitals, clinics and other institutional providers, and individual physicians and physicians' offices. | 1. A message facility on a PHR server configured to establish a secure connection with a first set of computer systems of multiple health care providers of a patient, wherein the messaging facility is adapted to obtain electronic health care data of the patient from the first set of computer systems of the multiple health care providers, wherein the patient is identified in the electronic health care data using a master patient identification that is unique to the patient across the multiple health care providers, wherein the master patient identification is not a social security number; a PHR population engine on the PHR server configured to communicate with a second computer system using the master patient identification to obtain claims data of the patient,wherein the PHR population engine is configured to extract encounter data indicative of an encounter between the patient and at least one of the multiple health care providers from the claims data, wherein the encounter data is extracted from more than one type of universal healthcare concept code;wherein the PHR population engine is configured to assemble a personal/individual/electronic health record of the patient keyed to the master patient identification based on both the electronic health care data received from the messaging facility and encounter data extracted from the claims data; anda web based portal configured to provide at least one of a health care provider or a patient with access to the patient's personal/individual/electronic health record over the Internet. 2. The PHR system of claim 1, wherein the PHR population engine assembles the personal/individual/electronic health record of the patient based on both the electronic health care data received from the messaging facility and universal healthcare concept codes including at least one diagnostic code and at least one procedure code extracted from the claims data. 3. The PHR system of claim 2, wherein the diagnostic code is an International Classification of Diseases (“ICD”) code. 4. The PHR system of claim 2, wherein the procedure code is a Current Procedural Terminology (“CPT”) code. 5. The PHR system of claim 2, wherein the PHR population engine is configured to use the diagnostic code and the procedure code extracted from the claims data to structure the personal/individual/electronic health record for population of the electronic health care data received from the messaging facility. 6. The PHR system of claim 1, wherein the web-based portal is configured to receive supplemental information from the patient for storage in the personal/individual/electronic health record. 7. The PHR system of claim 6, wherein the web-based portal is configured to receive information from the patient concerning one or more of over-the-counter medications, allergies, and immunizations of the patient. 8. The PHR system of claim 1, wherein the web-based portal is configured to allow the patient to view one or more of a diagnosis and ... | HealthTrio LLC | G06Q010/00 G06Q050/00 G06Q040/00 A61B005/00 G06F019/00
US07684847 | B2 | 2010-03-23 | Magnetic resonance imaging method and apparatus | 2004-09-03 | When performing imaging in synchronization with a biological movement of an examinee by using a pulse sequence applying a pre-saturation pulse, it is possible to reduce irregularities of echo signal intensity and artifact on the image generated by the irregularities. Especially, it is possible to prevent artifact attributed to blood in the ventricle when performing delay contrast imaging. For this, before measuring the echo signal, an IR pulse or the like for adjusting magnetization to a desired state is applied so as to suppress irregularities of the echo signal intensity and prevent artifact. | 1. A magnetic resonant imaging method for raking an image of a desired imaging region of a subject by using a magnetic resonant imaging apparatus, the method comprising the steps of: (a) a physical-movement information acquiring step of acquiring physical-movement information of the subject;(b) a longitudinal-magnetization regulating step of performing a first pulse sequence, for making a longitudinal-magnetization in a region including the desired imaging region be a desired state, synchronously with the physical-movement information;(c) a measuring step of subsequently performing a second pulse sequence, for measuring at least one echo signal to take an image of the desired imaging region, synchronously with the physical-movement information; and(d) a reconstructing step of reconstructing and displaying the image by using the at least one echo signal measured in the measuring step (c),wherein the first pulse sequence has a regulation pulse that excites, to a predetermined angle, the longitudinal-magnetization in the region including the desired imaging region, and the first pulse sequence is performed at least two times during a predetermined number of heartbeats, said predetermined number being at least two,the second pulse sequence having an inversion pulse that inverts, by 180 degrees, the longitudinal-magnetization in the desired imaging region. 2. A magnetic resonant imaging method according to claim 1, wherein the longitudinal-magnetization regulating step (b) is performed at a start of the imaging,the measuring step (c) being performed Following the longitudinal-magnetization regulating step (b). 3. A magnetic resonant imaging method according to claim 1, wherein the physical-movement information acquiring step (a) is to detect an electrocardiogram, waveform and R wave as to the subject,the first and second pulse sequences being performed on every cardiac cycle after a passage of a wait time from a detection of the R wave. 4. A magnetic resonant imaging method according to claim 3, comprising (e) a contrast agent administering step of administering a contrast agent to the subject prior to the longitudinal-magnetization regulating step (b),the longitudinal-magnetization regulating step (b) being performed after a passage of a predetermined wait time from the contrast agent administering step (e). 5. A magnetic resonant imaging method according to claim 1, wherein, in a case the physical movement is periodic, a change of the period of the periodic movement is detected in step (a),the longitudinal-magnetization regulating step (b) is performed immediately after the detection of the change of the period. 6. A magnetic resonant imaging method according to claim 5, wherein the change of the period is based on an irregular pulse. 7. A magnetic resonant imaging method according to claim 1, wherein the physical-movement information acquiring step (a) is to detect a position or displacement of the desired imaging region is detected in step (... | Hitachi Medical Corporation | A61B005/055
US07706872 | B2 | 2010-04-27 | Method and device for measurement of electrical bioimpedance | 2003-11-28 | A method of measuring of an electrical bio-impedance, the method being characterized in that a symmetrical bipolar pulse-form periodical excitation signal (electrical current or voltage) is applied to the input (11) of the bio-object (1), a corresponding reaction of the bio-object to the mentioned excitation signal is measured from the output (12), which is connected to the input (201) of the synchronous detector (200). A symmetrical bipolar pulse-form periodical signal is also applied to the reference input (202) of the synchronous detector (200), whereby both pulse-form signals are shortened by the predetermined time interval in each half period of the signal, said time intervals being different for the excitation and reference signals. The proposed method ensures an increased accuracy of the impedance analysis by decreasing the influence of the higher harmonics in the spectra of the excitation and reference signals of the synchronous detectors to the measurement result. The use of the rectangular signals ensures that the device for implementing of the proposed method has a simple design and low power consumption. | 1. A device for measuring of an electrical impedance, of an object, comprising: an in-phase and a quadrature measurement channels;a generator of driving signals;a circuit of an excitation signal, the output of which is connected to an input of the object, wherein first and second outputs of the generator of driving signals are connected to inputs and of reference circuits of synchronous detectors, wherein the generator of driving signals comprises a generator of quadrature signals and two formers of the bipolar rectangular signals;the circuit of the excitation signal comprises a device for generating a shortened pulse, the control input of which is connected to the output of the auxiliary signal of the generator of quadrature signals, the input is connected to the output of the former of the bipolar rectangular signal, and the output is connected to the input of the bio-object;the reference voltage circuit of the synchronous detector of the in-phase measurement channel comprises a device for generating of shortened pulse is introduced, the control input of which is connected to the output of the auxiliary signal of the generator of quadrature signals, the input is connected to the output of the former of the bipolar rectangular signal, and the output is connected to the reference input of the synchronous detector;the reference circuit of the synchronous detector of the quadrature measurement channel comprises a device for generating of shortened pulse, the control input of which is connected to the output of the auxiliary signal of the generator of quadrature signals, the input is connected to the output of the former of the bipolar rectangular signal, and the output is connected to the reference input of the synchronous detector. 2. The device according to claim 1, wherein the generator of quadrature signals comprises a shift register of predetermined bit length and the quadrature triggers. 3. The device according to claim 2, wherein the switching multiplier in the synchronous detectors is implemented on the basis of digital techniques. 4. The device according to in claim 1, wherein the synchronous detectors are implemented on the basis of an analog multiplier. 5. The device according to claim 1, wherein the synchronous detectors are implemented on the basis of a switching multiplier. 6. The device according to claim 4, wherein the switching multiplier in the synchronous detectors is implemented on the basis of mixed signal analogue/digital techniques. | Tallinn Technical University | A61B005/05
US07680313 | B2 | 2010-03-16 | Method and apparatus for post-processing of a 3D image data record, in particular for virtual colonography | 2006-09-27 | A method is disclosed for post-processing of a 3D image data record which has been recorded by way of an imaging tomographic appliance of a body area, and covers at least one hollow organ which is at least partially filled with contrast agent. An imaging apparatus is also disclosed. In the method, an automatic three-dimensional edge detection process is carried out in the 3D image data record in order to determine transitions between areas which have contrast agent and a wall of the hollow organ as boundary surfaces. A weighted high-pass filtering process is carried out at right angles to the boundary surfaces and leads to removal of the areas which have contrast agent and in which process areas around the transitions are given a lower weighting than areas which are further away from the transitions. After low-pass filtering in the areas around the transitions, a 3D image data record is produced from which the areas which are filled with contrast agent are eliminated, without image artifacts being produced at the transitions to the wall of the hollow organ. The method can be used in particular for virtual bowel cleaning in virtual colonography. | 1. A method for post-processing of a 3D image data record of at least one hollow organ which is at least partially filled with marking contrast agent and with basic contrast agent, recorded via an imaging tomographic appliance, the method comprising: carrying out an automatic three-dimensional edge detection process, at least in one section of the image data record of interest and covering the hollow organ which is filled with contrast agent, to determine at least transitions between areas including marking contrast agent and one wall of the hollow organ in the image data record as boundary surfaces;carrying out a weighted high-pass filtering process at right angles to the boundary surfaces and leads to removal of the areas including contrast agent, process areas around the transitions being given a relatively lower weighting than areas relatively further away from the transitions; andcarrying out a low-pass filtering process in the areas around the transitions, to smooth the transitions. 2. The method as claimed in claim 1, wherein, during the three-dimensional edge detection process, transitions between areas including marking contrast agent and areas containing basic contrast agent, between areas containing basic contrast agent and the wall of the hollow organ, and between areas containing basic contrast agent and the wall of the hollow organ, are also determined as boundary surfaces in the image data record. 3. The method as claimed in claim 1, wherein the hollow organ in the 3D image data record is segmented in order to obtain the section of interest in the image data record for the automatic three-dimensional edge detection process. 4. The method as claimed in claim 3, wherein the segmentation process is carried out in two steps, with the area which has marking contrast agent being segmented in the first step and having an edge area added to it in the second step in order to include the wall of the hollow organ. 5. The method as claimed in claim 1, wherein, during the three-dimensional edge detection process, variances are calculated in at least one of an area and radius around the image voxel for each image voxel in the image data record in the section of interest, in order to determine sudden contrast changes and their spatial orientation, and their tangential planes in the image data record. 6. The method as claimed in claim 5, wherein one-dimensional variances are determined for at least three spatial directions, three of which spatial directions are linearly independent. 7. The method as claimed in claim 6, wherein at least one of canonic axes, surface diagonals and spatial diagonals of any desired cuboid reference volume in the section of interest are used as spatial directions. 8. The method as claimed in claim 5, wherein the tangential planes are covered by the vectors vmin and v⊥, with the vector v⊥ being at right angles to a plane which is covered by the vectors vmin and vmax, and with the vector vmax pointing in the direct... | Siemens Aktiengesellschaft | G06K009/00 A61B005/00
US07672714 | B2 | 2010-03-02 | Miniature wireless apparatus for collecting physiological signals | 2006-08-03 | A miniature wireless apparatus for collecting physiological signals comprises an electrode pair, an amplifier module, a microcontroller, a wireless module, and a battery. The electrode pair collects a pair of physiological signals of a person under test. The amplifier module amplifies the pair of physiological signals. The microcontroller performs an analog-to-digital conversion and a data compression for an amplified physiological signal generated by the amplifier module. The wireless module modulates a digital physiological signal generated by the microcontroller and transmitting the modulated digital physiological signal to a receiver at the far end. The apparatus can be implemented by a structure of multilayered circuit boards. With the progress of semiconductor technology, all the components of the miniature wireless apparatus can be further integrated to one circuit board, or even one chip. | 1. A miniature wireless apparatus for collecting physiological signals comprising: a first circuit board having an upper surface and a bottom surface;a second circuit board having an upper surface and a bottom surface;a third circuit board having an upper surface and a bottom surface, said second circuit board being positioned between said first circuit board and said third circuit board;an electrode pair disposed on said bottom of said third circuit board, said electrode pair comprising a positive electrode, said electrode pair suitable for connection to a person so as to collect a pair of the physiological signals;an amplifier module disposed on said upper surface of said second circuit board, said amplifier module suitable for amplifying the pair of physiological signals, said amplifier module having analog circuits therein;a microcontroller disposed on said upper surface of said first circuit board, said microcontroller suitable for performing an analog-to-digital conversion and a data compression for the amplified physiological signals generated by said amplifier module;a wireless module disposed on said upper surface of said first circuit board, said wireless module suitable for modulating the digital physiological signals generated by microcontroller and for transmitting the modulated digital physiological signals to a receiver;a battery disposed between said bottom surface of said second circuit board and said upper surface of said third circuit board, said battery having a positive pole and a negative pole; andan isolated ground plane formed on said bottom surface of said first circuit board, said isolated ground plane suitable for increasing a signal-to-noise ratio of said analog circuits of said amplifier module. 2. The miniature wireless apparatus of claim 1, said bottom surface of said second circuit board connected to one of said positive pole and said negative pole of said battery so as to be a power source layer, said upper surface of said third circuit board connected to the other of said positive pole and said negative pole of said battery so as to be another power source layer. | Terry B. J. Kuo Cheryl C. H. Yang Enjoy Research Inc. | A61B005/02
US07691070 | B2 | 2010-04-06 | Apparatus for monitoring the presence of secretions in the respiratory system of a patient | 2002-11-12 | An apparatus for monitoring the presence of secretions in an artificial respiratory system comprises at least one sensing element (20) to detect waves generated by said secretions and output a main signal (50), representative of at least one main parameter characteristic of the waves; a first processing block (30) connected downstream of said first sensing element (20), is set to input the main signal (50) and to generate a corresponding main output alarm signal (51), in the case in which the main parameter has a greater value than a predetermined threshold value. | 1. An apparatus for monitoring the presence of secretions in the respiratory system of a patient provided with a respiratory prothesis, having at least one tubular duct consisting of a first portion at least partly insertable in the patient's orotracheal cavity and of a second portion to be positioned externally of the tracheal cavity, further comprising: at least one sensing element associated with the tubular duct for detecting waves generated by said secretions and outputting a main signal, representative of at least one main parameter characteristic of said waves, said main signal being defined by one or more spectral components, each having a respective amplitude;a processing block, connected downstream of said sensing elements for receiving said main signal as an input and generating a corresponding main output alarm signal, when said main parameter has a value greater than a predetermined threshold value,wherein the sensing element is positioned in a housing located in a sound-proofing wall of the tubular duct. 2. An apparatus as claimed in claim 1, wherein said sensing element comprises an acoustic detector, capable of detecting said waves, which waves comprise acoustic vibrations generated by said secretions and propagating through the gases present in said duct. 3. An apparatus as claimed in claim 2, wherein said acoustic detector is a microphone of the electret type. 4. An apparatus as claimed in claim 1, wherein said main parameter consists of the amplitude of said waves. 5. An apparatus as claimed in claim 4, wherein the amplitude of said main signal is a function of said main parameter. 6. An apparatus as claimed in claim 5, wherein the amplitude of said main signal is proportional to said main parameter. 7. An apparatus as claimed in claim 1, wherein said processing block comprises a filtering element capable of amplitude-filtering said main signal and generating the main output alarm signal when at least one of the spectral components of the main signal has a greater amplitude than said threshold value. 8. An apparatus as claimed in claim 1, wherein said tubular duct further comprises a union element interposed between said first and second portions. 9. An apparatus as claimed in claim 1, wherein said sensing element is positioned close to the second portion of the duct. 10. An apparatus as claimed in claim 8, wherein said sensing element is positioned on said union element. 11. An apparatus for monitoring the presence of secretions in the respiratory system of a patient provided with a respiratory prothesis, having at least one tubular duct consisting of a first portion at least partly insertable in the patient's orotracheal cavity and of a second portion to be positioned externally of the tracheal cavity, further comprising: a first sensing element associated with the tubular duct for detecting waves generated by said secretions and outputting a main signal, representative of at least one main parameter characteristic ... | Cristina Madrignani | A61B005/08
US08346337 | B2 | 2013-01-01 | Analyte monitoring device and methods of use | 2009-06-30 | In aspects of the present disclosure, a multi compatible or universal blood glucose monitoring unit including a calibration unit is integrated with one or more components of an analyte monitoring system to provide compatibility with in vitro test strip that require calibration code and test strips that do not require calibration code. Also disclosed are methods, systems, devices and kits for providing the same. | 1. An integrated monitor and display unit, comprising: a housing, comprising:a radio frequency (rf) receiver disposed in the housing to receive data from a transmitter that is configured and arranged to transmit data relating to analyte signals from a transcutaneous analyte sensor;an analyte sensor port coupled with the housing and configured to receive an in vitro analyte sensor, wherein the in vitro analyte sensor generates an analyte signal from a fluid sample; anda processor disposed in the housing and configured to validate the data relating to analyte signals from the transcutaneous analyte sensor based at least in part on the analyte signal from the in vitro analyte sensor, to detect the presence of the in vitro analyte sensor when an electric circuit is closed by the insertion of the in vitro analyte sensor into the analyte sensor port, and to determine a type of in vitro analyte sensor upon detecting the presence of the in vitro analyte sensor in the analyte sensor port, wherein the analyte sensor port is configured to receive a first type of in vitro analyte sensor which is not associated with a predetermined calibration parameter and a second type of in vitro analyte sensor which is associated with the predetermined calibration parameter, andwherein the processor is configured to generate a request to provide a calibration parameter associated with the in vitro analyte sensor when the determined type of the in vitro analyte sensor is of the first type, or to retrieve the calibration parameter associated with the in vitro analyte sensor when the determined type of the in vitro analyte sensor is of the second type. 2. The integrated monitor and display unit of claim 1, wherein the processor is configured to execute a first predetermined routine when it detects the first type of in vitro analyte sensor in the sensor port, and further, wherein the processor is configured to execute a second predetermined routine with it detects the second type of in vitro analyte sensor in the sensor port. 3. The integrated monitor and display unit of claim 1, further comprising the in vitro analyte sensor positioned with the analyte sensor port. 4. The integrated monitor and display unit of claim 1, wherein the first type of in vitro analyte sensor requires user input of a calibration information relating to the first type of in vitro analyte sensor into the integrated monitor and display unit upon positioning in the analyte sensor port. 5. The integrated monitor and display unit of claim 1, further comprising a memory configured to store the predetermined calibration parameter. 6. The integrated monitor and display unit of claim 5, wherein the predetermined calibration parameter includes a calibration code. 7. The integrated monitor and display unit of claim 1, wherein the analyte sensor port is configured to contact an insertion monitor on a surface of the second type of in vitro analyte sensor and further, wherein the processor is configured to d... | Abbott Diabetes Care Inc. | A61B005/04 A61B005/00 G01N027/00
US08058873 | B2 | 2011-11-15 | Prevention quench in a magnetic resonance examination system | 2007-11-05 | A magnetic resonance examination system (10) includes a superconducting main magnet (20) surrounding an examination region (18) and generating a main magnetic field in the examination region (18) A magnetic field gradient system (30) selectively causes alternating gradient magnetic fields in the examination region (18). The magnetic field gradient system (30) is disposed outside of the main magnet (20). In order to provide stable operation of the superconducting main magnet (20) of a magnetic resonance examination system (10) with such a magnetic field gradient system (30), the magnetic resonance examination system (10) is provided with a predicting device (91) and a preventing device (92) The predicting device (91) predicts the behavior of the main magnet (20) due to the gradient magnetic fields (e.g., by calculating the expected heat load of the main magnet caused by an imaging protocol) and the preventing device (92) prevents, based on the predicted behavior of the main magnet (20), the main magnet (20) from quenching. | 1. A magnetic resonance examination system, comprising a superconducting main magnet surrounding an examination region and generating a main magnetic field in the examination region, anda magnetic field gradient system selectively causing alternating gradient magnetic fields in the examination region, said magnetic field gradient system being disposed outside of the main magnet,a predicting device, configured to predict at least one of a heat load and/or a resulting temperature distribution in the main magnet due to the gradient magnetic fields, anda preventing device, configured to prevent, based on the predicted heat load and/or temperature distribution in the main magnet, the main magnet from quenching, and thus ensure stable operation of the main magnet. 2. The magnetic resonance examination system as claimed in claim 1, wherein the predicting device is configured to, prior to image acquisition, predict the heat load and/or the temperature distribution in the main magnet. 3. The magnetic resonance examination system as claimed in claim 1, wherein the predicting device is configured to continuously update and/or to verify the predicted heat load and/or temperature distribution of the main magnet during image acquisition. 4. The magnetic resonance examination system as claimed in claim 3, further including: a plurality of temperature sensors which acquire thermal data about the main magnet, the predicting device using the acquired thermal data to verify the predicted heat load and/or temperature distribution during the image acquisition. 5. The magnetic resonance examination system as claimed in claim 4, wherein the predicting device is configured to detect defects of a cooling system of the main magnet. 6. The magnetic resonance examination system as claimed in claim 1, wherein the preventing device is configured to reject an imaging protocol prior to image acquisition and/or to stop execution of an imaging protocol during image acquisition. 7. The magnetic resonance examination system as claimed in claim 1, wherein the preventing device is configured to modify an imaging protocol prior to image acquisition and/or during image acquisition. 8. The magnetic resonance examination system as claimed in claim 1, wherein the main magnet includes a high Tc superconductor operating in a range of 30° K-100° K and the preventing device is configured to allocate cooling power to the main magnet prior to image acquisition and/or during image acquisition sufficient to prevent, based on the predicted heat load and/or temperature distribution of the main magnet, the main magnet from quenching. 9. A method of operating a magnetic resonance examination system which includes a superconducting main magnet surrounding an examination region for generating a main magnetic field in the examination region, and magnetic field gradient system disposed outside the main magnet for selectively causing alternating gradient magnetic fields in the examination region, ... | Koninklijke Philips Electronics N.V. | G01V003/00
US08162842 | B2 | 2012-04-24 | Detecting ischemia using an implantable cardiac device based on morphology of cardiac pressure signal | 2009-12-07 | Methods and systems are presented for using an ICD to detect myocardial ischemia. One such method includes sensing via an implantable cardiac-rhythm-management device (ICRMD) a signal indicative of cardiac pressure; determining via a processor associated with the ICRMD, a derivative signal that is a first derivative of the sensed signal; measuring via the processor, a maximum positive value of the derivative signal; measuring via the processor, a maximum negative value of the derivative signal; and indicating via the processor, an ischemia based on a comparison of a ratio of the maximum positive value to the maximum negative value with a predetermined value. | 1. A method for detecting ischemia, comprising: (a) sensing via an implantable cardiac-rhythm-management device (ICRMD) a signal indicative of cardiac pressure;(b) determining via a processor associated with the ICRMD, a derivative signal that is a first derivative of the sensed signal;(c) measuring via the processor, a maximum positive value of the derivative signal;(d) measuring via the processor, a maximum negative value of the derivative signal; and(e) indicating via the processor, an ischemia when a ratio of the maximum positive value to the maximum negative value is less than a previously stored value of the ratio during a non-ischemic event. 2. A method for detecting ischemia, comprising: (a) sensing via an implantable cardiac-rhythm-management device (ICRMD) a signal indicative of cardiac pressure;(b) determining via a processor associated with the ICRMD, a derivative signal that is a first derivative of the sensed signal;(c) measuring via the processor, a maximum positive value of the derivative signal;(d) measuring via the processor, a maximum negative value of the derivative signal; and(e) indicating via the processor, an ischemia based on a comparison of a ratio of the maximum positive value to the maximum negative value with a predetermined value;wherein the derivative signal is an ensemble average of a plurality of separately determined derivative signals. 3. The method of claim 2 wherein: steps a) through d) are repeated a plurality of times to obtain a corresponding plurality of ratios of maximum positive value to maximum negative value; andstep (e) comprises comparing each ratio with the predetermined value and indicating an ischemia when a predetermined number of consecutively obtained ratios deviates from the predetermined value. 4. The method of claim 2 wherein: steps a) through d) are repeated a plurality of times to obtain a corresponding plurality of ratios of maximum positive value to maximum negative value; andstep (e) comprises comparing each ratio with the predetermined value and indicating an ischemia when a predetermined percentage of consecutively obtained ratios deviates from the predetermined value. 5. A system for detecting ischemia, comprising: means for sensing a signal indicative of cardiac pressure;means for determining a derivative signal that is a first derivative of the sensed signal;means for measuring a maximum positive value of the derivative signal;means for measuring a maximum negative value of the derivative signal; andmeans for indicating an ischemia when a ratio of the maximum positive value to the maximum negative value is less than a previously stored value of the ratio during a non-ischemic event. 6. A system for detecting ischemia, comprising: a sensor that generates a signal indicative of cardiac pressure; andan ischemia detector that determines a derivative signal that is a first derivative of the sensed signal; measures a maximum positive value of the derivative signal; measures a maximu... | Pacesetter, Inc. | A61B005/04
US07951087 | B2 | 2011-05-31 | Method for correction of posture dependence on heart sounds | 2009-12-23 | A system to monitor heart sounds. The system comprises an implantable heart sound sensor configured to produce an electrical signal representative of at least one heart sound, an implantable posture sensor operable to produce an electrical signal representative of a patient's posture, and a controller circuit. The controller circuit is configured to determine a patient posture, measure at least one heart sound in correspondence with at least one corresponding patient posture, adjust the heart sound measurement by using the corresponding determined patient posture to reduce or remove variation in the heart sound measurement due to patient posture, detect a change in the adjusted heart sound measurement, and provide an indication of congestive heart failure to a user or an automated process in response to the detected change. | 1. An apparatus comprising: an implantable heart sound sensor configured to produce an electrical signal representative of at least one heart sound, the heart sound associated with mechanical activity of a patient's heart;an implantable posture sensor operable to produce an electrical signal representative of a patient's posture; anda controller circuit, communicatively coupled to the heart sound sensor interface circuit and the posture circuit, wherein the controller circuit is configured to: determine a patient posture using the posture sensor signal;measure the at least one heart sound in correspondence with at least one corresponding determined patient posture;adjust the heart sound measurement by using the corresponding determined patient posture to reduce or remove variation in the heart sound measurement due to patient posture;detect a change in the adjusted heart sound measurement; andprovide an indication of congestive heart failure (CHF) to a user or an automated process in response to the detected change. 2. The apparatus of claim 1, wherein the implantable heart sound sensor is configured to produce an electrical signal representative of an S3 heart sound, andwherein the controller circuit is configured to: measure the S3 heart sound in correspondence with the determined patient posture;detect a change in an adjusted S3 heart sound measurement; andgenerate an alarm indicative of progression of CHF in response to the detected change in the adjusted S3 heart sound measurement. 3. The apparatus of claim 1, including: a therapy circuit communicatively coupled to the controller circuit and configured to provide electrical pacing therapy to the patient, andwherein the controller circuit is configured to initiate delivery of pacing resynchronization therapy according to the detected change in the adjusted heart sound measurement. 4. The apparatus of claim 1, including: a trans-thoracic impedance sensor communicatively coupled to the controller circuit and configured to provide an electrical signal representative of trans-thoracic impedance of the patient, andwherein the controller circuit is configured to: measure trans-thoracic impedance of the patient in correspondence with the determined patient posture; andprovide the indication of CHF according to the adjusted heart sound measurement and the measured trans-thoracic impedance. 5. The apparatus of claim 4, wherein the trans-thoracic impedance sensor is configured to provide an electrical signal representative of near-DC trans-thoracic impedance, andwherein the controller circuit is configured to provide the indication of CHF according to the adjusted heart sound measurement and the measured near-DC trans-thoracic impedance. 6. The apparatus of claim 1, including: an intra-cardiac impedance sensor communicatively coupled to the controller circuit and configured to provide an electrical signal representative of trans-thoracic impedance of the patient, andwherein the controller circuit ... | Cardiac Pacemakers, Inc. | A61B005/02
US08433382 | B2 | 2013-04-30 | Transmission mode photon density wave system and method | 2009-07-30 | Present embodiments are directed to a monitor system, such as a pulse oximetry system. The system may include a detection feature, an emission feature capable of emitting light into tissue and arranged relative to the detection feature such that the detection feature is capable of detecting the light from the tissue after passing generally through a portion of the tissue, a modulator capable of modulating the light to generate photon density waves at a modulation frequency generally in a range of 50 MHz to 3 GHz, a detector communicatively coupled with the detection feature, wherein the detector is capable of detecting characteristics of the photon density waves comprising amplitude changes and phase shifts, and a processor capable of making determinations relating to a value of a physiologic parameter of the tissue based at least in part on the detected characteristics. | 1. A monitoring system, comprising: a modulator configured to modulate light to generate photon density waves at a modulation frequency generally in a range of 50 MHz to 3 GHz;one or more configured to be emission features disposed on a first side of a tissue of a patient and configured to emit the photon density waves into the first side of the tissue;one or more detection features configured to be disposed on a second side of the tissue, generally opposite the first side, and configured to receive the photon density waves at the second side of the tissue, wherein at least one of the one or more detection features is directly aligned with at least one of the one or more emission features;one or more detectors respectively communicatively coupled with the one or more detection features, wherein the one or more detectors are configured to detect characteristics of the photon density waves comprising amplitude changes and phase shifts; anda processor configured to make determinations relating to a value of a physiologic parameter of the tissue based at least in part on the detected characteristics. 2. The system of claim 1, wherein each of the one or more detection features comprises a respective fiber optic cable communicatively coupled to the at least one detector. 3. The system of claim 2, wherein each of the one or more detection features comprises a respective curved fiber optic component, and wherein the respective curved fiber optic components are communicatively coupled to the respective fiber optic cables of the one or more detection features. 4. The system of claim 1, wherein the one or more emission features comprise a fiber optic cable communicatively coupled with an emitter. 5. The system of claim 1, wherein the one or more emission features comprise a laser, a lens, or a transparent layer. 6. The system of claim 1, wherein the modulator, the detector, and the processor are disposed within a monitor, and wherein the one or more emission features and the one or more detection features are disposed within a sensor. 7. The system of claim 1, wherein the processor is configured to reject or accept the determined value of the physiologic parameter based on whether calculations based at least in part on the relative characteristics are complimentary. 8. The system of claim 1, wherein the modulator is configured to modulate the light at approximately 100 MHz to 1 GHz. 9. The system of claim 1, wherein the processor is configured to calculate an estimated number of scattering particles in the tissue based at least in part on detected phase shifts. 10. The system of claim 1, wherein the modulator is configured to modulate the light to generally sweep the tissue with a plurality of modulation frequencies. 11. The system of claim 1, wherein the processor is configured to determine a presence of noise based on a particular detection feature of the one or more detector features receiving the photon density waves. 12. A method, comprising... | Covidien LP | A61B005/1455
US08983584 | B2 | 2015-03-17 | Method, system and computer program product for non-invasive classification of cardiac rhythm | 2008-04-11 | The invention relates to a method for analysis of cardiac rhythms, based on calculations of entropy and moments of interbeat intervals. The invention provides an optimal determination of segments of data that demonstrate statistical homogeneity, specifically with regard to moments and entropy. The invention also involves calculating moments and entropy on each segment with the goal of diagnosis of cardiac rhythm. More specifically, an absolute entropy measurement is calculated and provided as a continuous variable, providing dynamical information of fundamental importance in diagnosis and analysis. Through the present invention, standard histograms, thresholds, and categories can be avoided. | 1. A method for analyzing at least one cardiac rhythm comprising: identifying at least one segment of the at least one cardiac rhythm,calculating an absolute entropy measurement for the at least one segment; andgenerating a diagnostic output based on the absolute entropy measurement. 2. The method of claim 1, wherein the absolute entropy measurement is a coefficient of sample entropy (COSEn). 3. The method of claim 2, wherein the at least one cardiac rhythm arises from at least a deterministic process. 4. The method of claim 2, wherein the at least one cardiac rhythm arises from a combination of both deterministic and stochastic physiological processes. 5. The method of claim 2, wherein the method further comprises diagnosing the cardiac rhythm based on the COSEn. 6. The method of claim 5, wherein the at least one segment comprises a series of beats having a statistically homogeneous time interval between beats. 7. The method of claim 5, wherein each at least one cardiac rhythm comprises a heart rate time series such as would be provided by non-invasive devices that do not use a conventional EKG signal. 8. The method of claim 7, wherein the heart rate time series comprises a number of beats, and wherein the number of beats is at least 12. 9. The method of claim 7, wherein the heart rate time series comprises a number of beats, and wherein the number of beats is at least 50. 10. The method of claim 7, wherein the heart rate time series comprises a number of beats, and wherein COSEn is calculated at least every 50 beats. 11. The method of claim 9, wherein the at least one cardiac rhythm is an intra-atrial cardiac electrogram obtained from an implanted pacing lead or a conventional EKG signal from skin electrodes. 12. The method of claim 5, wherein the at least one cardiac rhythm is detected by implanted devices in which atrial activity is not measured, such as single lead implantable cardioverter-defibrillators, and in prolonged monitoring such as mobile cardiac outpatient telemetry. 13. The method of claim 5, wherein the at least one cardiac rhythm comprises an RR-interval series, and wherein the step of calculating COSEn for at least one segment comprises: calculating a mean RR-interval for the RR-interval series;using the mean RR-interval as a continuous variable;unit mean normalizing the RR-interval series by dividing each observation by the mean RR-interval; andcalculating COSEn as an entropy rate or entropy of the unit mean normalized RR interval series. 14. The method of claim 5, wherein the at least one cardiac rhythm comprises an RR-interval series, and wherein the step of calculating COSEn for at least one segment comprises: calculating the differential quadratic entropy rate using a sample entropy (SampEn) algorithm;calculating a mean RR-interval for the RR-interval series; andsubtracting the natural logarithm of the mean RR-interval from the differential quadratic entropy rate to obtain COSEn. 15. The method of claim 13, f... | University of Virginia Patent Foundation | A61B005/04 A61B005/048 A61B005/00 G06K009/00 A61B005/0452 A61N001/39 G06F019/00
US08983568 | B2 | 2015-03-17 | Analyte sensors comprising leveling agents | 2008-09-30 | Generally, embodiments of the invention relate to analyte determining methods and devices (e.g., electrochemical analyte monitoring systems) that have improved uniformity of distribution of one or more components of the sensor by inclusion of a low surface tension polymer leveling agent, where the components are disposed proximate to a working electrode of in vivo and/or in vitro analyte sensors, e.g., continuous and/or automatic in vivo monitoring using analyte sensors and/or test strips. Also provided are systems and methods of using the, for example electrochemical, analyte sensors in analyte monitoring. | 1. An analyte sensor comprising: a working electrode comprising a sensing layer disposed proximate thereto, wherein the sensing layer comprises a hydrophilic polymer;a membrane disposed over the sensing layer comprising a low surface tension polymer, wherein the low surface tension polymer comprises 1% or less by weight of the total formulation of the membrane wherein the low surface tension polymer is polydimethylsiloxane (H3C)3Si[Si(CH3)2O]nSi(CH3)3, polyether modified polydimethylsiloxane [CH2O—], [Si(CH3)2O]n—[CH2O—]n, poly((eo)(po))butyl terminated PDMS CH3—{[CH2CH2O]n—[CH2O—]n}n[Si(CH3)2O]n—{[CH2O—]n[CH2CH2O]n}n—CH3; or dimethyl, methyl (polyethylene oxide acetate-capped) siloxane (DC 57), wherein n is an integer in a range of from about 1 to 500; anda counter electrode. 2. The analyte sensor of claim 1, wherein at least a portion of the electrochemical analyte sensor is adapted to be subcutaneously positioned in a subject. 3. The analyte sensor of claim 1, wherein the low surface tension polymer comprises a substituted or unsubstituted polyacrylate polymer or a substituted or unsubstituted polysiloxane polymer. 4. The analyte sensor of claim 1, wherein the low surface tension polymer comprises polyether-modified polydimethylsiloxane. 5. The analyte sensor of claim 1, wherein the sensing layer comprises a glucose-responsive enzyme. 6. The analyte sensor of claim 1, wherein the sensing layer comprises a redox mediator. 7. The analyte sensor of claim 6, wherein the redox mediator comprises a ruthenium-containing complex or an osmium-containing complex. 8. The analyte sensor of claim 6, wherein the sensor is a glucose sensor. 9. The analyte sensor of claim 6, wherein the sensor is an in vivo sensor. 10. The analyte sensor of claim 6, wherein the sensor is an in vitro sensor. 11. A method for monitoring a level of an analyte in a subject, the method comprising: positioning at least a portion of an analyte sensor into skin of a subject, wherein the sensor comprises: a working electrode comprising a sensing layer proximate thereto, wherein the sensing layer comprises a hydrophilic polymer;a membrane disposed over the sensing layer comprising a low surface tension polymer, wherein the low surface tension polymer comprises 1% or less by weight of the total formulation of the membrane wherein the low surface tension polymer is polydimethylsiloxane (H3C)3Si[Si(CH3)2O]nSi(CH3)3, polyether modified polydimethylsiloxane [CH2O—], [Si(CH3)2O]n—[CH2O—]n, poly((eo)(po))butyl terminated PDMS CH3—{[CH2CH2O]n—[CH2O—]n}n[Si(CH3)2O]n—{[CH2O—]n[CH2CH2O]n}n—CH3; or dimethyl, methyl (polyethylene oxide acetate-capped) siloxane (DC 57), wherein n is an integer in a range of from about 1 to 500; a counter electrode; anddetermining a level of an analyte over a period of time from signals generated by the sensor;wherein the determining over a period of time provides for monitoring the level of the analyte in the subject. 12. The method of claim 11, wherein t... | Abbott Diabetes Care Inc. | A61B005/05 C12Q001/00 A61B005/145 A61B005/1486 A61B005/00
US08532756 | B2 | 2013-09-10 | Method for analyzing function of the brain and other complex systems | 2007-06-13 | A method and system are provided for analyzing electromagnetic brain signals such as EEG and ECoG signals in a subject in real time and which avoids the need for time-intensive retrospective analysis of brain activity in the subject. This can be applied to all complex systems with multiple fluctuating signals to identify and predict significant events. | 1. A computer-implemented method executed in an electronic data processing system having a computer program stored on computer readable media, the computer program for analyzing complex signals, the computer-implemented method comprising: obtaining, at the electronic data processing system, a first electronic signal representative of a first recorded brain signal of a living subject, the first electronic signal having a plurality of brain signal features, the first recorded brain signal having been recorded during a null condition when the living subject is not performing a task or receiving stimuli and is not in the midst of an epileptic event;calculating, by the electronic data processing system and using the first electronic signal, a brain signal features baseline comprising a statistical distribution description for each brain signal feature, the brain signal features baseline modeling, for the null condition, a likelihood of fluctuation of each brain signal from a baseline value in the null condition;obtaining, at the electronic data processing system, a second electronic signal representative of a second recorded brain signal of the living subject, the second electronic signal having a plurality of brain signal features, the second recorded brain signal having been recorded during a non-null condition of the living subject having been asked to perform a task or in the process of performing a task or the living subject receiving a form of stimuli; andcomparing, by the electronic data processing system, the brain signal features of the second recorded brain signal with the brain signal features baseline to detect statistical deviations representative of an event comprising an occurrence of functional activity of the living subject, the functional activity associated with the performance of the task or the reception of stimuli. 2. A method according to claim 1 that occurs in real-time. 3. A method according to claim 1 wherein the first and second electronic signals comprise electromagnetic (EM) signals from a physiological system. 4. A method according to claim 3 wherein the first and second electronic signals comprise electromagnetic (EM) signals of brain activity in the living subject. 5. A method according to claim 4 wherein the electromagnetic (EM) signals comprise electrocorticographic (ECoG) signals. 6. A method according to claim 4 wherein the non-null condition comprises the subject performing a task. 7. A method according to claim 6 wherein the task is selected from the group consisting of a motor task and a language task. 8. A method according to claim 4 wherein the non-null condition comprises the subject receiving a stimulus. 9. A method according to claim 4 wherein the event comprises an event of abnormal brain activity. 10. A method according to claim 9 wherein the abnormal brain activity comprises seizure activity. 11. A method according to claim 9 wherein the abnormal brain activity comprises brain activity associate... | Washington University | A61B005/04
US10667727 | B2 | 2020-06-02 | Systems and methods for determining a state of a patient | 2008-09-05 | A method of monitoring a patient includes obtaining a first image of an object, obtaining a second image of the object, determining a level of similarity between the first and second images, obtaining a third image of the object, determining a level of similarity between the first and third images, analyzing a time series of values that includes the determined level of similarity between the first and second images and the determined level of similarity between the first and third images, and determining a state of the patient based at least on a result of the act of analyzing. | 1. A method comprising: digitally obtaining a first image of an object;digitally obtaining a second image of the object;digitally processing the first and second images to determine a first level of similarity between the first and second images, wherein the first level of similarity comprises a similarity value derived using a two-dimensional array of pixel values of the first image and a two-dimensional array of pixel values of the second image;obtaining a third image of the object; anddigitally processing the first and third images to determine a second level of similarity between the first and third images, wherein the second level of similarity comprises a similarity value derived using the two-dimensional array of pixel values of the first image and a two-dimensional array of pixel values of the third image, the second level of similarity being different from the first level of similarity;wherein the first level of similarity and the second level of similarity form a time series, the first level of similarity between the first and second images representing a first phase of a physiological cycle of a patient, the second level of similarity between the first and third images representing a second phase of the physiological cycle of the patient, the physiological cycle being a respiratory cycle;wherein the method further comprises electronically processing the time series by a processing unit to analyze the time series, wherein the time series is analyzed to determine whether one or more pre-defined criteria are satisfied for detecting and/or characterizing motion, and wherein the act of electronically processing the time series comprises using the first level of similarity as the first phase of the physiological cycle; andwherein the method further comprises: determining a first time point t1;determining a second time point t2; anddetermining a period T that is between the first and second time points;wherein the first image is obtained at a time that is a fraction of the period T after a detected peak point. 2. The method of claim 1, wherein the time series is electronically processed by the processing unit for determining whether there is a lack of motion by the patient. 3. The method of claim 2, wherein the time series is electronically processed by the processing unit for determining whether there is a lack of motion by the patient comprises determining a plurality of points within a duration in the time series that have values below a prescribed threshold. 4. The method of claim 3, wherein the duration is greater than a respiratory period of the patient. 5. The method of claim 1, wherein the time series is electronically processed by the processing unit for determining whether there is a lack of periodicity in a motion by the patient. 6. The method of claim 5, wherein the act of determining whether there is a lack of periodicity in a motion by the patient comprises determining whether the time series exhibits an irregular pattern. ... | Varian Medical Systems, Inc. | A61B005/11 A61B006/00 A61B005/113 G06K009/00 A61B090/00 G06T007/246 A61B005/00
US09986911 | B2 | 2018-06-05 | Wireless telecommunications system adaptable for patient monitoring | 2008-10-10 | A wireless network having an architecture that resembles a peer-to-peer network has two types of nodes, a first sender type node and a second receiver/relay type node. The network may be used in a medical instrumentation environment whereby the first type node may be wireless devices that could monitor physical parameters of a patient such as for example wireless oximeters. The second type node are mobile wireless communicators that are adapted to receive the data from the wireless devices if they are within the transmission range of the wireless devices. After an aggregation process involving the received data, each of the node communicators broadcasts or disseminates its most up to date data onto the network. Any other relay communicator node in the network that is within the broadcast range of a broadcasting communicator node would receive the up to date data. This makes it possible for communicators that are out of the transmitting range of a wireless device to be apprized of the condition of the patient being monitored by the wireless device. Each communicator in the network is capable of receiving and displaying data from a plurality of wireless devices. | 1. A mobile communicator adapted to wirelessly receive and transmit data in a communications network environment that has a plurality of transmitting and receiving devices including other mobile communicators, the mobile communicator and any one of the other mobile communicators are movable relative to each other so as to be either in or out of communication range with each other, comprising: a transceiver having a predetermined reception range and a predetermined broadcast range adapted to receive from a wireless sensor device data of a patient relating to at least one physical attribute of the patient measured by the sensor device if the sensor device is within the predetermined reception range of the communicator, the transceiver further adapted to transmit signals out to the predetermined broadcast range of the communicator;a memory for storing data of the patient received by the transceiver from the sensor device, the memory adapted to store previously received data of the patient;processing means operationally working with the memory to update the data of the patient in the memory by comparing the data of the patient received by the transceiver with data of the patient, if any, previously stored in the memory, the newer of the data of the patient received and the data of the patient previously stored is stored in the memory as updated data of the patient;the processing means operationally controlling the transceiver to transmit the updated data of the patient to the broadcast range of the communicator which moves with the movement of the communicator so that the updated data of the patient is received by the any one of the other mobile communicators not in direct communication with the wireless sensor device but the relative movement between the mobile communicator and the any one of the other mobile communicators is such that the any one of the other mobile communicators is within the broadcast range of the mobile communicator. 2. The communicator of claim 1, wherein the communicator is adapted to receive patient data from any one of the other mobile communicators when the any one of the other mobile communicators is movably located within the reception range of the communicator so as to be in communication range with the communicator. 3. The communicator of claim 1, wherein the memory is adapted to store the data of the patient received at different times. 4. The communicator of claim 1, further comprising a display adapted to display the data of the patient. 5. The communicator of claim 1, further comprises a display adapted to display patient data and text messages; wherein the communicator is adapted to receive text messages to be displayed on the display and to transmit the received text messages to the broadcast range of the communicator, the text messages being received by any one of the other mobile communicators that is within the broadcast range of the communicator;wherein the communicator is adapted to direct a particular te... | Smiths Medical ASD, Inc. | A61B005/00 A61B005/083 A61B005/1455 G06F019/00
US20100081946 | A1 | 2010-04-01 | METHOD AND APPARATUS FOR NON-INVASIVE CUFF-LESS BLOOD PRESSURE ESTIMATION USING PULSE ARRIVAL TIME AND HEART RATE WITH ADAPTIVE CALIBRATION | 2009-08-26 | Certain aspects of the present disclosure relate to a method for estimating a blood pressure using both a pulse arrival time (PAT) and an instantaneous heart rate (HR). The PAT can be measured as the delay between QRS peaks in an electrocardiogram (ECG) signal and corresponding points in a photoplethysmogram (PPG) waveform. Parameters of the estimation model can be determined through an initial training. Then, the model parameters can be recalibrated in constant intervals using the recursive least square (RLS) approach combined with a smooth bias fixing. The proposed estimation algorithm is applied on a multi-parameter intelligent monitoring for intensive care (MIMIC) database, and the results are compared with estimation methods that use PAT only or HR only. The proposed estimation algorithm meets, on average, the Association for the Advancement of Medical Instrumentation (AAMI) requirements and outperforms other methods from the prior art. It is also shown in the present disclosure that the proposed estimation algorithm is robust to unknown skew between the ECG and PPG signals. | 1. A method for estimating a blood pressure, comprising: estimating a pulse arrival time (PAT);estimating a heart rate (HR); andestimating the blood pressure based on the estimated PAT and HR. 2. The method of claim 1, wherein estimating the blood pressure comprises: estimating a set of parameters; andapplying the estimated set of parameters on the estimated PAT and HR. 3. The method of claim 2, wherein estimating the set of parameters comprises: collecting at least one observation of blood pressure, PAT or HR; andestimating the set of parameters based on the at least one observation of blood pressure, PAT or HR. 4. The method of claim 2, further comprising: calibrating the estimated set of parameters by using an adaptive algorithm. 5. The method of claim 4, wherein calibrating the estimated set of parameters comprises: collecting initial set of observations of at least one of PAT, HR or blood pressure;computing initial estimates of the parameters using the collected initial set of observations of at least one of PAT, HR or blood pressure;collecting another observation of at least one of PAT, HR or blood pressure; andupdating values of the parameters based on the computed initial estimates and on the collected another observation of at least one of PAT, HR or blood pressure according to the adaptive algorithm. 6. The method of claim 4, wherein the adaptive algorithm comprises the recursive least squares algorithm. 7. The method of claim 2, further comprising: bounding each parameter of the estimated set of parameters using a first bound and a second bound, if the parameter is smaller than the first bound or the parameter is larger than the second bound. 8. The method of claim 2, further comprising: correcting any bias in the estimated set of parameters. 9. The method of claim 1, wherein estimating the PAT comprises: estimating a time period between a defined point in an electrocardiogram (ECG) signal and a defined point in a photoplethysmogram (PPG) signal. 10. The method of claim 1, wherein estimating the PAT comprises: estimating at least one time period between at least one of: P peak, Q peak, R peak, S peak, or T peak of an electrocardiogram (ECG) signal and at least one point in a photoplethysmogram (PPG) signal. 11. The method of claim 1, wherein estimating the PAT comprises: estimating a time period between a defined point in an acoustic signal and a defined point in a photoplethysmogram (PPG) signal. 12. The method of claim 1, wherein estimating the HR comprises: estimating a time period between two consecutive peaks of an electrocardiogram (ECG) signal. 13. The method of claim 1, wherein estimating the HR comprises: estimating a time period between two consecutive peaks of a photoplethysmogram (PPG) signal. 14. The method of claim 1, wherein estimating the HR comprises: using an acoustic signal corresponding to heart sounds. 15. The method of claim 1, wherein the estimated blood pressure comprises at least one of a systolic... | QUALCOMM Incorporated | A61B005/021
US20100081919 | A1 | 2010-04-01 | Histological facilitation systems and methods | 2008-09-29 | Systems, methods, and other modalities are described for generating or otherwise handling images or other data indicating (a) an extraction of chemically treated tissue frozen in vivo, (b) a treatment of a tissue sample in a chamber extended into tissue of an organism, and/or (c) cells to which an optical enhancement material was applied in vivo. Several contexts in which such indications facilitate histological evaluation are likewise described. | 1. A medical or veterinary system comprising: first means for applying a treatment material to tissue of an organism in vivo;second means for transmitting light into the tissue of the organism in vivo; andthird means for transmitting a result of at least the light and the treatment material upon the tissue of the organism in vivo. 2. A medical or veterinary system comprising: a probe having at least a first dispenser configured to apply a first treatment material to tissue of an organism in vivo, a first optical element configured to transmit light into the tissue of the organism in vivo, and a first output module configured to transmit a result of at least the light and the first treatment material upon the tissue of the organism in vivo. 3. The medical or veterinary system of claim 2, further comprising: circuitry for actuating the first dispenser in response to contemporaneous user input. 4. The medical or veterinary system of claim 2, further comprising: circuitry for positioning at least a portion of the first dispenser. 5. The medical or veterinary system of claim 2, further comprising: circuitry for processing data from one or more assay protocols performed upon a portion of the tissue. 6. The medical or veterinary system of claim 2, further comprising: circuitry for processing data from one or more biomarker detection protocols performed upon a portion of the tissue. 7. The medical or veterinary system of claim 2, further comprising: at least one medium bearing an operational setting value usable in laser scanning equipment for analyzing a portion of the tissue. 8. The medical or veterinary system of claim 2, further comprising: at least one medium bearing an operational setting value usable in a mass spectroscope for analyzing a portion of the tissue. 9. The medical or veterinary system of claim 2, further comprising: at least one medium bearing an operational setting value usable in a microscope for analyzing a portion of the tissue. 10. The medical or veterinary system of claim 2, further comprising: laser scanning equipment operable for receiving a portion of the probe configured to contain a sample of the tissue. 11. The medical or veterinary system of claim 2, in which the probe further comprises: an extraction module configured to contain a sample of the tissue. 12. The medical or veterinary system of claim 2, in which the first optical element comprises: an infrared emitter. 13. The medical or veterinary system of claim 2, in which the first optical element comprises: a conduit configured (at least) to bear the light into the tissue of the organism. 14. The medical or veterinary system of claim 2, in which the first output module comprises: a conduit configured (at least) to bear the result. 15. The medical or veterinary system of claim 2, further comprising: imaging equipment operable for receiving an extraction module of the probe. 16. The medical or veterinary system of claim 2 in which the extraction element com... | Searete LLC, a limited liability corporation of the State of Delaware | A61B005/055 A61M005/00 A61B001/06 A61B006/08 A61B010/02
US20100076287 | A1 | 2010-03-25 | Small Volume In Vitro Analyte Sensor and Methods of Making | 2009-09-29 | A sensor utilizing a non-leachable or diffusible redox mediator is described. The sensor includes a sample chamber to hold a sample in electrolytic contact with a working electrode, and in at least some instances, the sensor also contains a non-leachable or a diffusible second electron transfer agent. The sensor and/or the methods used produce a sensor signal in response to the analyte that can be distinguished from a background signal caused by the mediator. The invention can be used to determine the concentration of a biomolecule, such as glucose or lactate, in a biological fluid, such as blood or serum, using techniques such as coulometry, amperometry; and potentiometry. An enzyme capable of catalyzing the electrooxidation or electroreduction of the biomolecule is typically provided as a second electron transfer agent. | 1.-11. (canceled) 12. A method of determining a concentration of an analyte in blood, the method comprising steps of: lancing a region of skin on a subject to cause a flow of blood from the region;contacting an electrochemical sensor strip to the blood and transporting no more than about 1 μl of the blood to a sample chamber in the sensor strip, wherein the electrochemical sensor strip comprises: a working electrode and a counter electrode, wherein the working electrode and the counter electrode are separated by a closest distance no greater than 1000 μm, andan analyte-responsive enzyme and a diffusible redox mediator disposed proximate to the working electrode; anddetermining the concentration of the analyte within 10 seconds of transporting the blood to the sample chamber. 13. The method of claim 12, wherein the region of skin comprises a fingertip. 14. The method of claim 12, wherein the region of skin comprises forearm skin and prior to lancing, stimulating the region of forearm skin by manually rubbing the forearm skin for at least one second. 15. The method of claim 12, wherein the region of skin comprises abdomen skin and prior to lancing, stimulating the region of forearm skin by manually rubbing the forearm skin for at least one second. 16. The method of claim 12, wherein the sensor strip comprises a tip-fill sensor strip. 17. The method of claim 12, wherein the sensor strip comprises a side-fill sensor strip. 18. The method of claim 12, wherein the working electrode and the counter electrode are configured in a facing relationship. 19. The method of claim 12, wherein the working electrode and the counter electrode are configured in a side by side relationship. 20. The method of claim 22, wherein the step of transporting no more than about 1 μl of the blood to a sample chamber in the sensor strip comprises transporting no more than about 0.5 μl of the blood. 21. The method of claim 20, wherein the step of transporting no more than about 0.5 μl of the blood comprises transporting no more than about 0.25 microliter of the blood. 22. The method of claim 21, wherein the step of transporting no more than about 0.25 microliter of the blood comprises transporting no more than about 0.1 μl of the blood. 23. The method of claim 12, wherein the step of determining the concentration of glucose comprises determining the concentration of glucose using coulometry. 24. The method of claim 12, wherein the step of determining the concentration of glucose comprises determining the concentration of glucose using amperometry. 25. The method of claim 12, wherein the step of determining the concentration of glucose comprises determining the concentration of glucose using potentiometry. 26. The method of claim 12, wherein the analyte is glucose or a ketone. 27. The method of claim 12, wherein the analyte-responsive enzyme is glucose dehydrogenase or glucose oxidase. 28. A method of determining a concentration of glucose in blood, the method co... | - | A61B005/05
US07706892 | B2 | 2010-04-27 | Implantable microstimulator with plastic housing and methods of manufacture and use | 2005-01-20 | An implantable microstimulator includes a plastic housing having a first end and a second end; an electronic subassembly disposed within the housing; a first electrode disposed at the first end of the plastic housing and in electrical communication with the electronic subassembly; and a second electrode disposed at the second end of the plastic housing and in electrical communication with the electronic subassembly. The plastic housing, first electrode, and second electrode form a hermetically sealed structure around the electronic subassembly. | 1. An implantable microstimulator comprising: an elongate plastic housing having a first end and a second end, wherein the first end includes a first plastic threaded region and an access to an interior of the housing;an electronic subassembly disposed within the interior of the housing;a first end cap comprising a plastic body, a second plastic threaded region, and a conductive coating coated over at least a portion of the plastic body to form a first electrode, wherein the first electrode is in electrical communication with the electronic subassembly and the first and second plastic threaded regions are dimensioned to mate to form a seal between the first end and the first end cap and block the access to the interior of the housing, and wherein the first and second plastic threaded regions are solvent welded or melted directly to each other to facilitate a hermetic, plastic seal; anda second electrode disposed at the second end of the plastic housing and in electrical communication with the electronic subassembly;wherein the access is dimensioned to allow insertion of the electronic subassembly therethrough. 2. The implantable microstimulator of claim 1, further comprising a power source disposed within the plastic housing. 3. The implantable microstimulator of claim 1, further comprising a second end cap comprising the second electrode and a third threaded region. 4. The implantable microstimulator of claim 3, wherein the second end cap comprises: a plastic body, wherein the third threaded region is a third threaded plastic region; anda conductive coating coated over at least a portion of the plastic body, the conductive coating forming the second electrode. 5. The implantable micro stimulator of claim 1, wherein the plastic housing comprises a hydrophobic plastic. 6. The implantable microstimulator of claim 1, wherein plastic housing comprises polyolefins, polypropylene homopolymer or copolymer, TEFLON™, or polyetheretherketone. 7. The implantable microstimulator of claim 1, further comprising a coating disposed over the plastic housing. 8. The implantable microstimulator of claim 7, wherein the coating increases moisture resistance of the plastic housing. 9. The implantable microstimulator of claim 1, further comprising a solvent weld of a plastic material of the plastic body of the first end cap directly to a plastic material of the plastic housing. 10. The implantable microstimulator of claim 1, further comprising a melt seal of a plastic material of the plastic housing directly to a plastic material of the plastic body of the first end cap. 11. The implantable microstimulator of claim 1, wherein: the first electrode defines a hole through which a lead is disposed; andthe lead is coupled to the electronic subassembly and the first electrode. 12. The implantable microstimulator of claim 1, wherein: the plastic housing is a cylinder; andthe first and second electrodes are disposed at opposite ends of the cylinder. 13. The implant... | Boston Scientific Neuromodulation Corporation | A61B005/042 A61B001/05
US07678062 | B2 | 2010-03-16 | Flow-independent parameter estimation based on tidal breathing exhalation profiles | 2006-11-14 | Parametric characterization of nitric oxide (NO) gas exchange using a two-compartment model of the lungs is a non-invasive technique to characterize inflammatory lung diseases. The technique applies the two-compartment model to parametric characterization of NO gas exchange from a tidal breathing pattern. The model is used to estimate up to six flow-independent parameters, and to study alternate breathing patterns. | 1. A method of determining which flow-independent parameters of nitric oxide exchange in the lungs are characterized within an interval of acceptable accuracy during tidal breathing, comprising: having a subject perform a tidal breathing maneuver; measuring and recording NO concentration and flow rate simultaneously during the maneuver;simulating the tidal breathing maneuver by a two-compartment model;fitting recorded subject flow rate and exhaled NO concentration to results obtained from the simulating of the tidal breathing maneuver from the two-compartment model; andcomparing in a processing or electronic device the recorded subject flow rate and exhaled NO concentration and the results obtained from the simulating of the tidal breathing maneuver to diagnose respiratory disease. 2. The method of claim 1, further comprising: filtering the measured data; andproviding the measured data as a time dependent flow profile. 3. The method of claim 1, wherein the step of comparing further comprises identifying three to six of the flow-independent parameters of NO exchange that can be accurately characterized by the two-compartment model. 4. The method of claim 1, wherein the step of comparing further comprises computing a 90% confidence interval for each of the flow-independent parameters after one minute of the tidal breathing; observing which of the flow-independent parameters are within a 10% uncertainty interval; observing skewing about respective central values of the flow-independent parameters; andidentifying the flow-independent parameters that can be estimated within a 10% interval of the central value after one minute. 5. The method of determining of claim 4, wherein: the step of computing comprises computing a 90% confidence interval for the flow independent parameters including J′awNO, DawNo, Calv,ss, {circumflex over (D)}alvNO, Vaw and Vda; andthe step of identifying further comprises identifying J′awNO, Calv,ss, Vaw and Vda. 6. The method of determining of claim 4, further comprising: observing an effect of increasing a monitoring time of tidal breathing on the accuracy of estimating the parameters. 7. The method of determining of claim 4, further comprising: varying the breathing pattern during a monitoring time of the tidal breathing and observing an effect of said varying on the accuracy of estimating the parameters. 8. A method of diagnosing a respiratory disease by utilizing data gathered during tidal breathing, comprising: having a subject perform a tidal breathing maneuver;measuring and recording NO concentration and flow rate simultaneously during the maneuver;simulating the tidal breathing maneuver by a two-compartment model;fitting recorded subject flow rate and exhaled NO concentration to results obtained from the simulating of the tidal breathing maneuver from the two-compartment model; andcomparing in a pg or electronic device the recorded subject flow rate and exhaled NO concentration and the results obtained from the ... | The Regents of the University of California | A61B005/00
US20100105993 | A1 | 2010-04-29 | METHODS AND APPARATUS FOR NONINVASIVE ISCHEMIC CONDITIONING | 2009-11-23 | A method for ischemic conditioning treatment in a patient is provided. Transient ischemia is caused by interrupting blood flow to a tissue and a response to the ischemic conditioning treatments is monitored and the ischemia and response thereto is adjusted and controlled based on the monitoring results. | 1. A method for an ischemic conditioning treatment in a patient comprising: causing ischemia by interrupting blood flow to a tissue,sensing markers of one or more of ischemia, blood flow, and metabolism in the tissue, andadjusting the ischemia based on the sensed results. 2. The method of claim 1, wherein the sensed markers of ischemia include one or more of tissue oxygenation, and levels of hemoglobin, and the sensed markers of metabolism include one ore more of lactate, pH, oxygen, carbon dioxide, ATP, ADP, adenosine, cytochrome oxidase, redox voltage, erythropoietin, bradykinin, and opioids. 3. The method of claim 1, wherein the adjusting of ischemia is a change of an extent, duration, frequency, or combinations thereof, of ischemia in each ischemic conditioning treatment. 4. The method of claim 1, further comprising monitoring of markers of response to the ischemic conditioning treatments. 5. The method of claim 4, wherein the monitoring of markers of response to the ischemic conditioning treatments changes or stops the extent, duration, frequency, or combinations thereof, of ischemic conditioning treatments. 6. The method of claim 1, wherein the monitoring of markers of ischemia is obtained from non-ischemic tissue 7. The method of claim 6, wherein the monitoring of markers of ischemia from non-ischemic tissue is monitoring of circulating blood lactate. 8. The method of claim 1, wherein multiple ischemic conditioning treatments are stacked to provide an increase in early and delayed SWOP protective effects. 9. The method of claim 1, wherein the monitoring is a measurement of pulse, blood flow, or combinations thereof. 10. The method of claim 1 wherein the tissue is the anticipated location of a tissue injury, including one or more of: toxin induced peripheral neuropathy, a site of a surgical procedure, an anticipated pressure induced sores, a site of toxic shock, and a site of infection. 11. The method of claim 1 wherein the tissue is a donor or recipient tissue for a transplant, implant, graft, or combination thereof. 12. The method of claim 1 wherein the ischemic conditioning treatment is performed preoperatively, intraoperatively, postoperatively, and/or combinations thereof. 13. The method of claim 1 wherein the ischemic conditioning treatment is augmented with a supplemental therapy selected from the group consisting of: heat, photo thermal energy, hypoxia, hypothermia, pressure, vital sign measures, blood pressure measures, vibration, pain management, treatment drugs including inhalational anesthetics, anti-inflammatory agents, compounds that increase the bioavailability of nitric oxide (NO), and combinations thereof. 14. A device for inducing ischemic conditioning, comprising: an occluding member adapted to occlude a blood vessel and cause ischemia;a sensor to monitor a response to the ischemic conditioning treatments, wherein the monitored response is one or more of markers of ischemia, blood flow and metabolism in a tis... | IC THERAPEUTICS, INC. | A61B005/00
US07682316 | B2 | 2010-03-23 | Implantable heart sound sensor with noise cancellation | 2007-07-23 | An implantable medical device system senses a first signal using a first acoustical sensor adapted to be operatively positioned in a first internal body location for sensing heart sounds in a patient. The system includes a second acoustical sensor adapted to be operatively positioned in a second internal body location for sensing sounds in the patient and generate a second signal that is less responsive to the heart sounds than the first acoustical signal. An implantable medical device including a housing and a processor enclosed in the housing receives the first signal and the second signal and generates a corrected first signal by canceling non-cardiac signals in the first signal using the second signal. | 1. An implantable medical device system, comprising: a first acoustical sensor adapted to be operatively positioned in a first internal body location to have a first level of responsiveness for sensing heart sounds in a patient, and to generate a first signal responsive to the sensed heart sounds;a second acoustical sensor adapted to be operatively positioned in a second internal body location to have a second level of responsiveness for sensing heart sounds in the patient less than the first level of responsiveness, and to generate a second signal responsive to the heart sounds; andan implantable medical device comprising a housing and a processor enclosed in the housing, the processor configured to receive the first signal and the second signal and generate a corrected first signal by canceling non-cardiac signals in the first signal using the second signal;wherein the housing comprises: a first side, said first acoustical sensor being positioned on said first side; anda second side opposite said first side, said second acoustical sensor being positioned on said second side. 2. The system of claim 1 wherein the first side has an internal surface and an external surface, andwherein the second side has an internal surface and an external surface,wherein at least one of the first acoustical sensor and the second acoustical sensor are positioned on the external surface of one of the first side and the second side of the housing. 3. The system of claim 2 wherein the first acoustical sensor is positioned along one of the internal surface and the external surface of the first side. 4. The system of claim 3 wherein the second acoustical sensor is positioned along one of the internal surface and the external surface of the second side. 5. The system of claim 1 wherein the implantable medical device comprises a telemetry circuit, and at least one of the first acoustical sensor and the second acoustical sensor comprises a telemetry circuit configured for bidirectional communication with the implantable medical device telemetry circuit. 6. A method for use in an implantable medical device system comprising an implantable medical device having a housing with a first side and a second side opposite the first side, comprising: sensing heart sounds in a patient using a first acoustical sensor positioned on the first side of the housing to have a first level of responsiveness for sensing heart sounds in a patient, and to generate a first signal responsive to the sensed heart sounds;sensing sounds in the patient using a second acoustical sensor positioned on the second side of the housing to have a second level of responsiveness for sensing heart sounds in the patient less than the first level of responsiveness, and to generate a second signal responsive to the heart sounds; andprocessing the first and second signals to generate a corrected first signal by canceling non-cardiac signals in the first signal using the second signal. 7. The method of claim 6 w... | Medtronic, Inc. | A61B005/02
US07672718 | B2 | 2010-03-02 | Thoracic impedance detection with blood resistivity compensation | 2008-06-16 | This document discusses, among other things, a cardiac rhythm management device or other implantable medical device that uses thoracic impedance to determine how much fluid is present in the thorax, such as for detecting or predicting congestive heart failure, pulmonary edema, pleural effusion, hypotension, or the like. The thoracic fluid amount determined from the thoracic impedance is compensated for changes in blood resistivity, which may result from changes in hematocrit level or other factors. The blood-resistivity-compensated thoracic fluid amount can be stored in the device or transmitted to an external device for storage or display. The blood-resistivity-compensated thoracic fluid amount can also be used to adjust a cardiac pacing, cardiac resynchronization, or other cardiac rhythm management or other therapy to the patient. This document also discusses applications of the devices and methods for predicting or indicating anemia. | 1. A method comprising: detecting a thoracic impedance signal of a thorax of a subject;detecting a blood resistivity signal by sensing between at least two intravascular or intracardiac electrodes disposed in the same chamber of the heart or the same blood vessel; andusing a signal processing circuit, extracting physiological information from the thoracic impedance signal, the extracting physiological information including using the blood resistivity signal to reduce or eliminate an effect of a change in blood resistivity on the physiological information. 2. The method of claim 1, wherein extracting physiological information includes extracting cardiac stroke information from the thoracic impedance signal. 3. The method of claim 1, wherein extracting physiological information includes extracting respiration information from the thoracic impedance signal. 4. The method of claim 1, wherein extracting physiological information includes extracting an abdominal fluid indication from the thoracic impedance signal. 5. The method of claim 1, comprising filtering the thoracic impedance signal to obtain a near-DC thoracic impedance signal, wherein the physiological information is generated at least in part by using the near-DC thoracic impedance signal. 6. The method of claim 5, wherein filtering the thoracic impedance signal includes accounting for posture. 7. The method of claim 1, wherein detecting the blood resistivity includes using first and second intravascular electrodes. 8. The method of claim 1, wherein detecting the blood resistivity signal includes measuring the blood resistivity at like times during at least one of a cardiac cycle and a respiratory cycle. 9. The method of claim 1, comprising: storing a history of the physiological information; anddetermining whether a physiological trend is present using the history of physiological information. 10. The method of claim 9, comprising determining whether heart failure decompensation is present using a physiological trend determination. 11. The method of claim 1, comprising transmitting the physiological information from an implantable medical device to an external device. 12. The method of claim 11, comprising displaying the physiological information on the external device. 13. A system comprising: an implantable medical device including: a thoracic impedance measurement circuit configured to provide a thoracic impedance signal;a blood resistivity measurement circuit configured to provide a blood resistivity signal sensed between at least two intravascular or intracardiac electrodes disposed in the same chamber of the heart or the same blood vessel; anda controller coupled to the blood resistivity measurement circuit, the controller configured to extract physiological information from the thoracic impedance signal, the controller configured to use the blood resistivity signal to reduce or eliminate an effect of a change in blood resistivity on the physiological information. 14. The ... | Cardiac Pacemakers, Inc. | A61B005/00
US07676261 | B2 | 2010-03-09 | Method and system for enhancing pace pulses | 2004-09-30 | A method for enhancing pace pulses is presented. The method includes providing a set of digital electrocardiogram data comprising a plurality of pulses, wherein each pulse is of a generally constant width. Furthermore, the method includes differentiating the plurality of pulses to generate a plurality of pairs of differentiated pulses, wherein each pair of differentiated pulses is separated by the generally constant width of the corresponding pulse. In addition, the method includes enhancing the plurality of pairs of differentiated pulses. Systems and computer-readable medium that afford functionality of the type defined by this method are also provided by the present technique. | 1. A method for enhancing pace pulses, the method comprising: providing a set of digital electrocardiogram data comprising a plurality of pulses, wherein each pulse is of a generally constant width;differentiating the plurality of pulses to generate a plurality of pairs of differentiated pulses, wherein each pair of differentiated pulses is separated by the generally constant width of the corresponding pulse,enhancing the plurality of pairs of differentiated pulses, wherein enhancing the plurality of pairs of differentiated pulses comprises applying a non-linear pulse signature enhancement algorithm configured to enhance pulses having a two-pulse, fixed-distance signature,generating a set of enhanced waveforms based on the non-linear pulse signature enhancement;wherein the plurality of pulses comprise a pace signal generated by a pacemaker to enhance pacing. 2. The method of claim 1, wherein the generally constant width comprises an average pulse width. 3. The method of claim 1, wherein enhancing the plurality of pairs of differentiated pulses comprises amplifying the amplitude of the plurality of pairs of differentiated pulses. 4. The method of claim 1, wherein enhancing the plurality of pairs of differentiated pulses comprises attenuating the amplitude of the other pulses. 5. The method of claim 1, wherein the algorithm comprises a correlation term configured to enhance a dual pulse signature. 6. The method of claim 1, wherein the algorithm comprises a correlation term configured to reject a single pulse signature. 7. The method of claim 1, wherein the algorithm comprises a rejection term configured to attenuate low-frequency signals. 8. The method of claim 1, wherein the algorithm comprises a correlation term and a rejection term. 9. The method of claim 1, comprising detecting a pacing signal from the set of enhanced waveforms. 10. The method of claim 9, comprising displaying the detected pacing signal on a display unit. 11. The method of claim 10, wherein displaying the detected pacing signal comprises superimposing the pacing signal on an electrocardiogram trace. 12. The method of claim 1, comprising enhancing the set of digital electrocardiogram data with a median filter. 13. A computer-readable medium comprising: code adapted to provide a set of digital electrocardiogram data comprising a plurality of pulses, wherein each pulse is of a generally constant width;code adapted to differentiate the plurality of pulses to generate a plurality of pairs of differentiated pulses, wherein each pair of differentiated pulses is separated by the generally constant width of the corresponding pulse; andcode adapted to enhance the plurality pairs of differentiated pulses by apply a non-linear pulse signature enhancement algorithm configured to enhance pulses having a two-pulse, fixed-distance signature, wherein the code adapted to enhance the plurality of pairs of differentiated pulses comprises amplifying the amplitude of the plurality of pai... | General Electric Company | A61B005/04
US07700075 | B2 | 2010-04-20 | Virtual colonoscopy with radiolabeled phospholipid ether analogs | 2005-07-08 | The present invention provides agents and methods for dual modality virtual colonoscopy that gives both anatomical and functional information using hybrid CT/PET scanning. In preferred embodiments, the present invention provides radiolabeled tumor-specific agents and methods for distinguishing benign polyps from malignant tumors. In further embodiments, the present invention provides compositions and methods useful for distinguishing morphological and functional subregions of a selected region of tissue based on relative levels of phospholipid metabolism. Preferred radiolabeled tumor-specific agents are phospholipid ether analogs labeled with a halogen radioisotope. In certain preferred embodiments, the compositions including radiolabeled phospholipid ether analogs have therapeutic actions in addition to functionally identifying malignant tissue. | 1. A method of diagnosing cancer in a selected region of the intestinal tract using dual modality virtual colonoscopy in vivo, comprising the steps of: administering the radiolabeled 18-(4-iodophenyl)-octadecylphosphocholine;using computed tomography or magnetic resonance imaging to produce a visualization of the three-dimensional morphology of the selected region suspected of having a malignant tissue;using positron emission tomography or single photon emission tomography to produce a visualization of the distribution of the radioactivity produced by the radiolabeled 18-(4-iodophenyl)-octadecylphosphocholine; andcomparing the visualization of the morphology of the selected region to the visualization of the distribution of the radioactivity produced by the radiolabeled 18-(4-iodophenyl)-octadecylphosphocholine, wherein the presence of radioactivity indicates the malignant tissue. 2. The method of claim 1 wherein the malignant tissue comprises adenocarcinoma cells. 3. The method of claim 1 wherein 18-(4-iodophenyl)-octadecylphosphocholine is radiolabeled with a halogen isotope selected from the group consisting of 123I, 124I, 131I, and mixtures thereof. 4. The method of claim 1 wherein the radiolabeled 18-(4-iodophenyl)-octadecylphosphocholine is a positron emitter. 5. The method of claim 3 wherein the radiolabeled 18-(4-iodophenyl)-octadecylphosphocholine is selected from the group consisting of 123I-18-(4-iodophenyl)-octadecylphosphocholine, 124I-18-(4-iodophenyl)-octadecylphosphocholine, 131I-18-(4-iodophenyl)-octadecylphosphocholine, and mixtures thereof. 6. The method of claim 1 wherein the selected region of the intestinal tract is the colon. 7. The method of claim 1 wherein the step of comparing the visualization of the morphology of the selected region to the visualization of the distribution of the radioactivity produced by the radiolabeled 18-(4-iodophenyl)-octadecylphosphocholine includes the step of producing an image of a three-dimensional structure by the reconstruction of two-dimensional images. 8. The method of claim 1 wherein the step of comparing the visualization of the morphology of the selected region to the visualization of the distribution of the radioactivity produced by the radiolabeled 18-(4-iodophenyl)-octadecylphosphocholine includes the step of superimposing the visualization of the distribution of the radioactivity produced by the radiolabeled 18-(4-iodophenyl)-octadecylphosphocholine on the visualization of the morphology of the selected region. 9. The method of claim 1, wherein the first technique is computed tomography and the second technique is positron emission tomography. 10. The method of claim 1, wherein said malignant tissue is colorectal cancer. 11. The method of claim 9, wherein said malignant tissue is colorectal cancer. | Cellectar, LLC | A61B005/055
US08333753 | B2 | 2012-12-18 | Drains for use in medical applications and methods of using the same | 2007-01-05 | A drain for use in medical applications may include an elongated conduit configured to be implanted in a body cavity, wherein the conduit has a proximal end and a distal end. The conduit may include at least one channel configured to drain fluid from the body cavity and at least one lumen extending from the proximal end to the distal end of the conduit. The lumen may be at least partially surrounded by the at least one channel and may be separated from the at least one channel by a wall. At least one hole in the wall may be configured to provide fluid communication between the lumen and the at least one channel. | 1. A drain for use in medical applications, comprising: an elongated conduit configured to be implanted in a body cavity, the conduit having a longitudinal axis, a proximal end, and a distal end, the conduit comprising at least one channel configured to drain fluid from said body cavity,at least one slot associated with said at least one channel, providing fluid communication between said at least one channel and an exterior of the conduit,at least one lumen extending from said proximal end to said distal end of the conduit, said lumen positioned centrally along a distal section of the conduit and positioned toward a wall of the conduit along a proximal section of the conduit, said lumen being at least partially surrounded by said at least one channel, anda wall separating said lumen from said at least one channel at said distal end of the conduit, the wall comprising a porous material configured to permit diffusion of at least one fluid from said lumen to said body cavity. 2. The drain of claim 1, further comprising an opening associated with the lumen at said proximal end of the conduit, the opening being configured to receive said at least one fluid. 3. The drain of claim 2, further comprising a valving member configured to selectively open and close said opening. 4. The drain of claim 2, further comprising a plug insertable into said opening to prevent fluid from flowing out of said opening. | C. R. Bard, Inc. | A61M027/00
US08118775 | B2 | 2012-02-21 | Deflectable catheter with bonded center strut and method of manufacture for same | 2008-09-09 | A catheter for diagnosing or treating the vessels found within a body or body space includes a center strut that is bonded, preferably thermally, along its longitudinal axis with the thermoplastic tubular member within which it is housed. The tubular member preferably has three layers: an inner layer, a braided layer and an outer layer. The composite catheter is made using a process in which two half-cylinder shaped mandrels are placed on each side of the center strut while the strut is heated in order to cause the thermal bonding. The bonded center strut provides in-plane deflection and improved transfer of torque to the tip of the catheter. | 1. A catheter for use in a vessel comprising: an elongate tubular member having a proximal end and a distal end and having a first lumen disposed therein;a tip electrode disposed at the distal end of the tubular member;a center strut extending from near the proximal end of the tip electrode through a deflectable distal portion of the elongate tubular member and having a first longitudinal edge and a second longitudinal edge;wherein the center strut is bonded to the elongate tubular member along substantially the entire length of the first longitudinal edge and the second longitudinal edge to create an inseparable composite structure from the center strut and the elongate tubular member having a cross-sectional moment of inertia that remains substantially constant along the entire length of the composite structure. 2. The catheter of claim 1 wherein the center strut has been thermally bonded to the elongate tubular member along substantially the entire length of the first longitudinal edge and the second longitudinal edge. 3. The catheter of claim 1 further comprising a pull wire, having a proximal end and a distal end, for causing the deflectable distal portion of the elongate tubular member to deflect wherein the proximal end of the pull wire is attached to a control handle at the distal end of the catheter. 4. The catheter of claim 3 wherein the distal end of the pull wire is attached to the tip electrode. 5. The catheter of claim 1 further comprising a first pull wire and a second pull wire, each having a proximal end and a distal end, wherein the proximal end of the first and second pull wires are attached to a control handle and the distal end of the first pull wire is attached to a first face of the center strut and the distal end of the second pull wire is attached to the second face of the center strut. 6. The catheter of claim 5 wherein the center strut comprises at least one anchor hole for attachment of the distal ends of the first and second pull wires. 7. The catheter of claim 5 wherein the center strut comprises a plurality of anchor holes longitudinally spaced along the length of the center strut for attachment of the distal end of the first and second pull wires. 8. The catheter of claim 7 wherein the plurality of anchor holes are spaced from adjacent anchor holes by approximately 0.078 inch. 9. The catheter of claim 7 wherein the anchor holes are approximately 0.015 inch in diameter. 10. The catheter of claim 1 further comprising a first pull wire and a second pull wire each having a proximal end and a distal end, wherein the proximal ends of the first and second pull wires are attached to a control handle and the distal ends of the first and second pull wires are attached to the tip electrode. 11. The catheter of claim 10 wherein the tip electrode is comprised of a hollow portion and a plug and the distal ends of the first and second pull wires are attached to the plug prior to insertion in the hollow portion. 12. The... | Biosense Webster, Inc. | A61M037/00
US08467861 | B2 | 2013-06-18 | Accessory for performance-monitoring device | 2009-04-23 | There is provided an electric apparatus for monitoring an electrocardiogram signal of a person, comprising an attaching mechanism configured to enable the attachment of the electric apparatus to a wearable item, first and second electrodes for electrical contact with the skin of the person, wherein, during operation, the first electrode is placed between the wearable item and the skin of the person and the second electrode is placed on the opposite side of the wearable item, a detector configured to detect the electrocardiogram signal between the two electrodes, and a transmitter configured to transmit wirelessly information regarding the electrocardiogram signal detected by the detector. | 1. An electric apparatus for monitoring an electrocardiogram signal of a person, comprising: an attaching mechanism configured to attach the electric apparatus to a wrist band of a wrist device capable of wirelessly receiving information regarding the electrocardiogram signal, the attaching mechanism configured to enable detachment of the electric apparatus from the wrist band of the wrist device so that the electric apparatus can be switched to another wrist device;first and second electrodes for electrical contact with the skin of the person, the first electrode being configured to be placed between the wrist band of the wrist device and the skin of the person during operation, the second electrode being configured to be placed on the opposite side of the wrist band of the wrist device during operation;a detector configured to detect the electrocardiogram signal between the two electrodes, wherein the first and second electrodes form a fixed support structure for the detector; anda transmitter configured to wirelessly transmit information regarding the electrocardiogram signal detected by the detector. 2. The apparatus of claim 1, wherein the information regarding the electrocardiogram signal comprises an identifier that identifies the electric apparatus. 3. The apparatus of claim 1, wherein one of the electrodes is at least partially integrated with the attaching mechanism. 4. The apparatus of claim 1, wherein the attaching mechanism includes a conducting rod and a conducting flange, wherein the conducting rod is coupled with the detector and configured to extend through a hole of a wristband of the wrist device, and the flange is attached to the conducting rod during operation and positioned between the skin of the wrist and the wristband, the wristband thus providing an electric contact between the conducting rod and the skin. 5. The apparatus of claim 4, wherein the transmitter characteristics of the transmitter are chosen so that the transmission coverage is in the order of 5 centimeters. 6. The apparatus of claim 1, wherein the first electrode is mounted on a flexible base with adaptable thickness on the basis of the space between the wearable item and the skin of the person, thereby providing skin-tight contact for the first electrode. 7. The apparatus of claim 1, wherein the second electrode is integrated into a cover of the electric apparatus. 8. The apparatus of claim 1, wherein the attaching mechanism includes a hole in the attaching mechanism configured to allow the wristband of the wrist device to be passed through the hole, thereby allowing attachment of the electrical apparatus to the wristband. 9. The apparatus of claim 1, wherein the wireless transmission of information applies magnetic pulses or Bluetooth communication protocol. 10. The apparatus of claim 1, wherein the second electrode is configured to be in contact with a finger and the first electrode is configured to be in contact with a wrist during operation. 1... | Polar Electro Oy | A61B005/04
US08849397 | B2 | 2014-09-30 | Device for the medical care of a patient in an emergency | 2008-03-20 | A device (1) for the medical care of a patient in an emergency which comprises an item of clothing (2) which may be worn by the patient on the body and monitoring devices (8, 9) arranged on the item of clothing (2), which may monitor at least one physiological function of the patient, in order to detect an emergency. The device further comprises a cardiac compression device (3, 4) arranged on the item of clothing (2), which is operatively connected to the monitoring device (8, 9), in order to treat the patient with a cardiac resuscitation when the monitoring device (3, 4) determines an emergency, and a defibrillator (5, 6, 7) as well as the intraosseous delivery of drugs into the bone marrow cavity of the breast bone. Moreover, a device (1) for the medical care of a patient in an emergency, which comprises as a therapeutic device a respiratory therapeutic device (10, 11, 12, 13) which is able to supply oxygen and/or a drug for pulmonary resuscitation into the respiratory system of the patient. | 1. A device for the medical care of a patient in an emergency comprising: an item of clothing, wherein the item of clothing is worn by the patient on the body;a monitoring device arranged on the item of clothing, wherein the monitoring device monitors at least one physiological function of the patient to determine an emergency; anda therapeutic device for treating the patient when the monitoring device determines an emergency, wherein the therapeutic device is: arranged on the item of clothing, andoperatively connected to the monitoring device, wherein the monitoring device can, without the active involvement of the patient or a third party, trigger the therapeutic device when the monitoring device determines an emergency, andwherein the therapeutic device is a respiratory therapeutic device that endotracheally supplies oxygen, an oxygen-containing gas mixture and/or at least one drug, wherein the respiratory therapeutic device comprises a puncture unit for perforating the trachea of the patient below the larynx. 2. The device according to claim 1, wherein the device comprises a second therapeutic device. 3. The device according to claim 2, wherein the second therapeutic device is a defibrillator. 4. The device according to claim 2, wherein the second therapeutic device is a cardiac compression device for cardiac resuscitation. 5. The device according to claim 1, wherein the respiratory therapeutic device comprises a reservoir, oris operatively connected to a reservoir, andwherein: the reservoir is an oxygen or oxygen-containing gas reservoir, andthe respiratory therapeutic device supplies oxygen or the oxygen-containing gas mixture from the reservoir into the respiratory system of the patient. 6. The device according to claim 1, wherein the respiratory therapeutic device comprises means for supplying at a predetermined frequency oxygen or an oxygen-containing gas mixture endotracheally. 7. The device according to claim 1, wherein the respiratory therapeutic device comprises a reservoir, oris connected to a reservoirwherein the reservoir contains said at least one drug supplied by the respiratory therapeutic device and wherein the drug from the reservoir is supplied to the respiratory system of the patient. 8. The device according to claim 1, wherein the respiratory therapeutic device comprises a catheter, wherein the catheter is arranged so that it can be pushed into the trachea. 9. The device according to claim 8, wherein the respiratory therapeutic device comprises means for: supplying a drug via the catheter, orsuctioning material out of the trachea and/or the bronchial tubes. 10. The device according to claim 1, wherein the item of clothing comprises a harness, a jacket or a shirt. 11. The device according to claim 1, wherein the monitoring device comprises means for determining a cardiac or respiratory arrest. 12. The device according to claim 11, wherein the monitoring device comprises a device selected from the group consisting... | Dr. Oestreich & Partner GmbH | A61N001/00 A61B005/08 A61B005/0402 A61N001/39 A61B005/00
US08622929 | B2 | 2014-01-07 | Means for sampling animal blood | 2007-10-15 | A device (1410) for collecting a blood sample from an animal has a holder for holding a sampling media (1456), one or more spikes (1418) that first pass through the sampling media (1456) and penetrate into the flesh of the animal to create a puncture site to allow blood emerging from the site to be collected by the sampling media (1456) during and/or after penetration of the flesh. The device has a retainer (1427) for temporarily retaining the device (1410) on the animal whilst blood is collected and for allowing the device (1410) to be removed from the animal substantially intact for subsequent removal of the sampling media (1456) from the device. | 1. A device for collecting a blood sample from an animal on sampling media placed next to the animal's flesh, the device comprising: a holder for holding the sampling media for placement on the flesh of an animal;spike means operable to first pass through the sampling media and to then penetrate into the flesh of the animal to create a puncture site to allow blood emerging from the site to be collected by the sampling media during and/or after penetration of the flesh;a retainer for temporarily retaining the device on the animal whilst blood is collected on the sampling media and for allowing the device to be removed from the animal substantially intact for subsequent removal of the sampling media with the blood from the device, anda press pad located, in use, to sandwich the flesh between the sampling media and the press pad as the spike means are driven into the flesh,wherein, at least a part of the retainer is adapted to be driven into and/or through the animal's flesh to temporarily retain the device on the animal. 2. The device of claim 1 wherein at least a part of the retainer engages in the flesh of the animal and/or sandwiches the flesh between the sampling media and at least part of the retainer. 3. The device of claim 1 wherein, in use, at least a part of the retainer passes through the animal's flesh to engage a rear face of the flesh to temporarily retain the device on the animal. 4. The device of claim 1 wherein the press pad includes an aperture or recess into which at least a part of the retainer may pass when the spike means are driven into the animal's flesh. 5. The device of claim 4 wherein, in use, at least a part of the retainer passes through the animal's flesh and releaseably engages the press pad. 6. The device of claim 5 wherein the retainer includes a pin having a shank and an engagement portion larger than the shank and the aperture or recess has a section of smaller size than the engagement portion, whereby, once the engagement portion has passed the section, it is releaseably retained by the press pad. 7. The device of claim 6 wherein the aperture or recess is an elongate slot, whereby the pin may be disengaged from the press pad by relative moment of the pin along the slot. 8. The device of claim 7 wherein the slot has an end section and adapted to receive the engagement portion, a necked region smaller than the shank located between the end section and the other end and a divergent section that increases in width from the necked region to the other end. 9. The device of claim 1 wherein the press pad includes at least one recess, bore or aperture for mounting on the lower jaw of an ear tagging gun or of a pair of ear tagging pliers. 10. The device of claim 1 wherein the retainer includes a pin having a shank and an engagement portion larger than the shank. 11. The device of claim 1 wherein the said spike means is movable between a first position in which at least said spike means are located to one side of t... | Noble House Group Pty. Ltd. | A61B005/00
US20100056878 | A1 | 2010-03-04 | Indirectly coupled personal monitor for obtaining at least one physiological parameter of a subject | 2008-08-28 | A method of determining the health status of a subject includes indirectly coupling a personal monitor to at least a portion of a body of the subject, the person monitor including at least one inertial sensor integrated with a mobile telephonic device. The method further includes obtaining data representative of at least one physiological parameter of the subject, and determining the health status based on the data. | 1. A personal monitor, comprising: a mobile telephonic device; andat least one inertial sensor integrated with the mobile telephonic device;wherein the personal monitor is configured to obtain at least one physiological parameter of a subject when the personal monitor is indirectly coupled to at least a portion of a subject's body. 2. The personal monitor as defined in claim 1 wherein the mobile telephonic device is selected from a cellular phone, a pager, a personal digital assistant, a fob, and combinations thereof. 3. The personal monitor as defined in claim 1 wherein the at least one physiological parameter is selected from heart rate, respiration rate, a variability of the heart rate, a variability of the respiration rate, physical impact inflicted on the subject's body, a tremor, a seizure, a cough, an activity level, and combinations thereof. 4. The personal monitor as defined in claim 1, further comprising a locating device configured to locate the personal monitor at a then-current day, a then-current time of day, a then-current geographic position, or combinations thereof. 5. The personal monitor as defined in claim 1 wherein the at least one inertial sensor is selected from a single-axis accelerometer, a multi-axis accelerometer, a single-axis gyroscope, a multi-axis gyroscope, a tilt sensor, a vibration sensor, and a combination thereof. 6. The personal monitor as defined in claim 1, further comprising an audio device integrated with or operatively connected to the mobile telephonic device, wherein the audio device is configured to at least provide audible messages to the subject, verbal messages to the subject, or combinations thereof. 7. The personal monitor as defined in claim 1 wherein the personal monitor is configured to be operatively connected to at least one medical device. 8. A method of determining a health status of a subject, comprising: indirectly coupling a personal monitor to at least a portion of a body of the subject, the personal monitor including at least one inertial sensor integrated with a mobile telephonic device;obtaining data representative of at least one physiological parameter of the subject; anddetermining the health status based on the data. 9. The method as defined in claim 8 wherein the personal monitor is indirectly coupled to at least a portion of the subject's body by operatively connecting the personal monitor to a medical device, wherein the medical device is operatively connected to the subject's body. 10. The method as defined in claim 9, further comprising: instructing the medical device to perform a predetermined therapeutic action; andperforming the predetermined therapeutic action. 11. The method as defined in claim 8 wherein the personal monitor is indirectly coupled to at least a portion of the body of the subject by retaining the personal monitor in an article worn by the subject. 12. The method as defined in claim 11 wherein the article is at least one of a holster, a garment,... | - | A61B005/00 H04M011/00
US20100063531 | A1 | 2010-03-11 | Medical Device with Non-Circumferential Surface Portion | 2005-11-09 | PCT A medical device (10) for insertion into a bodily vessel (4) to treat an aneurysm (5) having an aneurysm neck, the device (10) comprising: a mechanically expandable device expandable from a first position to a second position; the mechanically expandable device having an exterior circumferential surface at end portions (11, 12) of the mechanically expandable device such that the exterior circumferential surface engages with the inner surface of the vessel (4) so as to maintain a fluid pathway through said vessel (4) when the end portions (11, 12) of the mechanically expandable device are expanded radially outwardly to the second position; the mechanically expandable device having an exterior non-circumferential surface at a connecting portion (13) of the mechanically expandable device to connect the end portions (11, 12); and an expandable membrane (15) extending over a portion of the exterior non-circumferential surface, the membrane (15) is expanded in response to expansion of the mechanically expandable device; wherein the connecting portion (13) is positioned proximal to the aneurysm neck such that the expanded membrane (15) obstructs blood circulation to the aneurysm (5). | 1. A medical device for insertion into a bodily vessel to treat an aneurysm having an aneurysm neck, the device comprising: a mechanically expandable device expandable from a first position to a second position;the mechanically expandable device having an exterior circumferential surface at end portions of the mechanically expandable device such that the exterior circumferential surface engages with the inner surface of the vessel so as to maintain a fluid pathway through said vessel when the end portions of themechanically expandable device are expanded radially outwardly to the second position;the mechanically expandable device having an exterior non-circumferential surface at a connecting portion of the mechanically expandable device to connect the end portions; andan expandable membrane extending over a portion of the exterior non-circumferential surface, the membrane is expanded in response to expansion of the mechanically expandable device;wherein the connecting portion is positioned proximal to the aneurysm neck such that the expanded membrane obstructs blood circulation to the aneurysm. 2. The device according to claim 1, wherein the connecting portion comprises a plurality of longitudinal members extending along an axis parallel to the longitudinal axis of the mechanically expandable device. 3. The device according to claim 2, wherein the longitudinal members are interconnected by deformable linking members to ensure the device is not extended longitudinally beyond a predetermined longitudinal length. 4. The device according to claim 3, wherein the deformable linking members are “C” shaped. 5. The device according to claim 1, wherein the membrane extends along the entire exterior non-circumferential surface and a portion of the exterior circumferential surface of each of the end portions. 6. The device according to claim 2, wherein each longitudinal member comprises a series of: a first inclined section, a straight section and a second inclined section angled opposite to the first inclined section. 7. The device according to claim 1, wherein radiopaque markers are positioned at the distal ends of the device to enhance visualization and positioning of the device during deployment. 8. The device according to claim 1, wherein the connecting portion is made from a radiopaque material, the radiopaque material being any one from the group consisting of: Platinum Iridium alloy and Platinum Tungsten alloy. 9. The device according to claim 1, wherein the device is made from stainless steel or Nitinol. 10. A delivery system for delivering the medical device according to claim 1, the system comprising: an inflatable member to expand the medical device from the first position to the second position;a rotatable system to rotate the medical device in the bodily vessel; andan aneurysm detection member to detect the location of the aneurysm relative to the medical device;wherein the rotatable system and aneurysm detection member ensure the conn... | MERLIN MD PTE LTD. | A61M029/00 A61B005/00
US20100076284 | A1 | 2010-03-25 | Health Management Devices and Methods | 2009-11-30 | Methods and devices and systems including a data collection module for receiving and storing analyte data over a predetermined time period from a subject, a user interface unit coupled to the data collection module for providing one or more indication related to the analyte data, a control unit coupled to the data collection module and the user interface unit to control, at least in part the operation of the data collection module and the user interface unit, a communication module coupled to the control unit for communicating one or more signals associated with the analyte data to a remote location, where the user interface unit is configured to operate in a prospective analysis mode including substantially real time output of the analyte level received by the data collection module, and a retrospective analysis mode including limited output of information to the subject during the predetermined time period, and further where the communication module is configured to communicate with the remote location after the analyte data is received and stored in the data collection module over the predetermined time period, are provided. | 1. A health management system, comprising: a data processing unit to process one or more signals related to a monitored analyte level of a patient and to associate a reimbursement code with the patient;a memory operatively coupled to the data processing unit to store the processed one or more signals related to the monitored analyte level, the reimbursement code, a patient identifier, or combinations thereof; anda communication unit operatively coupled to the data processing unit to communicate the processed one or more signals. 2. The system of claim 1 wherein the data processing unit generates an electronic record associated with the patient. 3. The system of claim 2 wherein the electronic record includes a medical record. 4. The system of claim 2 wherein the electronic record is associated with one or more of the patient identifier, the reimbursement code, or the processed one or more signals related to the monitored analyte level. 5. The system of claim 1 wherein the communicated processed one or more signals are encrypted. 6. The system of claim 1 wherein the communication unit communicates the processed one or more signals using one or more of a wired connection or a wireless communication protocol. 7. The system of claim 6 wherein the wireless communication protocol includes a radio frequency (RF) communication protocol, optical communication protocol, Bluetooth communication protocol, or Zigbee communication protocol. 8. The system of claim 6 wherein the wired connection includes a universal serial bus (USB) connection or a cable connection. 9. The system of claim 1 wherein the processed one or more signals related to the monitored analyte level includes a monitored glucose level. 10. The system of claim 1 further including an output unit operatively coupled to the data processing unit, the output unit providing an output indication associated with the monitored analyte level. 11. The system of claim 1 wherein the reimbursement code is automatically determined. 12. The system of claim 11 wherein the determined reimbursement code is automatically entered into the patient's record. 13. The system of claim 1 wherein the communication unit receives the one or more signals related to the monitored analyte level from an analyte monitoring device in signal communication with an analyte sensor. 14. The system of claim 13 wherein the analyte monitoring device is positionable on a skin surface of the patient. 15. The system of claim 13 wherein the analyte sensor is transcutaneously positioned through a skin layer of the patient and maintained in continuous fluid contact with an interstitial fluid under the skin layer over a predetermined time period. 16. The system of claim 15 wherein the predetermined time period includes approximately three days, approximately five days or approximately seven days. 17. The system of claim 15 wherein the predetermined time period coincides with a predetermined analyte sensor life. 18. A method, co... | Abbott Diabetes Care Inc. | A61B005/1468 G06Q050/00
US07704215 | B2 | 2010-04-27 | Daytime/nighttime respiration rate monitoring | 2009-04-02 | A device and method can monitor or trend a patient's respiration rate measurements according to the time of day. The device, which may be implantable or external, collects and classifies respiration rate measurements over time. The trended information about particular classes of respiration rate measurements is then communicated to a remote external device, which in turn provides an indication of heart failure decompensation. Examples of classes of respiration rate measurements include a daily maximum respiration rate value, a daily minimum respiration rate value, a daily maximum respiration rate variability value, a daily minimum respiration rate variability value, and a daily central respiration rate value. These respiration rate measurements can be further classified into daytime or nighttime respiration rate measurements. | 1. A method comprising: detecting a respiration signal from a subject;determining respiration rate or interval measurements from the respiration signal;classifying the respiration rate or interval measurements into at least one class of respiration rate or interval measurements, and associating a specified time of day with at least one class;trending at least one of: (1) time of day of occurrence information about the classified respiration rate or interval measurements, or (2) respiration rate or interval measurement information repeatedly, over a period of multiple days, during a specified one of a daytime subperiod or a nighttime subperiod, wherein the specified one of the daytime subperiod or the nighttime subperiod corresponds to a like time of day during each of the multiple days; andproviding a heart failure decompensation indication using the trended information. 2. The method of claim 1, wherein determining respiration rate or interval measurements from the respiration signal includes excluding one or more periods of apneic breathing. 3. The method of claim 1, wherein classifying the respiration rate or interval measurements includes classifying into at least one of the following classes: a daily maximum respiration rate value, a daily minimum respiration rate value, a daily maximum respiration rate variability value, a daily minimum respiration rate variability value, and a daily central tendency of respiration rate value. 4. The method of claim 1, wherein classifying the respiration rate or interval measurements includes classifying into a specified one of daytime respiration rate or interval measurements or nighttime respiration rate or interval measurements. 5. The method of claim 4, comprising: collecting the specified one of the daytime or nighttime respiration rate or interval measurements;performing a statistical analysis on the collected respiration rate or interval measurements; andproviding the heart failure decompensation indication using a result of the statistical analysis. 6. The method of claim 5, comprising providing the heart failure decompensation indication by detecting a change over time in a measure of centrality of the collected respiration rate or interval measurements. 7. The method of claim 5, comprising providing the heart failure decompensation indication by detecting a change over time in a measure of spread or variance of the collected respiration rate or interval measurements. 8. The method of claim 4, comprising: integrating or otherwise lowpass filtering the collected respiration rate or interval measurements to obtain lowpass filtered collected respiration rate or interval measurements;detecting a change in the lowpass filtered collected respiration rate or interval measurements over a period of time; andproviding the heart failure decompensation indication using the detected change in the lowpass filtered collected respiration rate or interval measurements. 9. The method of claim 4, comprising: ... | Cardiac Pacemakers, Inc. | A61B005/00
US07691067 | B2 | 2010-04-06 | Method for measuring central venous pressure or respiratory effort | 2007-06-14 | Photoplethysmography (PPG) is obtained using one red (e.g., 660 nm) and one infrared (e.g., 880 to 940 nm) light emitting diode with a single photo diode in combination with a pressure transducer thereby allowing both CVP and SpO2 to be measured simultaneously. The system also includes sensors capable of measuring position, angle and/or movement of the sensor or patient. Once the PPG signal is acquired, high pass adaptive and/or notch filtering can be used with one element of the filter from the red and infrared signals used to measure the arterial changes needed to compute SpO2 and the other element of the signal can be used to measure CVP changes. | 1. A non-invasive method for measuring central venous pressure changes comprising: monitoring photoplethysmography with a detector including a pressure sensor placed on a patient's forehead to measure venous pressure changes;monitoring the position of the patient; andfiltering the photoplethysmography signal and, using a processor, using information from the measured venous pressures changes from the pressure sensor and the position of the patient to compute central venous pressure changes. 2. The method of claim 1 wherein monitoring the position of the patient comprises monitoring the position of the patient's head. 3. The method of claim 1 further comprising measuring breathing frequency. 4. The method of claim 1 further comprising filtering the photoplethysmography signal using information from the measured arterial pressures changes from the pressure sensor and the position of the patient to compute effort arousal waves. 5. A non-invasive method for measuring central venous pressure changes comprising: monitoring photoplethysmography of a patient;monitoring venous pulsation with a pressure sensor placed on the patient's forehead;monitoring the position of the patient and movement of the patient with one or more position sensors; andusing a processor to determine central venous pressure from the monitored photoplethysmography of the patient and the monitored position of the patient and movement of the patient. 6. The method of claim 5 further comprising filtering the photoplethysmography signal using information from the monitored venous pulsations and the movement of the patient to compute effort arousal waves. 7. The method of claim 5 wherein determining central venous pressure further comprises using the monitored venous pulsation in the determination of the central venous pressure. 8. The method of claim 5 further comprising measuring breathing frequency and also using the measured breathing frequency in computing the central venous pressure changes. | Advanced Brain Monitoring, Inc. | A61B005/02
US20100081904 | A1 | 2010-04-01 | Device And Method For Securing A Medical Sensor to An Infant's Head | 2008-09-30 | The present disclosure generally relates to a device and method for securing a sensor to a wearer's head. According to embodiments, a headcovering, such as a stocking cap, includes an integral headband. The headband may have a generally inelastic segment capable of being placed about the wearer's head and a generally elastic portion capable of fastening the headband in a secure fashion. The headband may include an indicator that facilitates the determination of whether the headband has been fastened at an appropriate tension about the wearer's head. The headband may also include dimensional markings to facilitate the measurement of the circumference of the wearer's head. | 1. A sensor comprising: a headcovering having a generally integral headband, the headband being capable of adjustably securing the headcovering to a wearer's head; anda sensor disposed on the headcovering, the sensor being capable of communicatively coupling to a wearer's head. 2. The sensor of claim 1, wherein the headcovering comprises a neonatal stocking cap. 3. The sensor of claim 1, wherein the integral headband comprises: a generally inelastic segment capable of being placed around a wearer's head; anda generally elastic segment coupled to the generally inelastic segments the generally elastic segment having a fastener to secure the integral headband to a wearer's head. 4. The sensor of claim 3, wherein the fastener comprises a hook fastener capable of coupling to at least one of the headcoverirng or the generally inelastic segment. 5. The sensor of claim 1, wherein the integral headband comprises at least one indicator capable of indicating whether the integral headband has been secured to a wearer's head at an appropriate tension. 6. The sensor of claim 1, wherein the integral headband comprises dimensional markings capable of facilitating measurement of a circumference of a wearer's head. 7. The sensor of claim 1, wherein the sensor comprises a pulse oximetry sensor. 8. A device for measuring a circumference of an infant's head, the device comprising: a headcovering capable of being placed on an infant's head, the headcovering comprising dimensional markings capable of facilitating measurement of a circumference of the infant's head without removing the headcovering from the infant's head. 9. The device of claim 8, wherein the headcovering comprises a neonatal stocking cap. 10. The device of claim 8, wherein the headcovering comprises an integral headband that includes a generally inelastic segment capable of being placed around the infant's head, wherein the dimensional markings are disposed on the generally inelastic segment. 11. The device of claim 10, wherein the integral headband comprises a generally elastic segment coupled to the generally inelastic segment, the generally elastic segment having a fastener to secure the integral headband to the infant's head. 12. The device of claim 11, wherein the fastener comprises a hook fastener capable of coupling to at least one of the headcoverings or the generally inelastic segment. 13. The device of claim 10, wherein the integral headband comprises at least one indicator capable of indicating whether the integral headband has been secured to the infant's head at an appropriate tension. 14. The device of claim 8, further comprising a sensor. 15. A pulse oximetry system comprising: a pulse oximetry monitor; anda pulse oximetry sensor operatively coupled to the pulse oximetry monitor, the pulse oximetry sensor comprising:a headcovering having an integral headband, the headband being capable of adjustably securing the headcovering to a wearer's head; anda light emitting and detec... | Nellcor Puritan Bennett LLC | A61B005/00
US20100106040 | A1 | 2010-04-29 | PORTABLE PRESSURE TRANSDUCER, PHEUMOTACH FOR USE THEREWITH, AND ASSOCIATED METHODS | 2009-12-16 | A system for sensing respiratory pressure includes a portable pressure transducer configured to be carried by or proximate to a respiratory conduit, such as a breathing circuit or a nasal canula. The portable pressure transducer may removably couple with a pneumotach, in the form of an airway adapter, disposed along the respiratory conduit. The pneumotach may include two pressure ports positioned at opposite sides of an obstruction, which partially blocks flow through a primary conduit of the pneumotach. Corresponding sample conduits of the portable pressure transducer removably couple with the pressure ports. The pressure ports may have sealing elements which are configured to seal against piercing members of the sample conduits upon introduction of the piercing members therethrough. Upon removal of the piercing members, the sealing elements substantially reseal. Methods for using the system are also disclosed. | 1. A respiratory pressure sensing system, comprising: a pneumotach configured to be positioned along a respiratory conduit; anda pressure transducer configured to be removably coupled with said pneumotach, said pressure transducer including at least one pressure sensor for receiving a respiratory sample when said pressure transducer and said pneumotach are coupled with one another and said pneumotach is positioned along the respiratory conduit. | RIC INVESTMENTS, LLC, WILMINGTON, DE | A61B005/087
US20100061972 | A1 | 2010-03-11 | Method of Treating Peyronie's Disease | 2009-08-18 | The invention is directed to methods of treating patients suffering from Peyronie's disease, methods of identifying patients suffering from Peyronie's disease and a computer program for identifying patients suffering from Peyronie's disease. | 1. A method for the treatment of Peyronie's disease in a patient suffering therefrom by administering collagenase to said patient, wherein the method comprises: a. gathering an information set from a patient suspected of suffering from Peyronie's disease wherein said information set comprises a subjective parameter relating to the presence or severity of pain or discomfort during the patient's most recent experience of intercourse, erection or ejaculation, wherein the information set is gathered using a written questionnaire;b. comparing the information set gathered from the patient suspected of suffering from Peyronie's disease with a standardized symptom profile of a patient suffering from Peyronie's disease;c. determining whether the patient is suffering from Peyronie's disease; andd. administering collagenase to said patient suffering from Peyronie's disease. 2. The method of claim 1, wherein the information set further comprises a subjective parameter to assess the presence of a physical symptom. 3. The method of claim 1, wherein the information set comprises a subjective parameter relating to the presence or severity of pain or discomfort in a non-erect penis and/or during intercourse. 4. The method of claim 3, wherein the information set comprises subjective parameters relating the presence and severity of pain or discomfort. 5. The method of claim 1, wherein the information set comprises a subjective parameter relating to the presence or severity of pain or discomfort during erection. 6. The method of claim 5, wherein the information set comprises subjective parameters relating the presence and severity of pain or discomfort. 7. The method of claim 1, wherein the information set comprises a subjective parameter relating to the presence or severity of pain or discomfort during ejaculation. 8. The method of claim 7, wherein the information set comprises subjective parameters relating the presence and severity of pain or discomfort. 9. The method of claim 1, wherein the information set comprises subjective parameters relating to the presence or severity of pain or discomfort during intercourse and erection. 10. The method of claim 1, wherein the information set comprises subjective parameters relating to the presence or severity of pain or discomfort during intercourse, erection and ejaculation. 11. The method of claim 1, wherein the information set further comprises a subjective parameter relating to the fear of experiencing pain or discomfort during intercourse. 12. The method of claim 1, wherein the information set is gathered using a confidential written questionnaire. 13. The method of claim 1, wherein the information set comprises responses to a first set of questions directed to experience of pain or discomfort during intercourse, erection or ejaculation and a second set of questions directed to the level of pain or discomfort experienced. 14. The method of claim 13 comprising a third set of questions directed at assessin... | Auxilium US Holdings,LLC | A61K038/48 A61P015/00 G06F019/00 A61B005/00
US07682317 | B2 | 2010-03-23 | System for assessing endothelial function based on tissue perfusion values | 2003-04-03 | The system assesses the endothelial function of a subject. Particularly, peripheral tissue perfusion measurements taken in a subject are compared to reference perfusion data and the comparison yields the assessment of endothelial function. The reference may be data indicative of peripheral tissue perfusion in a healthy person. Also, peripheral tissue perfusion measurements taken in a subject when perfusion is in an unperturbed state (the reference) can be compared to perfusion measurements taken promptly after a challenge to normal or unperturbed tissue perfusion of the subject. | 1. Apparatus for non-invasively assessing endothelial function in a living subject comprising: a thermistor adapted to be placed on the skin surface at a selected location on the body of a subject for transferring thermal energy to the capillary bed adjacent the skin surface without substantial collapse of capillaries in the capillary bed;a controller for energizing said thermistor for an interval before and after a challenge to the blood flow to the capillary bed to transfer thermal energy from said thermistor to the capillary bed during the intervals;a data processor for quantifying tissue perfusion in the capillary bed as a function of the dissipation from the capillary bed of thermal energy transferred by said thermistor;a comparator for comparing tissue perfusion in the capillary bed before and after the challenge to blood flow. 2. Apparatus according to claim 1 further comprising means for applying to said thermistor pressure effective to establish thermal contact between said thermistor and the skin surface at the selected location and ineffective to significantly impair blood flow in the capillary bed adjacent the skin surface at the selected location. 3. Apparatus for assessing endothelial function of a subject comprising: a thermistor for applying thermal energy to a selected location on the skin surface of a subject and sensing the temperature at the selected location;control means for energizing said thermistor to heat the capillary bed adjacent the selected location to a predetermined temperature above the baseline temperature of the capillary bed and subsequently causing the temperature of the capillary bed to relax to the baseline temperature of the capillary bed, the power dissipated by the thermistor in heating the capillary bed being a function of the perfusion in the capillary bed;a data processor for providing a value corresponding to perfusion in the capillary bed as a function of the power dissipated by the thermistor;a data storage system for storing values provided by said data processor; anda comparator for indicating systemic endothelial function using a stored value obtained prior to a constriction of blood flow to the selected location and a value corresponding to perfusion in the capillary bed resulting from the constriction of blood flow to the selected location. 4. An apparatus for assessing endothelial function in a living subject comprising: thermal transducer means for applying thermal energy to the skin surface of a subject and detecting the thermal response to the application of thermal energy;means for applying to said transducer means pressure sufficient to produce thermal contact between said transducer means and the skin surface of a subject and insufficient to produce substantial collapse of capillaries in the capillary bed adjacent the skin surface;means for producing signals functionally related to the thermal energy applied by said transducer means and the thermal response to the application of therm... | Thermal Technologies, Inc. | A61B005/00 A61B005/02
US20100094332 | A1 | 2010-04-15 | Device and Method for Altering Cardiac Activity | 2007-07-18 | A device for altering cardiac activity, said device comprising a neck engaging member, said neck engaging member having at least one pressure applicator provided as a predefined area which in use comes into contact with and occludes or partially occludes at least one carotid artery, said device including a control mechanism which is operable to cause the pressure applicator to rapidly occlude or partially occlude the artery in order to provoke heart rate turbulence. | 1. A device for altering cardiac activity, said device comprising a neck engaging member, said neck engaging member having at least one pressure applicator provided as a predefined area which in use comes into contact with and occludes or partially occludes at least one carotid artery, said device including a control mechanism which is operable to cause the pressure applicator to rapidly occlude or partially occlude the at least one carotid artery in order to provoke heart rate turbulence. 2. A device according to claim 1, wherein the device includes a control mechanism that causes the pressure applicator to occlude or partially occlude the at least one carotid artery and release therefore after a predetermined period of time. 3. A device according to claim 1, wherein the occlusion or partial occlusion of the at least one carotid artery is achieved within one or more milliseconds. 4. A device according to claim 1, wherein occlusion or partial occlusion of the at least one carotid artery is achieved within 5 to 20 milliseconds. 5. A device according to claim 3, wherein the occlusion or partial occlusion has a duration for one or more cardiac cycles. 6. A device according to claim 1, wherein the neck engaging member device comprises a cuff that is placed around the neck of the individual, with the pressure applicator being aligned with the at least one carotid artery. 7. A device according to claim 6, wherein the pressure applicator is an inflatable balloon that when inflated occludes or partially occludes the at least one carotid artery. 8. A device according to claim 6, wherein the pressure applicator is a mechanical foot that comes into contact with and occludes or partially occludes the at least one carotid artery. 9. A device according to claim 1, wherein the neck engaging member comprises one or more mechanical arms that come into contact with the one or more carotid arteries. 10. A device according to claim 1, wherein the neck engaging member includes a pressure sensor, which detects the carotid pulse when the pressure applicator is positioned over the carotid artery. 11. A device according to claim 1, wherein the neck engaging member includes visible indicators so that the neck engaging member can be aligned with the carotid artery. 12. A device according to claim 1, wherein the pressure applicator is a mechanical foot that is brought into contact with the at least one carotid artery. 13. A device according to claim 1 including a cardiac monitoring sensor to detect the R-wave associated with cardiac activity. 14. A device according to claim 13, wherein the cardiac monitoring sensor is in communication with an actuator that is operable to cause the pressure applicator to come into contact with the at least one carotid artery following detection of the R-wave. 15. A device according to claim 14, wherein activation of the actuator is triggered by detection of the R-wave followed by which the actuator is caused to release so that ... | - | A61B017/00 A61B005/0456 A61B008/00
US07682318 | B2 | 2010-03-23 | Blood sampling apparatus and method | 2002-06-12 | Blood samples can be collected without substantial contamination from ambient air, such that the blood sample may be analyzed accurately for gaseous components such as oxygen and carbon dioxide. An embodiment of the device has integrated actuation, lancing, and sample acquisition components, which in some embodiments are miniaturized and/or disposable. | 1. A device for collecting blood from the skin of a patient, the device comprising a housing having a sampling site, the sampling site defining an opening and having a concave depression,a lancet having a lancet tip adjacent the opening, anda lancet driver operably disposed to the lancet to drive the lancet tip through the opening to lance the skin when the lancet driver is actuated,a sample acquisition module that includes the lancet, a sample chamber and a biosensor, the sample acquisition module being removably coupled to the lancet driver to provide that the sample acquisition module is disposable and the lancet driver is reusable;a manually adjustable penetrating member depth selector positioned at an exterior of the housing, wherein the penetrating member depth selector allows user selection of one of several penetration depth settings to limit penetrating depth of the lancet;the device being configured to allow actuation of the lancet driver, lancing of the skin, collection of the blood, and movement of the blood to the sample reservoir to be integrated. 2. The device of claim 1, wherein the sampling site is adapted to conform to the skin of the patient to form a substantially airtight seal at the opening when the skin is firmly pressed against the sampling site. 3. The device of claim 1, further comprising a sampling port and a pierceable membrane, the sampling port having a first end contiguous with the opening and a second end opposite the first end relatively nearer to the lancet tip than the first end, the pierceable membrane adjacent to the second end between the lancet tip and the opening. 4. The device of claim 3, wherein the membrane is resealable. 5. The device of claim 3, wherein the sampling port has a surface, wherein at least a portion of the sampling port surface is hydrophilic. 6. The device of claim 3, wherein the membrane has a surface, wherein at least a portion of the membrane surface is hydrophobic. 7. The device of claim 1, further comprising at least one capillary channel in fluid communication with the opening and the sample reservoir, the capillary channel having a surface, at least a portion of the capillary channel surface being hydrophilic. 8. The device of claim 7, having at least two capillary channels, wherein at least one of the capillary channels is a primary capillary channel and at least one of the capillary channels is a supplemental capillary channel, each capillary channel having a cross-sectional area, wherein the cross-sectional area of the at least one primary capillary channel is at least twice the cross sectional area of the at least one supplemental capillary channel. 9. The device of claim 1, wherein the device further comprises testing means in fluid communication with the opening. 10. The device of claim 1, wherein the device has dimensions smaller than about 80 mm by 30 mm by 10 mm thick. 11. The device of claim 1, further comprising a backup lancet operably disposed to, the samplin... | Pelikan Technologies, Inc. | A61B005/00
US07689271 | B1 | 2010-03-30 | Non-invasive heart rate and respiration measurements from extremities | 2004-06-28 | The invention determines the heart rate and respiration rate of a patient through the patient's extremities. Heart rate and respiration rate are determined via an energy spectrum, periodogram or histogram using a time series analysis. A patient can stand near the device and lean on it, or stand on a piezoelectric pad. A microcomputer provides calculations to determine heart and respiratory rates using signal processing and time series analysis of data. | 1. A heart rate and respiration rate monitoring method comprising: providing at least one piezoelectric pad,providing one or more surfaces on the at least one piezoelectric pad for contacting a patient's feet or hand extremities with the piezoelectric pad,providing one or more discretized sensor arrays on the one or more surfaces of the piezoelectric pad,contacting the patient's feet or hand extremities to the one or more discretized sensor arrays by leaning on or standing on and thereby contacting the one or more discretized sensor arrays,collecting discretized acoustic, electromechanical or other physiological signals with the discretized sensing array,converting the discretized acoustic, electromechanical or other physiological signals into discretized voltage signals,transmitting the discretized voltage signals from the discretized sensing array to a receiving and computing device,calculating a value for the heart rate and respiration rate of a patient via analyzing time series data and producing energy spectra for each location that the patient's feet or hand extremities contact the discretized sensor array. 2. The method of claim 1, further comprising measuring and monitoring other vital signs of a patient. 3. The method of claim 1, wherein the at least one piezoelectric pad is sized in proportion to the extremity being contacted. 4. The method of claim 1, wherein the at least one piezoelectric pad is in direct contact with the patient's extremities. 5. The method of claim 1, wherein the discretized sensing array is regular. 6. The method of claim 1, wherein the discretized sensing array is irregular. 7. The method of claim 1, further comprising digitizing the voltage signal with an analog-to-digital converter and employing a digitized voltage versus digitized time signal. 8. The method of claim 7, wherein the digitizing further comprises providing a time series. 9. The method of claim 1, wherein the time series analysis methods are autocovariance, fast Fourier transform or another method. 10. The method of claim 1, wherein the transmitting of signals comprises transmitting voltage signals via wire, fiber optics or wirelessly. 11. The method of claim 1, further comprising integrating a scale or weighing machine for measuring weight, heart rate and respiration rate of a patient or any combination thereof. 12. A heart rate and respiration rate monitoring device comprising: one piezoelectric pad having a size to receive feet or hands of a patient,a surface of the one piezoelectric pad for contacting the patient's extremities,a discretized sensing array grid on a surface of the piezoelectric pad for collecting discretized acoustic, electromechanical or other physiological signals andconverting the discretized acoustic, electromechanical or other physiological signals into discretized voltage signals,a transmission system for transmitting the discretized voltage signals from the discretized sensing array grid to a receiving and comput... | Hoana Medical, Inc. | A61B005/04
US07678580 | B2 | 2010-03-16 | Methods for using a diagnostic test strip for collecting and detecting an analyte in a fluid sample | 2008-04-17 | A test strip for use of the determination of an analyte in a fluid sample according to one embodiment of the present invention is disclosed. The test strip comprises a base having a top and a bottom, a collection chamber that extends between the top and the bottom of the base, a containing ring that is disposed on the bottom of the base and surrounds the collection chamber, and a capillary channel formed in top of the base that has an inlet fluidly coupled to the collection chamber, a test element disposed within the capillary channel. A lid is attached to the top of the base and covers the collection chamber, the test membrane, and at least a portion of the capillary channel. | 1. A method for lancing the skin of a test subject and harvesting a body fluid sample with a lancing and harvesting device, the method comprising the acts of: providing a lancing and harvesting device having a test strip including a collection chamber, a containing ring surrounding the collection chamber, a capillary channel fluidly coupled to the collection chamber, a test area in fluid communication with the capillary channel, and a lid disposed over at least a portion of the collection chamber and a least a portion of the capillary channel, wherein the capillary channel extends beyond the test area to form a vent the lancing and harvesting device further including a lancet configured to puncture the lid and to extend through the collection chamber when moving between a retracted position and an extended position;placing the containing ring of the test strip on the skin of the test subject; lancing an area of the skin of the test subject bounded by the periphery of the containing ring;maintaining a body fluid sample produced at the lance site within the periphery of the containing ring;collecting the body fluid sample produced at the lance site with the test strip; anddirecting, with the lid, at least a portion of the body fluid sample from the collection chamber toward an inlet of the capillary channel. 2. The method of claim 1 further comprising measuring the concentration of an analyte in the collected body fluid sample. 3. The method of claim 2 wherein the measuring further comprises reacting the analyte in the collected body fluid sample with a reagent, the reagent being disposed on a test element received in the capillary channel of the test strip. 4. The method of claim 3, wherein the analyte is glucose. 5. The method of claim 1, wherein the test strip further comprises a test area includes a top and a bottom, the test element extending from one of the top and bottom of the test area, the test element including the reagent thereon. 6. The method of claim 5, wherein the test strip further includes a vent extending from the test area. 7. The method of claim 1, wherein the body fluid is blood. 8. A method for lancing the skin of a test subject and harvesting a body fluid sample with a lancing and harvesting device having a test strip and a lancet, the method comprising the acts of: placing a containing ring of the test strip on the skin of the test subject, the containing ring surrounding a collection chamber;puncturing a lid with a lancet, the lid being disposed over at least a portion of the collection chamber and at least a portion of a capillary channel, the capillary channel being fluidly coupled to the collection chamber;extending the lancet through the collection chamber;lancing an area of the skin of the test subject bounded by a periphery of the containing ring to form a lance site;maintaining the body fluid sample produced at the lance site within the periphery of the containing ring;collecting the body fluid sample produce... | Bayer Healthcare, LLC | C12Q001/54 C12Q001/00 A61B005/145 A61B005/00
US07881781 | B2 | 2011-02-01 | Thoracic impedance detection with blood resistivity compensation | 2009-12-01 | This document discusses, among other things, a cardiac rhythm management device or other implantable medical device that uses thoracic impedance to determine how much fluid is present in the thorax, such as for detecting or predicting congestive heart failure, pulmonary edema, pleural effusion, hypotension, or the like. The thoracic fluid amount determined from the thoracic impedance is compensated for changes in blood resistivity, which may result from changes in hematocrit level or other factors. The blood-resistivity-compensated thoracic fluid amount can be stored in the device or transmitted to an external device for storage or display. The blood-resistivity-compensated thoracic fluid amount can also be used to adjust a cardiac pacing, cardiac resynchronization, or other cardiac rhythm management or other therapy to the patient. This document also discusses applications of the devices and methods for predicting or indicating anemia. | 1. A method comprising: obtaining a first blood resistivity quantity during a first time using at least one implanted intravascular or intracardiac electrode in a subject;obtaining a second blood resistivity quantity during a second time using the at least one implanted intravascular or intracardiac electrode;comparing, using a controller, the second blood resistivity quantity to the first blood resistivity quantity; anddeclaring an indication or prediction of anemia to be present in the patient when the second blood resistivity quantity is less than the first blood resistivity quantity by at least a first amount. 2. The method of claim 1, wherein obtaining the first blood resistivity quantity and obtaining the second blood resistivity quantity are performed in the same blood vessel or heart chamber. 3. The method of claim 1, wherein obtaining the first blood resistivity quantity and obtaining the second blood resistivity quantity are performed under a like condition with respect to at least one of a cardiac cycle, a respiratory cycle, a posture, and a circadian cycle. 4. The method of claim 1, comprising communicating an indication of anemia predicted or anemia present to an external device. 5. The method of claim 1, wherein declaring an indication or prediction of anemia includes: declaring an indication of anemia to be present in the patient when the second blood resistivity quantity is less than the first blood resistivity quantity by at least a second amount; anddeclaring a prediction of anemia to be present in the patient when the second blood resistivity quantity is less than the first blood resistivity quantity by at least the first amount and by less than the second amount. 6. The method of claim 1, comprising communicating information regarding the indication or prediction of anemia. 7. The method of claim 1, comprising displaying information regarding the indication or prediction of anemia. 8. The method of claim 7, wherein displaying the information includes displaying the information using an external device. 9. The method of claim 1, comprising providing an anemia warning with the indication or prediction of anemia. 10. The method of claim 1, wherein at least one of: obtaining the first blood resistivity quantity includes detecting a first blood resistivity measurement during the first time; orobtaining the second blood resistivity quantity includes detecting a second blood resistivity measurement during the second time. 11. The method of claim 1, wherein at least one of: obtaining the first blood resistivity quantity includes combining two or more first blood resistivity measurements acquired during the first time; orobtaining the second blood resistivity quantity includes combining two or more second blood resistivity measurements acquired during the second time. 12. The method of claim 1, wherein at least one of: obtaining the first blood resistivity quantity includes averaging two or more first blood resistivity measu... | Cardiac Pacemakers, Inc. | A61B005/00
US07987711 | B2 | 2011-08-02 | Device and method for diagnosing a disorder | 2008-02-19 | A device (1) for diagnosing a disorder comprises a stop for stopping a human extremity (5), such as a finger, when said extremity exerts a force on the stop. Detection means are provided for detecting said exerted force. The device has a support member (20) for supporting the stop. The stop comprises one or more resilient strips (8,17), each of which projects from the support member up to in each case a free end. The resilient strips are arranged substantially parallel to and at a distance from one another. Each resilient strip can, by being deformed, contact an adjacent resilient strip. | 1. A device (1) for diagnosing a disorder comprising: a base (2), which is provided with a lower side (15), which defines a support surface for resting on a flat surface, such as a tabletop, anda stop member (4,20), which is arranged on the base (2), which stop member (4,20) is provided with a bottom surface (6) which faces towards the lower side (15) of the base (2) and is designed to stop a human finger (5) when said finger (5) exerts a force on said bottom surface (6), and in which the bottom surface (6) extends substantially parallel to and at a distance from the support surface defined by the lower side (15) of the base (2), and the distance between the bottom surface (6) and the support surface is substantially smaller than 2 cm. 2. The device as claimed in claim 1, in which the stop element (4,20) comprises at least one projecting part (8,17) which projects laterally with respect to the base (2). 3. The device as claimed in claim 1 or 2, in which the stop member (4,20) is provided with a support member (20) which is arranged on the base (2), and at least one resilient strip (8,17), which projects transversely from the support member (20) up to a free end (19). 4. The device as claimed in claim 3, in which the stop member (4,20) comprises several resilient strips (8,17), each of which projects from the support member (20) up to in each case a free end (19), in which the resilient strips (8,17) are arranged substantially parallel to and at a distance from one another, in which each resilient strip (8,17) can, by being deformed, contact an adjacent resilient strip (8,17). 5. The device as claimed in claim 4, in which the distance between the resilient strips (8,17) is between 0.5-2 mm, such as approximately 1 mm. 6. The device as claimed in claim 4 in which the resilient strips (8,17) each have a length which is defined by the distance from the support member (20) up to the free end (19), and in which the length of the resilient strips (8,17) with respect to one another is different. 7. The device as claimed in claim 6, in which the length of each resilient strip (8,17) is between 2-6 cm. 8. The device as claimed in claim 1, in which the base (2) is provided with at least one securing part (12) which projects laterally with respect to the stop member (4,20). 9. The device as claimed in claim 8, in which the base (2) is provided with two securing parts (12) which project laterally on opposite sides of the base (2) with respect to the stop member (4,20). 10. An assembly comprising an object having a flat surface (3), such as a tabletop, and a device (1) as claimed in claim 1, in which the lower side (15) of the base (2) is arranged on the flat surface (3). 11. A method for diagnosing a disorder, comprising: providing an assembly as claimed in claim 10,exerting a force by means of a finger (5) on the bottom surface (6) of the stop member (4,20) of the device (1),detecting whether pain or loss of force occurs when exerting said force. ... | Consulo B.V. | A61B001/24
US08348850 | B2 | 2013-01-08 | Method of monitoring dislodgement of venous needles in dialysis patients | 2009-09-29 | A method of detecting a dislodged needle in a hemodialysis procedure includes measuring venous drip pressure of the dialysis machine of a patient undergoing hemodialysis, analyzing the venous drip pressure and deriving intravascular blood pressure at a location of venous needle insertion into the patient, comparing the derived intravascular blood pressure to a standard, repeating the measuring, analyzing and deriving, and comparing steps and, if the intravascular blood pressure is within a specified range of the standard, determining that a needle has been dislodged in the hemodialysis procedure. A method of alerting the patient and medical personnel of a dislodged needle in a hemodialysis procedure includes detecting a drop in intravascular pressure derived from measured venous drip pressure, determining that a needle is dislodged, and alerting medical personnel of the dislodged needle. | 1. A method of detecting a dislodged needle in a hemodialysis procedure, comprising the steps of: measuring venous drip pressure for a patient undergoing dialysis;with a computer-driven analyzer, analyzing the venous drip pressure and deriving intravascular blood pressure at a location of venous needle insertion into the patient;using the analyzer, comparing the derived intravascular blood pressure to a standard;repeating said measuring, analyzing and deriving steps to determine a plurality of intravascular blood pressures, and repeating said comparing step; andif one of the plurality of intravascular blood pressures is within a specified range of the standard, determining with the analyzer that a needle has been dislodged in the hemodialysis procedure. 2. The method of claim 1, further including the step of turning off a blood pump of hemodialysis machine. 3. The method of claim 1, further including the step of activating an alarm that notifies medical personnel of the dislodged needle. 4. The method of claim 3, wherein the alarm is chosen from the group consisting of wireless and hardwired. 5. The method of claim 3, wherein the alarm is wireless and sends a signal to a handheld device of a medical personnel. 6. The method of claim 3, wherein the alarm is audible. 7. The method of claim 3, wherein the alarm vibrates and is connected to an alarm device located on the patient. 8. The method of claim 1, wherein the intravascular blood pressure comprises a venous access pressure (VAP). 9. A method of detecting a dislodged needle in a hemodialysis procedure, comprising the steps of: measuring venous drip pressure for a patient undergoing dialysis;with a computer-driven analyzer, analyzing the venous drip pressure (VDP) and deriving venous access pressure (VAP) in proximity of a location of needle insertion into a patient's body;using the analyzer, comparing the derived VAP to a standard;repeating said measuring, analyzing and deriving steps to determine a plurality of VAP values over multiple time periods, and repeating said comparing step; andif one of the plurality of VAP values is within a specified range of the standard, determining with the analyzer that a needle has been dislodged in the hemodialysis procedure. 10. The method of claim 9, further including the step of turning off a blood pump of hemodialysis machine. 11. The method of claim 9, further including the step of activating an alarm that notifies medical personnel of the dislodged needle. 12. The method of claim 11, wherein the alarm is chosen from the group consisting of wireless and hardwired. 13. The method of claim 11, wherein the alarm is wireless and sends a signal to a handheld device of a medical personnel. 14. The method of claim 11, wherein the alarm is audible. 15. The method of claim 11, wherein the alarm vibrates and is connected to an alarm device located on the patient. | Henry Ford Health System | A61B005/02 A61M037/00
US08660638 | B2 | 2014-02-25 | Syncope logbook and method of using same | 2009-11-11 | Methods and systems are directed to acquiring and organizing information associated with at least one syncope event. A syncope event may be a suspected syncope event, a verified syncope event or a syncope event that is suspected and verified. Automated processes are used to collect information associated with at least one syncope event and organize the information as a syncope log entry. At least one of acquiring the information and organizing the information is performed at least in part implantably. | 1. An automated method for collecting and organizing information associated with at least one syncope-related event of a patient, the at least one syncope-related event comprising at least a suspected syncope-related event, a verified syncope-related event, or a suspected and verified syncope-related event, the method comprising: selecting one or more patient conditions associated with one or more of the syncope-related events for which acquisition of onset data is desired;sensing for the one or more selected patient conditions;configuring a buffer memory based on buffer memory requirements appropriate for the selected one or more monitored patient conditions;temporarily storing information associated with the one or more sensed patient conditions in the configured buffer memory;a processor configured for, in response to a triggering event, acquiring occurrence information associated with the one or more sensed patient conditions during occurrence of the one or more of the syncope-related events, the occurrence information temporarily stored in the buffer memory defining onset data associated with occurrence of the one or more of the syncope-related events;the processor configuring the buffer memory using buffer memory requirements associated with the triggering event;organizing the onset data and the occurrence information as a syncope log entry; andstoring the syncope log entry;wherein at least sensing for the one or more patient conditions, temporarily storing the occurrence information, and organizing the onset data and the occurrence information are respectively performed at least in part implantably. 2. The method of claim 1, wherein configuring the buffer memory is based at least in part on buffer memory size requirements appropriate for the selected one or more monitored patient conditions. 3. The method of claim 1, wherein configuring the buffer memory is based at least in part on sampling rate requirements appropriate for the selected one or more monitored patient conditions. 4. The method of claim 1, wherein configuring the buffer memory is based at least in part on data collection frequency or interval requirements appropriate for the selected one or more monitored patient conditions. 5. The method of claim 1, wherein configuring the buffer memory comprises changing the buffer memory configuration over the course of the one or more of the syncope-related events. 6. The method of claim 1, wherein the one more syncope-related events comprise a plurality of syncope-related event types, and wherein each of a plurality of the triggering events is associated with one of the plurality of syncope-related event types. 7. The method of claim 1, wherein selection of at least one of the patient conditions, triggering event, and buffer memory requirements is based on user input. 8. The method of claim 1, wherein the onset data and the occurrence information comprises cardiovascular system information. 9. The method of claim 1, wherein the ... | Cardiac Pacemakers, Inc. | A61B005/0402
US08660632 | B2 | 2014-02-25 | Medical image processing apparatus, X-ray CT apparatus, MRI apparatus, ultrasound diagnostic imaging apparatus, and medical image processing method | 2009-10-13 | A medical image processing apparatus has a parameter calculating unit, a storage unit, and an image generating unit. The parameter calculating unit analyzes data of a plurality of time-series medical images, each containing an image of an organ having a functional blood vessel and a feeding blood vessel, and calculates a parameter based on at least a blood volume in the feeding blood vessel. The storage unit stores in advance a table that associates parameters with degrees of a cancer progression of the organ. The image generating unit refers to the table, obtains a degree of the cancer progression corresponding to the calculated parameter, and generates an image to which the obtained degree is applied on a region-by-region basis. | 1. A medical image processing apparatus, comprising: a processor configured to analyze data of a plurality of time-series medical images, each containing an image of an organ having a functional blood vessel and a feeding blood vessel;calculate a parameter based on at least a blood volume in the feeding blood vessel;obtain a degree of the cancer progression corresponding to the calculated parameter by referring to a table which associates in advance parameters with degrees of a cancer progression of the organ; andgenerate an image to which the obtained degree is applied on a region-by-region basis, whereinthe processor is further configured toset a reference region on a functional image obtained by analyzing the data of the medical images;calculate the blood volume in the functional blood vessel and a blood volume in the feeding blood vessel for the reference region, and to calculate the blood volume in the functional blood vessel and the blood volume in the feeding blood vessel for a non-reference region on the functional image, the non-reference region not being the reference region; andcalculate a combination of a first comparison value by comparing the blood volume in the functional blood vessel calculated for the reference region and the blood volume in the functional blood vessel calculated for the non-reference region, and a second comparison value by comparing the blood volume in the feeding blood vessel calculated for the reference region and the blood volume in the feeding blood vessel calculated for the non-reference region as the parameter, andthe table associates combinations as the parameters with the degrees of the cancer progression of the organ. 2. The medical image processing apparatus according to claim 1, wherein the processor is configured to analyze the data of the medical images, each containing the image of the organ having a portal vein as the functional blood vessel and a hepatic artery as the feeding blood vessel. 3. The medical image processing apparatus according to claim 1, wherein the functional image is a friction image indicating a friction of the blood volume in the feeding blood vessel. 4. The medical image processing apparatus according to claim 1, wherein the processor is further configured to calculate the first comparison value, which is a ratio between the blood volume in the functional blood vessel calculated for the reference region and the blood volume in the functional blood vessel calculated for the non-reference region, and the second comparison value, which is a ratio between the blood volume in feeding blood vessel calculated for the reference region and the blood volume in the feeding blood vessel calculated for the non-reference region. 5. The medical image processing apparatus according to claim 1, wherein the processor is further configured to calculate the first comparison value, which is a difference between the blood volume in the functional blood vessel calculated for the reference regio... | Kabushiki Kaisha Toshiba Toshiba Medical Systems Corporation | A61B005/05
US08938280 | B2 | 2015-01-20 | Motion correction in a PET/MRI hybrid imaging system | 2007-12-13 | A diagnostic imaging arrangement comprises a magnetic resonance examination (1) system to acquire magnetic resonance signals and an emission tomography system (2) to acquire nuclear decay signals. An analysis module (4) is provided to derive motion correction(s) from the magnetic resonance signals. A reconstruction module (5) reconstructs a motion corrected emission tomographic image from the nuclear decay signals on the basis of the motion correction. Also a therapeutic arrangement is disclosed with a diagnostic imaging arrangement and a therapy module, with a system controller is further coupled to the therapy module and has the function to control the therapy module on the basis of image information generated by the diagnostic imaging system. | 1. A diagnostic imaging system comprising: a magnetic resonance examination system configured to generate magnetic resonance image data and magnetic resonance motion data by performing a magnetic resonance sequence in which spins are excited and encoding gradients are applied to scan k-space to generate the magnetic resonance image data and to repeatedly and redundantly scan a center of k-space to generate the magnetic resonance motion data;an emission tomography system configured to generate nuclear decay data;one or more computer processors configured to: control (1) the magnetic resonance examination system and the emission tomography system to generate the magnetic resonance image data and the nuclear decay data simultaneously and (2) the magnetic resonance examination system to repeatedly and redundantly scan the center of k-space and time stamp and bin the magnetic resonance image data and the nuclear decay data into frames corresponding to a temporal interval between repetitions of the scanning of the center of k-space to generate the magnetic resonance motion data;derive a motion correction from the repeated and redundant scans of the center of k-space of the magnetic resonance motion data; andcorrect the nuclear decay data in accordance with the derived motion correction and to reconstruct a motion corrected emission tomographic image from the motion corrected nuclear decay data. 2. A diagnostic imaging system comprising: a magnetic resonance examination system configured to generate magnetic resonance data by performing a magnetic resonance sequence in which spins are excited and encoding gradients are applied to scan k-space to generate the magnetic resonance data;an emission tomography system configured to generate nuclear decay data;a system controller configured to: control (1) the magnetic resonance examination system and the emission tomography system to generate the magnetic resonance data and the nuclear decay data simultaneously and over an equal acquisition time and (2) the magnetic resonance examination system to repeatedly and redundantly acquire the magnetic resonance data from a central portion of k-space to generate magnetic resonance motion data;derive a motion correction from the magnetic resonance motion data;correct the nuclear decay data in accordance with the derived motion correction; andreconstruct a motion corrected emission tomographic image from the motion corrected nuclear decay data. 3. The diagnostic imaging system as claimed in claim 1, wherein the one or more computer processors are further configured to assign time stamps to the magnetic resonance image data, magnetic resonance motion data, and the nuclear decay data. 4. The diagnostic imaging system as claimed in claim 1, wherein the one or more computer processors are further configured to trigger the magnetic resonance examination system and the emission tomography system based on administering a radio pharmaceutical to an object to be examined. 5.... | Koninklijke Philips N.V. | A61B005/05 G01R033/565 G01R033/48
US20100076294 | A1 | 2010-03-25 | System and Method of Prepping Skin Prior to Electrode Application | 2008-09-25 | An electrode is provided that includes a conductive member defining a first side and a second side; a conductive composition disposed on the first side of the conductive member, wherein the conductive composition includes a therapeutically effective quantity of an exfoliant; and an electrical lead in electrical communication with the conductive member. The conductive composition is capable of reducing a level of an impedance of the skin of the subject. | 1. An electrode for selective attachment to the skin of a subject, wherein the skin of the subject has an impedance, the electrode comprising: a conductive member defining a first side and a second side;a conductive composition disposed on the first side of the conductive member, wherein the conductive composition includes a therapeutically effective quantity of an exfoliant; andan electrical lead in electrical communication with the conductive member. 2. The electrode according to claim 1, wherein the exfoliant is an alphahydroxy acid. 3. The electrode according to claim 2, wherein the alphahydroxy acid has a concentration of 1-100%. 4. The electrode according to claim 2, wherein the conductive composition includes about 0.01-10% of alphahydroxy acid. 5. The electrode according to claim 1, further comprising a backing member disposed on the second side of the conductive member. 6. The electrode according to claim 1, further comprising a release liner selectively, removably adhered to a surface of the conductive composition. 7. The electrode according to claim 1, wherein the conductive composition is a hydrogel. 8. The electrode according to claim 1, further comprising a reinforcement member supporting the conductive composition. 9. The electrode according to claim 1, further comprising at least one of a coating of silver and silver-chloride on at least a portion of at least one of the first and second sides of the conductive member. 10. The electrode according to claim 1, wherein the electrical lead is one of a pig-tail style electrical lead, a snap style electrical lead and a tab style electrical lead. 11. A method of preparing the skin of a subject for the use of an electrode thereon, the method comprising the steps of: providing an electrode, wherein the electrode includes: a conductive member;a conductive composition disposed on a side of the conductive member, wherein the conductive composition includes a therapeutically effective quantity of an exfoliant; andan electrical lead in electrical communication with the conductive member;adhering the electrode to the skin of a subject such that the conductive composition is in contact with the skin of the patient. 12. The method according to claim 11, wherein the exfoliant is an alphahydroxy acid. 13. The method according to claim 12, wherein the alphahydroxy acid has a concentration of 1-100%. 14. The method according to claim 12, wherein the conductive composition includes 0.01-10% of alphahydroxy acid. | Tyco Healthcare Group LP | A61B005/04
US20100069796 | A1 | 2010-03-18 | MUSCLE FATIGUE METER | 2009-05-12 | A functional electrical stimulation system (30) for moving at least a portion of a body of a subject (12), such as their legs (13, 13a). The system is adapted to monitor its performance and/or the outcome of the provision of stimulation to the subject (12) and assess whether the body portion is showing evidence of fatigue. The system (30) comprises a stimulator (35) that can provide a plurality of sets of functional electrical stimulation to the legs, one or more transducers (60, 61) that outputs signals representative of the movement made by the legs in response to the functional electrical stimulation provided thereto, and a control means (32). The control means (32) receives and processes the signals output by the transducers (60, 61) and includes a comparator adapted to compare the output signals of the transducers resulting from the provision of two or more substantially equivalent sets of electrical stimulation to the legs and provide an output indicative of variation in the movement. The comparator of the control means (32) can also compare the level of electrical stimulation output by the stimulator (35) to achieve an equivalent movement of the legs. An increase in stimulation to achieve such equivalent can be interpreted by the control means as indicative of fatigue in the muscles of the legs. | 1-52. (canceled) 53. A functional electrical stimulation system for stimulating the muscles within at least a portion of a body of a subject to cause movement of said portion and determining a level of fatigue in the muscles undergoing stimulation, the system comprising: a stimulator that provides a plurality of substantially equivalent sets of functional electrical stimulation to a portion of a subject's body;a transducer mountable to said body portion that measures the magnitude of movement made by said body portion in response to the functional electrical stimulation provided thereto and outputs movement magnitude signals; anda controller that receives and processes the movement magnitude signals output by the transducer;wherein the controller includes a comparator that compares the movement magnitude signals of the transducer resulting from the provision of said plurality of substantially equivalent sets of electrical stimulation to said portion of the subject's body and provides an output indicative of the level of muscle fatigue of said body portion if the magnitude of movement achieved from one said set of functional stimulation is less than a pre-set level below that achieved from a selected earlier set of functional stimulation provided by the stimulator. 54-58. (canceled) 59. The functional electrical stimulation system of claim 53 wherein the at least one transducer is mountable to at least one of the legs of the subject. 60. The functional electrical stimulation system of claim 53 wherein the at least one transducer is implantable within the subject. 61. The functional electrical stimulation system of claim 53 wherein the controller includes a memory that stores the measured magnitude of movement of a stimulated limb following the provision of a set of electrical stimulation thereto. 62. The functional electrical stimulation system of claim 61 wherein the memory stores a plurality of measured limb movement magnitudes. 63. The functional electrical stimulation system of claim 62 wherein the comparator makes a first comparison of the measured magnitude of limb movement resulting from each of a sequence of substantially equivalent sets of electrical stimulation provided to that limb. 64. (canceled) 65. The functional electrical stimulation system of claim 62 wherein the output is a warning signal. 66. The functional electrical stimulation system of claim 65 wherein the controller outputs a warning signal when the movement magnitude falls below about 90% of the movement magnitude resulting from the selected earlier stimulation. 67. The functional electrical stimulation system of claim 65 wherein the controller outputs a warning signal when the movement magnitude falls below about 80% of the movement magnitude resulting from the selected earlier stimulation. 68. The functional electrical stimulation system of claim 65 wherein the controller outputs a warning signal when the movement magnitude falls below about 75% of the moveme... | Neopraxis Pty Ltd. | A61B005/11 A61N001/36
US20100101578 | A1 | 2010-04-29 | ONE-WAY AIR FLOW VALVE USING ROTARY SPRING | 2009-06-16 | A one-way air flow valve includes one-way inspiration and expiration valve assemblies which have a same structure, are connected to each other in parallel, and are arranged opposite to each other, so that valve plates provided in the one-way inspiration and expiration valve assemblies, respectively, are open in directions opposite to each other, and a connection part including a mouthpiece provided at one side of the inspiration and expiration valve assemblies to allow an examinee to inhale or exhale air. One end of the inspiration valve assembly is connected with a gas tank, one end of the expiration valve assembly is connected with a gas density analyzer, and the inspiration and expiration valve assemblies include a valve and suction and discharging tubes coupled with one side and an opposite side of the valve, respectively. | 1. A one-way air flow valve comprising: one-way inspiration and expiration valve assemblies which have a same structure, are connected to each other in parallel, and are arranged opposite to each other, so that valve plates provided in the one-way inspiration and expiration valve assemblies, respectively, are open in directions opposite to each other; anda connection part including a mouthpiece provided at one side of the inspiration and expiration valve assemblies to allow an examinee to inhale or exhale air,wherein one end of the inspiration valve assembly is connected with a gas tank, one end of the expiration valve assembly is connected with a gas density analyzer, the inspiration and expiration valve assemblies comprise a valve and suction and discharging tubes coupled with one side and an opposite side of the valve, respectively, the valve is provided therein with an input/output hole, a sealing plate is attached around the input/output hole, and one side of the input/output hole is hinged with a valve plate, to which an O-ring making contact with the sealing plate is attached, at an upper portion of the valve plate such that the valve plate is elastically rotated by a coil spring. 2. A one-way air flow valve comprising: inspiration and expiration valve assemblies, which have a same structure and are coupled to both open sides of a connection tube having a mouthpiece, respectively, such that a valve plate is open in the same direction, the inspiration valve assembly being connected with a gas tank, the expiration valve assembly being connected with a gas analyzer,wherein the inspiration and expiration valve assemblies include valves connected with both sides of the connection tube, and suction and discharging tubes coupled with opposite sides of the valves, each valve is formed therein with an input/output hole, a sealing plate is attached around the input/output hole, and one side of the input/output hole is hinged with a valve plate, to which an O-ring making contact with the sealing plate is attached, at an upper portion of the valve plate such that the valve plate is elastically rotated by a coil spring. 3. The one-way air flow valve of claim 1, wherein a locking protrusion is formed at an outer central portion of the valves to fix positions of the suction and discharging tubes and a position of the connection tube. 4. The one-way air flow valve of claim 1, wherein the valve plate is integrally formed with a hinge plate, through which a hinge shaft passes, at an upper end of the valve plate, one end of the coil spring is seated on an upper portion of the valves, and an opposite end of the coil spring is fixedly inserted in a groove formed in one side surface of the valve plate. | - | A61M016/20 A61B005/091
US20100056901 | A1 | 2010-03-04 | APPARATUS AND METHOD FOR MAGNETIC RESONANCE SCANNING | 2008-05-09 | An apparatus and method for magnetic resonance scanning is described. The apparatus comprises an RF coil (16) for receiving an RF signal, a housing (10) for housing the RF coil, and a support (38). The support (38) is provided for locating a fiducial marker (50) in a repeatable position relative to the housing (10), the repeatable position being within the RF field of the RF coil (16). The fiducial marker, in use, provides a reference peak in a magnetic resonance spectroscopy spectrum. Methods of using such apparatus for magnetic resonance scanning, are also outlined. In particular a method is described that includes the step of providing a housing (10) that comprises a recess (38) located within the RF field of the RF coil (16). A fiducial marker (50) is then placed in the recess without exposing the RF coil (16). | 1. Apparatus for magnetic resonance spectroscopy comprising: at least one RF coil for receiving an RF signal; anda housing for housing said at least one RF coil;characterised in that a support is provided for locating a fiducial marker in a repeatable position relative to the housing, the fiducial marker providing a reference peak in a magnetic resonance spectroscopy spectrum, wherein said repeatable position is located within the RF field of said at least one RF coil. 2. An apparatus according to claim 1 wherein the support enables a fiducial marker to be located in said repeatable position without exposing the RF coil. 3. An apparatus according to claim 1 wherein the support comprises an attachment device for releasably retaining a fiducial marker unit. 4. An apparatus according to claim 3 wherein the attachment device comprises a clip. 5. An apparatus according to claim 3 comprising a fiducial marker unit, wherein the fiducial marker unit comprises a recess for receiving a fiducial marker. 6. An apparatus according to claim 1 wherein the housing comprises a recess that provides said support, the recess being suitable for receiving a fiducial marker. 7. An apparatus according to claim 6 wherein the outer surface of the housing is shaped so as to define the recess, wherein the recess is externally accessible. 8. An apparatus according to claim 5 wherein the RF coil has a region of maximum sensitivity and the recess is provided close to said region of maximum sensitivity. 9. An apparatus according to claim 5 wherein the recess itself contains the fiducial substance. 10. An apparatus according to claim 5 wherein the recess is shaped to receive a container containing a fiducial substance. 11. An apparatus according to claim 10 wherein the recess comprises a through hole into which the container fits. 12. An apparatus according to claim 10, comprising a container located in the recess, the container containing a fiducial substance. 13. An apparatus according to claim 12 wherein the container comprises a container body having a first opening. 14. An apparatus according to claim 13 wherein a container lid is provided for sealing the first opening. 15. An apparatus according to claim 14 wherein the container lid comprises at least one of a bayonet, clip, screw or push fit cap. 16. An apparatus according to claim 14 wherein the container lid is shaped so as to eliminate air pockets from the container thereby minimising susceptibility effects. 17. Apparatus according to claim 13 wherein the container body is shaped so as to minimise susceptibility variation of the fiducial marker substance and its surrounding materials. 18. An apparatus according to claim 5 wherein the recess has a substantially smooth profile. 19. An apparatus according to claim 5 wherein a lid is provided to seal the recess. 20. An apparatus according to claim 19 wherein the lid does not protrude substantially from the RF coil apparatus. 21. An apparatus according t... | PULSETEQ LIMITED | A61B005/055
US20100081937 | A1 | 2010-04-01 | SYSTEM AND METHOD FOR PROCESSING A REAL-TIME ULTRASOUND SIGNAL WITHIN A TIME WINDOW | 2009-09-23 | One embodiment is a method for real-time window processing and window definition that includes measuring a defining signal and an instantaneous tissue state signal, dynamically determining a time window from the defining signal, and processing instantaneous tissue state signal captured in the time window. Another embodiment is a system for processing a real-time ultrasound signal within a time window that includes a physiological signal monitor that measures a physiological signal, an ultrasound acquisition device that acquires an ultrasound signal, a window identifier that uses the physiological signal to identify boundary markers of the output of the physiological signal monitor that define a time window, and an ultrasound processor that processes the ultrasound signal within a time window and outputs a time window processed ultrasound signal. The embodiments have applications in the field of ultrasound tissue tracking and numerous other tissue monitoring fields. | 1. A method for processing a real-time ultrasound signal within a time window comprising the steps of: measuring a physiological signal and an instantaneous ultrasound imaging signal;identifying boundary markers in the physiological signal as the physiological signal is measured, wherein the boundary markers define a time window;processing the ultrasound imaging signal captured in the time window; andoutputting an instantaneous ultrasound imaging signal with processed time windows. 2. The method of claim 1, wherein the step of identifying the boundary markers includes identifying a trigger event. 3. The method of claim 2, wherein the trigger event is identified by a signal edge detector. 4. The method of claim 2, wherein the step of identifying the boundary markers further includes identifying a start boundary marker and a stop boundary marker. 5. The method of claim 2, further comprising determining a plurality of time windows of varying types, each type having a set of boundary markers. 6. The method of claim 5, wherein the step of processing includes processing the ultrasound imaging signal according to the type of time window. 7. The method of claim 1, wherein the physiological signal is an electrocardiogram (ECG). 8. The method of claim 7, wherein the instantaneous measurement of the ultrasound imaging signal is a tissue velocity measurement. 9. The method of claim 7, wherein the instantaneous measurement of the ultrasound imaging signal is a strain rate measurement. 10. The method of claim 9, wherein the step of measuring the ultrasound imaging signal includes processing acquired ultrasound data to calculate the strain rate measurement. 11. The method of claim 9, wherein the strain rate measurement is at a frame rate of at least 100 Hz. 12. The method of claim 9, wherein the step of processing of the ultrasound imaging signal includes accumulating the ultrasound imaging signal over the time window. 13. The method of claim 12, wherein the time window has boundary markers positioned to capture a cardiac phase of a heart cycle. 14. The method of claim 1, wherein properties of a time window are predicted from a time window history. 15. The method of claim 14, including modifying a time window when the determined time window and a predicted time window differ more than a predetermined threshold. 16. A method for processing a real-time ultrasound signal within a time window comprising the steps of: measuring an electrocardiogram (ECG) and identifying the ventricular systole portion of a heart cycle;measuring the strain rate of at least a portion of the heart;dynamically determining a time window from the ventricular systole portion;accumulating the strain rate measurement captured in the time window; andoutputting a strain measurement. 17. A system for processing a real-time ultrasound signal within a time window comprising: a physiological signal monitor that measures a physiological signal;an ultrasound acquisition device that a... | - | A61B008/00 A61B005/0402
US20100069763 | A1 | 2010-03-18 | INTRAVASCULAR PRESSURE SENSOR | 2008-09-16 | Pressure-sensing apparatus includes a sensor die, which is configured for percutaneous insertion through a wall of a blood vessel of a patient so as to generate an electrical signal that is responsive to a pressure in the blood vessel. A wire has a first end connected to the sensor die and a second end connected to an electronics package, which is configured for subcutaneous implantation and is connected via the wire to receive and process the electrical signal that is generated by the sensor die in order to provide an output that is indicative of the pressure. | 1. Pressure-sensing apparatus, comprising: a sensor die configured for percutaneous insertion through a wall of a blood vessel of a patient so as to generate an electrical signal that is responsive to pressure in the blood vessel;a wire having a first end connected to the sensor die and having a second end;an electronics package, which is configured for subcutaneous implantation and is connected to the second end of the wire so as to receive and process the electrical signal that is generated by the sensor die in order to provide an output that is indicative of the pressure. 2. The apparatus according to claim 1, wherein the sensor die has a transverse outer dimension that is no greater than 1 mm. 3. The apparatus according to claim 1 further comprising an anchor connected to the wire and configured to open beneath skin of the patient following implantation of the sensing device in order to prevent accidental removal of the sensor die from the blood vessel. 4. The apparatus according to claim 1 further comprising a control unit configured to receive the output from the electronics package via a wireless link and to process the output so as to provide a reading of the pressure. 5. The apparatus according to claim 4, wherein the device is configured to provide the reading of the pressure continuously and to automatically apply a therapy to the patient responsively to the pressure. 6. The apparatus according to claim 1 further comprising: a trocar for insertion through skin of the patient into proximity with the blood vessel;a puncture tool configured to be inserted through the trocar and to make a hole through a wall of the blood vessel; andan inserter configured to be inserted through the trocar after withdrawal of the puncture tool so as to insert the sensor die via the trocar through the hole into the blood vessel. 7. The apparatus according to claim 6, wherein the trocar comprises a shaft having a longitudinal slot, and wherein the wire passes through the slot while the sensor die is in the trocar so as to connect the sensor die to the electronics package outside the trocar. 8. A method for sensing pressure, comprising: implanting a sensor die percutaneously through a wall of an anatomical structure in a body of a patient;subcutaneously implanting an electronics package, which is connected to the sensor die by a wire;processing in the electronics package an electrical signal received via the wire from the sensor die in order to provide an output that is indicative a pressure in the anatomical structure. 9. The method according to claim 8, wherein the sensor die has a transverse outer dimension that is no greater than 1 mm. 10. The method according to claim 8, wherein implanting the sensor die comprises opening an anchor, which is connected to the wire, beneath skin of the patient following implantation of the sensor die in order to prevent accidental removal of the sensor die from the blood vessel. 11. The method according to claim 8,... | - | A61B005/0215
US07689014 | B2 | 2010-03-30 | Apparatus and method for measuring anatomical objects using coordinated fluoroscopy | 2005-07-12 | Two fluoroscopic images taken from two different angles of the same anatomical feature are registered to a common three-dimensional coordinate system. A dimension of the anatomical feature is determined by specifying with reference to the two registered fluoroscopic images two constrained points within the three-dimensional coordinate system that correspond to the boundaries of the anatomical feature, and calculating a straight-line distance between the two. Additionally, a three-dimensional virtual model of an implant is projected into each of two, registered fluoroscopic image, and a surgeon manipulates the projections to adjust the size and shape of the virtual model, and thereby determine parameters for the implant. | 1. A computer based method for determining a correct size or shape of a surgical implant to be implanted in a patient, comprising: displaying a first fluoroscopic image taken of an anatomical feature from a first angle, the first fluoroscopic image being registered to a common three-dimensional coordinate system; receiving an indication of position within the first fluoroscopic image of a three-dimensional virtual surgical implant, the three-dimensional virtual surgical implant being defined with reference to the common three-dimensional coordinate system and having one or more attributes corresponding to one or more physical characteristics of the surgical implant to be implanted in the patient; displaying a second fluoroscopic image taken of the anatomical feature from a second angle, the second fluoroscopic image being registered to the common three-dimensional coordinate system; computer generating on the first and second fluoroscopic images two dimensional projections of the three-dimensional virtual surgical implant and updating the two dimensional projections of the three-dimensional virtual surgical implant in the first fluoroscopic image in response to a user manipulating the two-dimensional projections of the three-dimensional virtual surgical implant in the second fluoroscopic image. 2. The computer based method of claim 1 wherein manipulating the two-dimensional projections of the three-dimensional virtual surgical implant includes moving the two-dimensional projection to a position where it best aligns with an anatomical feature as shown in the first fluoroscopic image. 3. The computer based method of claim 1 wherein manipulating the two-dimensional projections of the three-dimensional virtual surgical implant includes modifying a dimension of the virtual surgical implant to align the two-dimensional projections with an anatomical feature as shown in the first fluoroscopic image. 4. The computer based method of claim 1 wherein the three-dimensional virtual surgical implant represents a stent and manipulating the two-dimensional projections of the three-dimensional virtual surgical implant includes moving the projection of the virtual surgical implant to a position where the two-dimensional projections in the first and second fluoroscopic images overlay an artery into which a stent will be implanted. 5. A computer readable storage medium on which is recorded program instructions that, when read and executed by a computer, cause the computer to undertake the following steps: displaying a first fluoroscopic image taken of an anatomical feature from a first angle, the first fluoroscopic image being registered to a common three-dimensional coordinate system; receiving an indication of position within the first fluoroscopic image of a three-dimensional virtual surgical implant, the three-dimensional virtual surgical implant being defined with reference to the common three-dimensional coordinate system and having one or more attributes ... | Z-KAT Inc Biomet Manufacturing Corp. | G06K009/00 A61B005/00
US07702379 | B2 | 2010-04-20 | System and method for hybrid tracking in surgical navigation | 2004-08-25 | A system and method for hybrid tracking in surgical navigation is disclosed. A plurality of tracking technologies is used in a medical procedure where a reconciler determines an active tracking technology. The reconciler determines the active tracking technology during the medical procedure. A switch may then activate one or more tracking technologies. The determination of which technology or technologies are to be activated may be based, for example, on metrics measured by each of the technologies, such as an accuracy measurement. In addition, a display may present representations based on at least data obtained by one or more of the tracking technologies. The switch may employ weighted switching to gradually switch the display of a first representation corresponding to a first tracking technology to the display of a second representation corresponding to a second tracking technology, where the first technology is deactivated and the second technology is activated. | 1. A medical tracking system, said system including: a plurality of tracking technologies employed during a medical procedure;a reconciler determining an active tracking technology during said procedure, said active tracking technology including at least one of said tracking technologies;a switch activating said active tracking technology, wherein said switch activates said active tracking technology over a period of time such that a visual representation corresponding to said active tracking technology becomes more visible as a visual representation corresponding to said deactivated tracking technology becomes less visible over said time period; andwherein each tracking technology has a metric associated therewith, and, when a metric associated with a deactivated tracking technology exceeds a metric associated with an activated tracking technology, said reconciler directs said switch to activate the tracking technology with the greater metric and deactivate the tracking technology with the lesser metric. 2. The system of claim 1, wherein said active tracking technology determines tracking data for at least one of a medical instrument and implant. 3. The system of claim 2, wherein said tracking data includes timing data. 4. The system of claim 3, wherein said timing data is employed to synchronize said tracking data with tracking data measured by a second active tracking technology. 5. The system of claim 2, further including a display presenting a representation based on at least said tracking data. 6. The system of claim 1, wherein said switch deactivates at least one of said tracking technologies by causing a display device to cease displaying a representation based on at least tracking data measured by said at least one tracking technology. 7. The system of claim 1, wherein said switch includes at least one of electronic circuitry receiving at least one of activation and deactivation signals from said reconciler and a processor having a software application stored thereon. 8. The system of claim 1, wherein said switch activates said active tracking technology instantaneously. 9. The system of claim 1, wherein said reconciler includes at least one of electronic circuitry communicating at least one of activation and deactivation signals to said switch and a processor having a software application stored thereon. 10. A method for hybrid tracking in medical navigation system, said method including: employing a plurality of tracking technologies for use during a medical procedure;determining an active tracking technology during said procedure, said active tracking technology including at least one of said tracking technologies;activating said active tracking technology, wherein said activating step occurs over a period of time such that a visual representation corresponding to said active tracking technology becomes more visible as a visual representation corresponding to said deactivated tracking technology becomes less visible over said... | General Electric Company | A61B005/05
US20100056885 | A1 | 2010-03-04 | IMPLANTABLE BIOSENSOR DEVICES FOR MONITORING CARDIAC MARKER MOLECULES | 2009-11-04 | An implantable biosensor system is disclosed for determining levels of cardiac markers in a patient to aid in the diagnosis, determination of the severity and management of cardiovascular diseases. The sensor includes nanowire sensor elements having a biological recognition element attached to a nanowire transducer that specifically binds to the cardiac marker being measured. Each of the sensor elements is associated with a protective member that prevents the sensor element from interacting with the surrounding environment. At a selected time, the protective member may be disabled, thereby allowing the sensor element to begin sensing signals within a living body. | 1. A method for determining the presence or amount of an analyte present in a patient, comprising: a. implanting in the patient a sensor element comprising a biological recognition element associated with a portion or portions of a transducer, the biological recognition element being capable of specifically binding to a substance in the patient in an amount related to the presence or amount of the analyte and wherein when the substance is bound to the biological recognition element a detectable signal is produced; and a controller connected to the sensor element adapted to measure detectable signal produced and that can relate the amount of detectable signal measured with the presence or amount of analyte present in the patient;b. contacting the biological recognition element to tissue or fluid in the patient to allow the substance to bind to the biological recognition element;c. measuring the amount of detectable signal produced when the substance binds to the biological recognition element; andd. relating the amount of detectable signal produced to the amount or presence of analyte present in the patient. 2. The method of claim 1, wherein the substance that specifically binds to the biological recognition element is the analyte being measured. 3. The method of claim 1, further including providing a protective member is located adjacent the sensor element to shield the biological recognition member from a surrounding environment for a selectable time period and removing the protective member or a portion thereof so that the biological recognition element can contact tissue or fluid in the patient. 4. The method of claim 1, wherein the transducer comprises a nanowire and a detector constructed and arranged to determine a property associated with the nanowire and the biological recognition element is positioned relative to the nanowire such that an interaction between the biological recognition element and the substance in the patient produces a detectable change in the property to produce the detectable signal. 5. The method of claim 4, wherein the nanowire comprises a gated nanowire field effect transistor wherein an electrical property of the nanowire is sensitive to a change on a surface of the nanowire. 6. The method of claim 4, wherein the sensor element is implanted within the intra-cardiac circulatory system of the patient's heart and the analyte is a cardiac marker. 7. The method of claim 6, wherein the sensor element is implanted within the coronary sinus. 8. The method of claim 6, wherein the sensor element is implanted within a cardiac vein. 9. The method of claim 6, wherein the cardiac marker is a marker selected from the group consisting of BNP, pre proBNP, NT pro BNP, C-type reactive protein, Troponin I, Troponin T, Myoglobin, D-Dimer and cytokines and the biological recognition element specifically binds the analyte. 10. The method of claim 6, wherein the cardiac marker is BNP or a marker related to BNP levels. 11. The me... | Medtronic, Inc. | A61B005/145
US07699791 | B2 | 2010-04-20 | Method and apparatus for improving success rate of blood yield from a fingerstick | 2002-06-12 | Blood samples can be collected without substantial contamination from ambient air, such that the blood sample may be analyzed accurately for gaseous components such as oxygen and carbon dioxide. An embodiment of the device has integrated actuation, lancing, and sample acquisition components, which in some embodiments are miniatuized and/or disposable. | 1. A method for sampling blood comprising the steps of: using an electronic driver to drive a penetrating member and lance a piece of skin to create an incision and a wound tract, the electronic driver being coupled to a processor and the processor being coupled to an amplifier; andusing the amplifier to modulate power from a power supply to the electronic driver to provide a controlled slowed retraction of the penetrating member at a different velocity than a velocity of the penetrating member during creation of the incision, the slowed retraction of the penetrating member creating a bracing of the wound by keeping the tract from closing and keeping a flap created at a skin surface from sealing an opening at a top of the tract, wherein control during retraction of the penetrating member includes controlling velocity of the penetrating member based on penetrating member position using a mechanically predetermined path or an electrical position feedback mechanism. 2. A method of sampling blood according to claim 1 wherein: said bracing comprises controlling the retraction velocity of a lancet. 3. A method for sampling blood according to claim 2 wherein: said controlling comprises of monitoring the displacement of the lancet. 4. A method of sampling blood according to claim 1 wherein: said bracing comprises inserting a tube in the wound tract. 5. A method of sampling blood according to claim 1 wherein: said bracing comprises stretching the piece of skin before and after said lancing. 6. A method of sampling blood comprising the steps of: puncturing a piece of skin to create a wound tract; andbracing said wound tract with a biodegradable structure to provide a controlled slowed retraction of the penetrating member at a different velocity than a velocity of the penetrating member during creation of the incision and permit a controlled sample of blood to exit said wound tract ,the slowed retraction of the penetrating member creating a bracing of the wound by keeping the tract from closing and keeping a flap created at a skin surface from sealing an opening at a top of the tract, wherein control during retraction of the penetrating member includes controlling velocity of the penetrating member based on penetrating member position using a mechanically predetermined path or an electrical position feedback mechanism. | Pelikan Technologies, Inc. | A61B005/00
US07674230 | B2 | 2010-03-09 | Sleep monitoring using a photoplethysmograph | 2007-05-17 | A method for diagnosis includes receiving from a sensor coupled to a body of a sleeping patient a photoplethysmograph signal. The photoplethysmograph signal is processed independently of any other physiological measurements in order to identify sleep stages of the patient. | 1. A method for diagnosis, comprising: receiving from a sensor coupled to a body of a sleeping patient a photoplethysmograph signal; andoperating a data processor for processing the photoplethysmograph signal independently of any other physiological measurements in order to identify apnea episodes which comprise Cheyne-Stokes breathing events and to distinguish a light sleep stage from a deep sleep stage of the patient based on the identified apnea episodes;wherein processing the photoplethysmograph signal comprises distinguishing a rapid eye movement (REM) sleep stage from a light sleep stage responsively to a characteristic of the Cheyne-Stokes breathing events, selected from the group of characteristics consisting of a Cheyne-Stokes wavelength and a desaturation depth. 2. The method according to claim 1, and comprising processing the photoplethysmograph signal in order to measure a vasomodulation in the body. 3. The method according to claim 1, and comprising processing the photoplethysmograph signal in order to measure a heart rate of the patient. 4. The method according to claim 1, and comprising processing the photoplethysmograph signal in order to detect an artifact that is characteristic of motion of the patient. 5. Apparatus for diagnosis, comprising: a sensor, which is configured to be coupled to a body of a sleeping patient and to output a photoplethysmograph signal; anda processor, which is coupled to process the photoplethysmograph signal independently of any other physiological measurements in order to identify apnea episodes which comprise Cheyne-Stokes breathing events and to distinguish a light sleep stage from a deep sleep stage of the patient based on the identified apnea episodes;wherein the processor is configured to distinguish a rapid eye movement (REM) sleep stage from a light sleep stage responsively to a characteristic of the Cheyne-Stokes breathing events, selected from the group of characteristics consisting of a Cheyne-Stokes wavelength and a desaturation depth. 6. The apparatus according to claim 5, wherein the processor is configured to process the photoplethysmograph signal in order to measure a vasomodulation in the body. 7. The apparatus according to claim 5, wherein the processor is configured to process the photoplethysmograph signal in order to measure a heart rate of the patient. 8. The apparatus according to claim 5, wherein the processor is configured to process the photoplethysmograph signal in order to detect an artifact that is characteristic of motion of the patient. 9. A computer software product, comprising a computer-readable medium in which program instructions are stored, which instructions, when read by a computer, cause the computer to receive a photoplethysmograph signal from a body of a sleeping patient, and to process the photoplethysmograph signal independently of any other physiological measurements in order to identify apnea episodes which comprise Cheyne-Stokes breathing events, to... | Widemed Ltd. | A61B005/05 A61B005/02
US07689262 | B2 | 2010-03-30 | Method and magnetic resonance tomography apparatus for correcting changes in the basic magnetic field | 2004-07-08 | In the examination of a subject with a magnetic resonance tomography apparatus, data for a slice of the subject to be examined are obtained with a sequence of a fast MRT imaging method that includes at least three phase correction scans and measurement signals of the respective phase correction scans as well as of the slice are obtained. The phase difference of corresponding data points of two phase correction scans are calculated point-by-point, the average phase difference between the phase correction scans is evaluated, and the frequency offset between the actual resonance frequency relative to the adjusted resonance frequency is calculated based on the average phase difference and the echo time difference between the phase correction scans used. A B0 field map is calculated dependent on the frequency offset and, the measurement data for the slice are corrected using the calculated B0 field map. | 1. A method for calculating a one-dimensional map of a basic magnetic field (B0) for correcting image artifacts in a magnetic resonance tomographic image due to changes in the basic magnetic field, comprising the steps of: obtaining magnetic resonance signals representing magnetic resonance data from a slice of an examination subject by executing a fast magnetic resonance tomography imaging sequence applied to said slice in a B0 field under conditions that disrupt phase-coherence over multiple executions of said sequence, said imaging sequence comprising at least three phase correction scans, and acquiring measurement signals representing data points for each of said phase correction scans;calculating a phase difference between corresponding data points respectively in two of said phase correction scans for said slice, for which said measurement signals were acquired in a same readout direction for all data points in said two of said phase correction scans on a point-by-point basis;identifying an average phase difference for said two of said phase correction scans by adapting a mathematical function;determining an adjusted resonant frequency from said average phase difference and from echo time differences between said two of said phase correction scans, and calculating a frequency offset between an actual resonant frequency and said adjusted resonant frequency;calculating a B0 field map of said B0 field dependent on said frequency offset;dependent on said mathematical function, correcting shimming of said B0 field in said readout direction; andafter correcting said shimming of said B0 field, correcting said magnetic resonance data for said slice using said B0 field map. 2. A method as claimed in claim 1 comprising determining said average phase difference using average value formation. 3. A method as claimed in claim 1 comprising calculating said B0 field map by calculating an absolute value of said B0 field versus the gyromagnetic ratio. 4. A method as claimed in claim 1 comprising calculating said B0 field map by calculating a change of said B0 field relative to said B0 field at a beginning of said sequence. 5. A method as claimed in claim 1 comprising executing said fast magnetic resonance tomography sequence multiple times, and obtaining said measurement signals for said plurality of phase correction scans in one execution of said sequence and obtaining said magnetic resonance data of said slice in another execution of said sequence. 6. A method as claimed in claim 5 comprising, in said execution of said sequence for obtaining said measurement signals for said plurality of phase correction scans, employing an RF excitation pulse having a small flip angle. 7. A method as claimed in claim 1 comprising generating an image of said slice from said measurement data corrected with said B0 field map, and overlaying said image with an anatomical high-resolution image. 8. A method as claimed in claim 7 comprising determining, from said image ov... | Siemens Aktiengesellschaft | A61B005/05
US07702381 | B2 | 2010-04-20 | Optical fiber delivery and collection method for biological applications such as multiphoton microscopy, spectroscopy, and endoscopy | 2004-08-16 | The present invention is directed to a method of applying radiation through an optical fiber for detecting disease within a plant or animal or other penetrable tissue, or imaging a particular tissue of a plant or animal. In addition, fluorescence and nonlinear scattering signals can be detected and localized within a subject by such application of radiation through an optical fiber. The radiation is effective to promote simultaneous multiphoton excitation. The optical fibers are used alone to examine internal regions of tissue, in conjunction with an optical biopsy needle to evaluate sub-surface tissue, or with an endoscope to evaluate tissue within body cavities. The present invention also relates to a device for coupling in radiation from an ultrashort mode-locked laser into the beam path of a microscope. | 1. A method of identifying potential disease within a particular tissue of a plant or animal comprising the steps of: introducing into the tissue at least one input pulse of radiation through at least one large-core microstructured multimode optical fiber operating in a single-mode regime, wherein the at least one input pulse causes nonlinear activation of the tissue, and wherein the tissue emits at least one nonlinear signal in response to nonlinear activation;comparing said at least one nonlinear signal produced by said introducing to at least one nonlinear signal emitted by healthy tissue of the particular plant or animal under the same conditions used to carry out said introducing; andidentifying the particular tissue of a plant or animal where the at least one nonlinear signal produced by said introducing differs from said at least one nonlinear signal emitted by said healthy tissue of the particular plant or animal under the same conditions used to carry out said introducing, as potentially diseased, wherein said at least one large-core microstructured multimode optical fiber has a numerical aperture of equal to or greater than 0.2. 2. The method according to claim 1, wherein said introducing is carried out with a large-core microstructured multimode optical fiber that is a large core step-index fiber. 3. The method according to claim 2, wherein said introducing is carried out with said large core step-index fiber which comprises a silica rod in air. 4. The method according to claim 1, wherein said introducing is carried out with said large-core microstructured multimode optical fiber that is terminally associated with a focusing device, wherein said focusing device is effective in decreasing the focal volume for delivering the output pulse of radiation from said fiber. 5. The method according to claim 4, wherein said introducing is carried out with said large-core microstructured multimode optical fiber that is terminally associated with a focusing device which comprises a lens or lens system. 6. The method according to claim 1, wherein said introducing is carried out with said large-core microstructured multimode optical fiber that is terminally associated with a scanning device under conditions effective to allow the scanning device to scan the nonlinear activation focal volume of the output pulse of radiation, thereby allowing an image formation technique to be used to form an image of the plant or animal tissue. 7. The method according to claim 6, wherein said image formation technique comprises laser scanning imaging. 8. The method according to claim 1, wherein the at least one input pulse of radiation is delivered substantially adjacent to the particular plant or animal tissue. 9. The method according to claim 1, wherein the at least one input pulse of radiation is delivered within the particular plant or animal tissue. 10. The method according to claim 1 further comprising: treating the particular plant or animal tissue wit... | Cornell Research Foundation, Inc. | A61B005/00
US07702065 | B2 | 2010-04-20 | Digital stereotaxic biopsy system | 2005-07-27 | The invention relates to a digital system (1) for performing stereotaxic biopsies with a biopsy needle. The inventive system (1) comprises a series of devices which are used to: emit X-rays, detect and transform X-ray photons into electric signáis, position a tissue sample between the X-ray source and the detector, process the electric signáis, and genérate images. The system can also be equipped with a series of devices complementary to those mentioned above, as well as a means for positioning the aforementioned devices in two positions and obtaining images in two different orientations. | 1. A digital system to assist in carrying out stereotaxic breast biopsies with a biopsy needle to provide for visualization of the position of said biopsy needle with respect to the breast in real-time, said system comprising: an x-ray source for emitting x-ray photons;a pixel-type detector to convert the x-ray photons emitted by the x-ray source into first electrical signals;a positioning means to locate a tissue sample between the x-ray source and the pixel-type detector;processing means in order to process the electrical signals of the pixel-type detector and to produce processed signals; andimaging means to generate a two-dimensional image from said processed signals;wherein:said pixel-type detector includes conversion means to carry out a direct conversion of the x-ray photons into an electrical charge; andsaid pixel-type detector—and the x-ray source are aligned on a working axisthe positioning means are arranged to allow the movement of the working axis between a first position in accordance with a first direction and a second position in accordance with a second direction that forms an angle α with the first direction, wherein 0°≦α≦180°; and wherein,the system includes means to set the angle α by the user; anddisplay means to display the two-dimensional images generated with the imaging means, said display means including a monitor with two projections for displaying two images simultaneously,the imaging means generating a first image in the first position and generating a second image in the second position,the monitor displaying the first image and the second image in real time, such that a three-dimensional visualization is provided to and visualized by a specialist wearing stereoscopic glasses. 2. The system in accordance with claim 1 further including 3D generation means to stereotaxically reconstruct a needle trajectory and a position of a lesion from the first image and the second image to guarantee that the position of the lesion will be intersected by the needle trajectory. 3. The system in accordance with claim 2 wherein intersection of the needle trajectory with the lesion is shown by means of visual markers. 4. The system in accordance with claim 1 wherein a graphical representation of the first image and the second image is obtained and presented with a minimum refresh rate of at least one image per second. 5. The system in accordance with claim 4 wherein the x-ray source comprises means for pulse generation to work in pulsed mode with an exposure period of less than one half of the image refresh rate frequency. 6. The system in accordance with claim 1 wherein the processing means has a means for reading the electrical signals by means for photon counting. 7. The system in accordance with claim 1 wherein the processing means has means for reading the electrical signals by means of charge integration. 8. The system in accordance with claim 1 wherein the conversion means has a semiconductor device. 9. The system in acco... | Consejo Superior de Investigaciones Cientificas Institut de Fisica d'Altes Energies Udiat Centre Diagnostics, S.A. | A61B006/03 A61B006/02 A61B005/05
US07680529 | B2 | 2010-03-16 | System and method for monitoring blood glucose levels using an implantable medical device | 2005-12-20 | T-wave amplitude and QT interval are derived from patient cardiac signals. Then blood glucose levels are determined based on a combination of the T-wave amplitude and the QT interval. By using a combination of both T-wave-based and QT interval-based signals, blood glucose levels can be reliably detected throughout a wide range of blood glucose levels. Once the blood glucose level has been detected, the implanted device compares the blood glucose level against upper and lower acceptable bounds and appropriate warning signals are generated if the level falls outside the bounds. In one example, wherein an implantable insulin pump is additionally provided, the pump is controlled based on the detected blood glucose level to maintain glucose levels within an acceptable range. A calibration technique is also provided for determining patient-specific parameters for use in the detection of blood glucose levels. | 1. A method of monitoring blood glucose levels of a patient using an implantable medical device, the method comprising: detecting patient cardiac signals;detecting a first feature from the cardiac signals, the first feature known to exhibit a substantially bimodal response as a function of blood glucose levels;deriving a first-feature measurement based on data corresponding to the first feature and a predetermined first patient specific parameter;detecting at least one additional feature from the cardiac signals, the additional feature known to exhibit a substantially monotonic response as a function of blood glucose levels;deriving a second-feature measurement based on data corresponding to the second feature and a predetermine second patient specific parameter; andmathematically combining the first-feature measurement and the second feature measurement along with a predetermined third patient specific parameter to derive a blood glucose level. 2. The method of claim 1 wherein the first feature comprises a T-wave amplitude. 3. The method of claim 1 wherein the first feature comprises a T-wave amplitude fraction. 4. The method of claim 1 wherein the additional feature comprises a QT interval. 5. The method of claim 1 wherein the additional feature comprises heart rate variability. 6. The method of claim 1 wherein the additional feature comprises QT dispersion. 7. The method of claim 1 wherein the additional feature comprises at least one of RT and ST interval. 8. An implantable medical device comprising: a cardiac signal detection unit operative to detect a first feature of a cardiac signal that exhibits a substantially bimodal response as a function of blood glucose levels and at least one additional feature of the cardiac signal that exhibits a substantially monotonic response as a function of blood glucose levels; anda processor operative to derive a first-feature measurement based on data corresponding to the first feature and a predetermined first patient specific parameter; derive a second-feature measurement based on data corresponding to the second feature and a predetermine second patient specific parameter; and mathematically combine the first-feature measurement and the second feature measurement along with a predetermined third patient specific parameter to derive a blood glucose level. 9. The device of claim 8 wherein the first feature is T-wave amplitude and the at least one additional feature comprises one of QT interval, heart rate variability, OT dispersion, RT interval and ST interval. 10. The device of claim 8 wherein the processor is operative to derive a blood glucose level by applying the first feature and the at least one additional feature to a linear function. | Pacesetter, Inc. | A61B005/0452
US07686769 | B2 | 2010-03-30 | System for enhancement of neurophysiological processes | 2007-04-05 | Treatment apparatus and method for the enhancement of neurophysiological processes of a patient's visual system utilizes a computer generated display that provides a patient simultaneously with passive visual stimulation images and visual cognitive exercises. The stimulation images include moving elements having edges or points of contrast. The exercises include visual and phonological elements. The invention is used to treat reading, writing and speech disorders, and attention deficit hyperactivity disorder, as well as having broader applications for example in sports sciences. | 1. Apparatus for the enhancement of neurophysiological processes of a patient by the stimulation of receptive cell fields in the visual pathways of the patient between the retina and the visual cortex, the apparatus including first visual display means for viewing by said patient and computer processing means producing an output to said first visual display means to cause a display on said visual display means, said display including at least one visual cognitive exertion exercise and at least one visual stimulation image including one or more therapeutic display elements targeted to stimulate selected ones of said receptive cell fields, said therapeutic display elements including one or more moving contrast edges, wherein said therapeutic display elements are displayed on said visual display means so as to provide therapeutic stimulation to said receptive cell fields of a patient whilst said patient is performing said cognitive exertion exercise, wherein said cognitive exertion exercise comprises a text memory recall exercise. 2. Apparatus according to claim 1 further including second visual display means to be viewed by a therapist and therapist input means allowing said therapist to provide inputs to said processing means to vary said display. 3. Apparatus according to claim 2 wherein said therapist inputs vary at least one visual stimulation image whilst said patient is performing a displayed cognitive exertion exercise. 4. Apparatus according to claim 2 wherein said therapist inputs vary at least one of the spatial density, luminance, contrast, colour, shape, velocity or locus of movement of one or more of said therapeutic display elements. 5. Apparatus according to claim 2 further including feedback means providing an indication of said patient's performance to said computer processing means, and means for indicating said performance on said second visual display means. 6. Apparatus according to claim 5 wherein said feedback means includes patient input means allowing said patient to provide a response to said cognitive exertion exercise. 7. Apparatus according to claim 6 wherein said patient response is auditory. 8. Apparatus according to claim 6 wherein said patient response is hand written. 9. Apparatus according to any one of claims 6 to 8 further including means for varying the display on said first visual display means in response to feedback from said patient. 10. Apparatus according to claim 5 wherein said feedback means includes means for monitoring brain activity of said patient to measure a response to a visual stimulation image and/or a cognitive exertion exercise. 11. Apparatus according to claim 1 further including means for controlling said patient's position relative to said first visual display means. 12. Apparatus according to claim 1 further including means to provide a different display to each eye of said patient. 13. Apparatus according to claim 1 or 12 wherein said first visual display means are virtual re... | Cellfield Pty Limited | A61B005/04 A61B013/00 A61B003/02
US07678060 | B1 | 2010-03-16 | Method of monitoring a state of health, and a wellness/emotional state monitor implementing the method | 2008-03-06 | A method of deriving a single integer figure of merit representative of vital signs of a mammalian, generally a human subject. A systolic blood pressure S, a diastolic pressure D, and a heart rate PR are used to calculate an Inferred Blood Flow (IBF) using the equation IBF=(S−D)* PR/C where C is a constant, typically 100. A procedure is provided for establishing a statistically valid baseline IBF number against which subsequent IBF readings may be compared to assess the wellness (physiological and emotional) of the subject relative to medical community limits and standards. A self-contained apparatus for making measurements, and computing and storing an IBF is also provided. A normalized single digit scale, the Millen Scale is provided and ideal for use with the present invention. A system for monitoring wellness and/or emotional state of being using the IBF parameter is also provided. | 1. A method for monitoring wellness of a human subject, the steps comprising: a. Using at least one selected from the group: computer, processor, and microprocessor, gathering baseline IBF data comprising at least two statistically processed IBF values obtained from a subject placid at rest, each IBF value being calculated by measuring a systolic blood pressure (S), a corresponding diastolic blood pressure (D), and a heart pulse rate (PR), and then calculating said IBF values using the equation: IBF=(S−D)*PR/C where C is a constant, said gathering baseline data step comprising the sub-steps: i. Making an initial setup blood pressure measurement;ii. After said making an initial setup measurement sub-step (i), making five measurements, each of said five measurements being spaced apart by a time interval;iii. Calculating an IBF for each of said five measurements;iv. If a lowest one of said calculated IBFs occurs in one of the first three of said five measurements, stopping the measurement process and proceeding to obtaining step (b); andv. Otherwise, repeating said making measurements sub-step (iii) until the lowest one of a calculated IBF is followed by at least two higher calculated IBFsb. Thereafter, obtaining at least one subsequent IBF value by measuring a systolic pressure (S), a corresponding diastolic blood pressure (D), and a heart pulse rate (PR) of said subject, and then calculating said subsequent IBF value using the equation: IBF=(S−D)*PR/C where Cc. Comparing said at least one subsequent IBF value to said baseline IBF data; andd. Drawing a conclusion regarding the wellness of said subject based upon a result of said comparing step (C). 2. The method for monitoring wellness of a human subject recited in claim 1, wherein said constant C is approximately equal to 100. 3. The method for monitoring wellness of a human subject recited in claim 1, the steps further comprising: e) dividing each of said baseline IBF data and said at least one subsequent IBF value by a second constant to obtain a single-digit value. 4. The method for monitoring wellness of a human subject recited in claim 3, wherein said dividing step (e) comprises dividing by 1800, whereby a Millen Scale value is obtained. 5. The method for monitoring wellness of a human subject recited in claim 1, the steps further comprising: e) using a dedicated apparatus adapted to perform at least one of said obtaining step (b) and said comparing step (c). | - | A61B005/02
US07697973 | B2 | 2010-04-13 | Medical imaging and navigation system | 2007-08-20 | Medical imaging and navigation system including a processor, a display unit, a database, a medical positioning system (MPS), a two-dimensional imaging system, an inspected organ monitor interface, and a superimposing processor, the MPS including a transducer MPS sensor and a surgical tool MPS sensor, the two-dimensional imaging system including an imaging transducer, the processor being connected to the display unit, to the database, to the MPS, to the two-dimensional imaging system, to the inspected organ monitor interface, and to the superimposing processor, the inspected organ monitor interface being connected to an organ monitor, the surgical tool MPS sensor being firmly attached to a surgical tool, the transducer MPS sensor being firmly attached to the imaging transducer, the organ monitor monitoring an organ timing signal associated with an inspected organ. | 1. A system for displaying a cyclically moving inspected organ, said inspected organ moving according to an organ motion cycle, the system comprising: an organ timing signal monitor, for detecting a real-time organ timing signal, associated with said inspected organ;a display unit including semi-transparent goggles;a medical positioning system (MPS), including a patient MPS sensor and a goggles MPS sensor, said patient MPS sensor being adapted to be firmly attached to a patient, said goggles MPS sensor being firmly attached to said goggles, said MPS detecting the location and orientation of said patient MPS sensor and said goggles MPS sensor in a single coordinate system;an image database storing a plurality of pre-acquired images, each said pre-acquired images being associated with a certain cycle position in said organ motion cycle, each of said pre-acquired images being three dimensionally associated with said single coordinate system;a processor, coupled with said MPS, with said image database, with said display unit and with said organ timing signal monitor, said processor selecting one of said pre-acquired images associated with a real-time cycle position in said real-time organ timing signal, said processor further determining a viewing plane according to the relative location and orientation of said patient MPS sensor and said goggles MPS sensor and, said processor rendering said selected pre-acquired image to said viewing plane,and wherein said goggles displaying said rendered selected pre-acquired image. 2. The system according to claim 1, wherein said plurality of pre-acquired images are pre-acquired in said single coordinate system. 3. The system according to claim 1, wherein said plurality of pre-acquired images are three-dimensional reconstructed images. 4. The system according to claim 1, wherein said plurality of pre-acquired images are two-dimensional pre-acquired images. 5. The system according to claim 1, wherein said MPS further includes a surgical tool MPS sensor firmly attached to a surgical tool, said MPS detecting the location and orientation of said surgical tool MPS sensor in said single coordinate system. 6. The system according to claim 5, wherein said processor superimposes a representation of said surgical tool, on said selected pre-acquired image, according to said location and orientation of said surgical tool MPS sensor. | MediGuide, Ltd. | A61B005/05
US08086292 | B2 | 2011-12-27 | Analyte monitoring and management system and methods therefor | 2009-10-27 | Method and apparatus for providing multiple data receiver units in a data monitoring and management system such as analyte monitoring system where a first data receiver includes all of the functionalities for the data monitoring and management system receiver unit, and a second data receiver unit is configured with a limited functions to provide application specific convenience to the user or patient is disclosed. | 1. A method of analyte monitoring, comprising: providing primary and secondary receiver units;receiving with the secondary receiver unit one or more signals from a transmitter unit, the one or more signals associated with a respective one or more analyte levels being monitored;storing the received one or more signals in the secondary receiver unit;detecting with the secondary receiver unit whether the primary receiver unit is in a power on state;transmitting the stored one or more signals from the secondary receiver unit to the primary receiver unit; andpowering down the secondary receiver unit when the primary receiver unit is detected to be in the power on state. 2. The method of claim 1 further comprising: detecting the one or more analyte levels; andtransmitting the one or more signals each corresponding to the detected one or more analyte levels substantially in real time. 3. The method of claim 1 wherein detecting with the secondary receiver unit whether the primary receiver unit is in the power on state includes receiving a power on state signal from the primary receiver unit. 4. The method of claim 1 wherein detecting with the secondary receiver unit whether the primary receiver unit is in the power on state includes periodically transmitting a signal, and receiving a return acknowledgement signal from the primary receiver unit. 5. The method of claim 1 wherein powering down the secondary receiver unit includes executing a hibernate mode. 6. The method of claim 5, wherein the secondary receiver unit does not accept signals transmitted from the transmitter unit when in the hibernate mode. 7. The method of claim 1 wherein the monitored analyte level includes a glucose level. 8. The method of claim 1 wherein transmitting the stored one or more signals from the secondary receiver unit to the primary receiver unit includes performing data synchronization. 9. The method of claim 1 including receiving with the primary receiver unit additional one or more signals associated with the respective one or more analyte levels being monitored. 10. The method of claim 1 wherein transmitting the stored one or more signals from the secondary receiver unit to the primary receiver unit includes establishing a communication link between the primary receiver unit and the secondary receiver unit. 11. The method of claim 10 wherein the communication link includes one or more of an infrared communication link, a radio frequency communication link, a short range communication link, or a cable connection. 12. The method of claim 1 including outputting the stored one or more signals on a user interface of the primary receiver unit when the primary receiver unit is in the power on state. 13. The method of claim 12 further including outputting on the user interface of the primary receiver unit additional one or more signals associated with the respective one or more analyte levels being monitored. 14. The method of claim 13 including outputting trend info... | Abbott Diabetes Care Inc. | A61B005/05
US08234130 | B2 | 2012-07-31 | Method for creating medical treatment models from a database of medical records | 2006-06-08 | A medical guide service for a doctor, a patient, a general user, and a medical institution. The medical guide system may include a unit that creates medical record data and a unit that extracts the medical record data for each patient. The unit that extracts the medical record data uses examination data before a predetermined dividing point in a chronological order as before-dividing-point data and treatment data after the predetermined dividing point in the chronological order as after-dividing-point data. A unit extracts a treatment pattern from the after-dividing-point data. Another unit derives a rule that associates the examination results with the treatment pattern from the treatment pattern and the before-dividing-point data. | 1. A medical guide system comprising: a unit that creates medical record data including examination data that includes examination items, the date and time of an examination, and examination results, and treatment data that includes treatment behaviors, the date and time of a medical treatment, and treatment results, the examination data and the treatment data being electronically recorded for every patient;a unit that extracts the medical record data for each patient, and uses the examination data before a predetermined dividing point in a chronological order as before-dividing-point data and the treatment data after the predetermined dividing point in the chronological order as after-dividing-point data;a unit that extracts a treatment pattern from the after-dividing-point data, wherein the frequency that the treatment pattern occurs is equal to or greater than a predetermined number; anda unit that derives a rule, using at least one computer processor, that associates the examination results with the treatment pattern from the treatment pattern and the before-dividing-point data. 2. The medical guide system according to claim 1, wherein the after-dividing-point data is the examination data and the treatment data after the predetermined dividing point, and the unit that extracts the treatment pattern extracts an examination pattern and the treatment pattern. 3. The medical guide system according to claim 1, wherein the unit that extracts the treatment pattern extracts the treatment pattern having a chronological order including an order of treatments. 4. The medical guide system according to claim 1, wherein the unit that derives the rule uses machine learning to derive the rule. 5. The medical guide system according to claim 1, wherein the unit that derives the rule derives the rule having examination items and examination results as conditions and the treatment pattern as a conclusion, from the treatment pattern and the before-dividing-point data. 6. The medical guide system according to claim 1, wherein the predetermined dividing point is designated by a user. 7. The medical guide system according to claim 1, wherein the predetermined number is a threshold value that is designated by a user. 8. The medical guide system according to claim 1, further comprising: a unit that records the derived rule and searches a corresponding treatment pattern using the examination items and the examination results as search keys. 9. The medical guide system according to claim 1, wherein the unit that extracts the treatment pattern uses a classification layer of the treatment behaviors to extract the treatment pattern and the treatment behaviors emerged in the treatment data. 10. The medical guide system according to claim 1, wherein the examination items include a physical examination, histodiagnosis, and cytologic diagnosis, and the treatment behaviors include a surgical operation, a radiation treatment, chemotherapy, a prescription, and a clinical... | International Business Machines Corporation | G06Q050/00
US08968193 | B2 | 2015-03-03 | System and method for enabling a research mode on physiological monitors | 2008-09-30 | The present disclosure may provide a system and method for analyzing data acquired using a physiological monitor. In one embodiment, the analysis is performed on the physiological monitor and results in the analysis of data collected by the physiological monitor over an interval of time. The analysis may include comparing the data to sample data representative of known disease states and/or may include performing statistical analyses or recalculations of the data based on adjusted monitor settings. In one embodiment, the settings of the physiological monitor may be adjusted based on the results of the analyses. | 1. A method for analyzing data, comprising: collecting data over a time interval using a physiological monitor in a monitoring mode;calculating one or more physiological characteristics of a patient over the time interval using one or more of a first coefficient, a first algorithm, or a first calibration; wherein the physiological monitor is configured to monitor the one or more physiological characteristics;entering a research mode on the physiological monitor concurrent with collecting data over the time interval, wherein the research mode is distinct from the monitoring mode of the physiological monitor; andanalyzing the data on the physiological monitor in the research mode, wherein analyzing the data comprises recalculating the one or more physiological characteristics for the time interval using one or more of a second coefficient different from the first coefficient, a second algorithm different from the first algorithm, or a second calibration different than the first calibration. 2. The method of claim 1, comprising: adjusting one or more settings of the physiological monitor based on the results of the analysis. 3. The method of claim 1, comprising: adjusting one or more settings of the physiological monitor based on the results of the analysis; andcollecting additional data using the physiological monitor. 4. The method of claim 1, comprising: displaying data indicative of one or more disease states on the physiological monitor when in the research mode; andcomparing the collected data to the data indicative of one or more disease states. 5. The method of claim 1, wherein analyzing the data comprises performing at least one of a statistical analysis, a filtering operation, or a pattern recognition operation on the data. 6. The method of claim 1, wherein analyzing the data comprises accessing the physiological monitor via a networked processor-based system. 7. The method of claim 1, wherein analyzing the data comprises analyzing one or more measures related to monitor performance or staff performance during the time interval. 8. The method of claim 1, wherein the data corresponds to one or more of patient physiological data, sensor measurement values, or alarm response time measurements. 9. The method of claim 1, comprising automatically generating one or more recommended settings for the monitoring mode based on the recalculation of the one or more physiological characteristics. 10. A method for analyzing data, comprising: collecting data over a time interval using a physiological monitor in a monitoring mode;calculating at least one physiological characteristic or trend over the time interval by the physiological monitor in the monitoring mode;entering a research mode concurrently with the monitoring mode on the physiological monitor;accessing a set of data acquired in the monitoring mode by the physiological monitor over the time interval;executing one or more analysis routines on a processor of the physiological monitor in ... | Covidien LP | A61B005/00 A61B005/1455 G06F019/00
US09038639 | B2 | 2015-05-26 | Rod-shaped body | 2006-06-26 | The invention relates to a rod-shaped body (1) comprised of one or more filaments (2) and of a non-ferromagnetic matrix material (3). The matrix material (3) surrounds the filament(s) (1) and/or adheres them to one another. The rod-shaped body is also comprised of a dopant consisting of particles that generate magnetic resonance tomographic artifacts that is introduced into the matrix material (3). Rod-shaped bodies of this type can be used to construct guide wires, catheters and other instruments to be used in minimally invasive surgical interventions. | 1. A cylindrical composite body comprising a multiplicity of rod-shaped bodies used for manufacturing a magnetic resonance tomography (MRT)-compatible medical instrument, wherein each of the rod-shaped bodies is comprised of one or more non-metallic filaments,a non-ferromagnetic matrix material, wherein the non-ferromagnetic matrix material encloses and/or agglutinates the one or more filaments and maintains the diameter of the rod-shaped bodies before and after placement in a subject and during removal, anddoping particles included in the non-ferromagnetic matrix material, wherein the doping particles generate magnetic resonance tomography (MRT) artefacts thereby forming a doped matrix material and wherein each of the doping particles has a mass in the range of micrograms to nanograms, wherein the multiplicity of rod-shaped bodies have the same diameters or different diameters or a first rod-shaped body of the multiplicity of rod-shaped bodies is surrounded by several secondary rod-shaped bodies of smaller diameters, and wherein the multiplicity of rod-shaped bodies is surrounded by a non-doped matrix material. 2. The cylindrical composite body according to claim 1, wherein the one or more filaments consist of plastic and/or glass fibre. 3. The cylindrical composite body according to claim 1, wherein the non-ferromagnetic matrix material consists of epoxy resin. 4. The cylindrical composite body according to claim 1 wherein each of the rod-shaped bodies is continuously doped with the doping particles along its longitudinal axis, wherein the doping particles generate magnetic resonance tomography artefacts. 5. The cylindrical composite body according to claim 1, wherein each of the rod-shaped bodies is discontinuously doped with the doping particles along its longitudinal axis, wherein the doping particles generate magnetic resonance tomography artefacts. 6. The cylindrical composite body according to claim 1, wherein the one or more filaments are arranged in parallel. 7. The cylindrical composite body according to claim 1 wherein the filaments are arranged braided with each other, woven, cross-linked, twisted or coiled. 8. The cylindrical composite body according to claim 1, wherein the doping particles generate magnetic resonance tomography artefacts that render each of the rod-shaped bodies visible in a MRT image and do not interfere with identifying of body structure in a testing vicinity. 9. The cylindrical composite body according to claim 1, wherein each of the rod-shaped bodies has a diameter in the range of between 0.005 mm and 5 mm or between 0.1 mm and 1 mm. 10. The cylindrical composite body according to claim 1, wherein the multiplicity of rod-shaped bodies are arranged braided with each other, woven, cross-linked, twisted or coiled. 11. The cylindrical composite body according to claim 1 wherein the multiplicity of rod-shaped bodies possess different magnetic resonance tomography properties. 12. The cylindrical composite ... | MARVIS MEDICAL GMBH | A61B005/055 A61L031/18 A61L029/12 A61L029/18 A61L031/12
US08452363 | B2 | 2013-05-28 | Device for measuring an analyte in an eye fluid | 2007-07-23 | The invention proposes a manual measuring appliance (112) and an analytical measuring system (110) which can be used to measure at least one analyte in an eye fluid of an eye (114). The handheld measuring appliance (112) comprises a measuring system (120) and a positioning system (122). The measuring system (120) can measure at least one property of the at least one analyte and/or at least one analyte-dependent change of property of at least one ocular sensor (116) in the eye fluid, and this can be used to infer a concentration of the analyte in the eye fluid. The positioning system (122) is set up to measure a spatial positioning, wherein the spatial positioning comprises a distance between at least one measurement location in the eye (114) and the handheld measuring appliance (112) and also furthermore at least one further positioning co-ordinate. Furthermore, the handheld measuring appliance comprises a calibration system (128), wherein the calibration system (128) is set up to perform a comparison measurement of at least one analyte concentration in a body fluid and/or to adopt measurement data from a comparison measurement performed using a separate measuring appliance and to take them into account when determining the concentration of the at least one analyte. | 1. A handheld measuring appliance for measuring at least one analyte in an eye fluid in an eye, having a measuring system which is set up to measure at least one property of the at least one analyte and/or at least one analyte-dependent change of property in at least one ocular sensor in the eye fluid, anda positioning system which is set up to measure a spatial positioning, wherein the spatial positioning comprises a distance between at least one measurement location in the eye and the handheld measuring appliance and also at least one further positioning co-ordinate,the handheld measuring appliance further comprising an integrated calibration system, wherein the calibration system is set up to perform a comparison measurement, using a separate measuring appliance, of at least one analyte concentration in a body fluid and to take the comparison measurement into account when determining the concentration of the at least one analyte, wherein the handheld measuring appliance is set up to ask a patient to perform a calibration measurement. 2. The handheld measuring appliance as claimed in claim 1, wherein the measuring system comprises at least one of the following systems: an infrared (IR) spectroscopic measuring system, a near infrared (NIR) spectroscopic measuring system, a RAMAN spectroscopic measuring system, a UV visible (UV/VIS) spectroscopic measuring system, a fluorescence measuring system, an impedance measuring system, a photoacoustic measuring system, a circular dichroic measuring system, a refractometric measuring system, and an interferometric measuring system. 3. The handheld measuring appliance as claimed in claim 1, wherein the at least one further positioning co-ordinate comprises at least one of the following variables: an angle of a virtual connecting line between the handheld measuring appliance and the at least one measurement location in a prescribed angle system, a co-ordinate of the handheld measuring appliance, a co-ordinate of the at least one measuring location, and an orientation angle of the handheld measuring appliance in a prescribed co-ordinate system. 4. The handheld measuring appliance as claimed in claim 1, wherein the positioning system comprises at least one of the following systems: a camera system; an image recognition system; a triangulation system; a propagation time measuring system; a 1-, 2- or 3-dimensional intensity measuring system for at least one signal; a 2- or 3-dimensional magnetoresistive measuring system; and a measuring system for comparing at least two signals measured by means of two sensors in a different spatial arrangement. 5. The handheld measuring appliance as claimed in claim 1, wherein the separate measuring appliance is set up to determine a blood sugar concentration using an electrochemical or optical method. 6. The handheld, measuring appliance as claimed in claim 1, wherein the handheld measuring appliance is set up to request a calibration measurement in one of the following s... | Eyesense AG | A61B005/00 A61B003/00 A61B003/10
US09319812 | B2 | 2016-04-19 | System and methods of subject classification based on assessed hearing capabilities | 2008-08-29 | A method of assessing hearing characteristics of a subject is provided. The method includes determining a hearing capability of the subject based on responses of the subject to a series of sounds presented to the subject. Each sound corresponds to a presence, absence or irrelevance of a predetermined plurality of features. The method further includes assigning the subject to one of a predetermined plurality of classes based upon the responses of the subject, each of the plurality of classes being derived from hearing tests performed on a plurality of other subjects. | 1. A computer implemented method of assessing hearing characteristics of a person, the method comprising: providing, by a processor, a series of sounds to an interface configured to present the series of sounds to a person, wherein different sounds in the series of sounds corresponding to at least one of a presence, absence or irrelevance of a predetermined plurality of consonant features, wherein the predetermined plurality of consonant features comprises at least a Nasal feature, a Compact feature, and a Grave feature;determining, by the processor, a hearing capability of the person based on responses of the person to the series of sounds; andassigning, by the processor, the person to one of a predetermined plurality of classes based upon the responses of the person, each of the plurality of classes describing errors made primarily with respect to the Nasal, Compact, and Grave consonant features. 2. The method of claim 1, further comprising setting, by the processor, one or more parameter values of a hearing-enhancement device based on the class to which the person is assigned. 3. The method of claim 1, wherein determining the hearing capability comprises identifying one or more of the predetermined plurality of consonant features as contributing more than other consonant features of the predetermined plurality of consonant features to one or more failures to correctly respond to one or more sounds of the series of sounds. 4. The method of claim 3, wherein the one or more failures to correctly respond to the one or more sounds of the series of sounds defines one or more feature errors made with respect to the one or more features corresponding to the one or more sounds of the series of sounds, and further comprising generating a performance measure for the person based upon a computed mean of the one or more feature errors. 5. The method of claim 4, wherein the computed mean of the one or more feature errors equals a weighted mean, and further comprising computing the weighted mean, ξ, to be equal toξ=∑i=1N⁢wi⁢ni∑i=1N⁢wiwhere w1 is a weight assigned to the ith feature of the predetermined plurality of consonant features and ni is the number of feature errors with respect to the ith feature. 6. The method of claim 5, wherein the assigning the person to one of the predetermined plurality of classes comprises computing a weighted contribution of each feature, the weighted contribution of a feature quantitatively measuring the contribution that each feature makes to the computed mean of feature errors. 7. The method of claim 6, wherein computing the weighted contribution of each feature comprises computing a value equal toContribution⁡(fi)=wi⁢niξwherein Contribution(fi) is the weighted contribution of the ith feature. 8. The method of claim 1, wherein the plurality of classes describe the errors made by the assigned persons with respect to Nasal, Compact, and Grave consonant features and no other consonant features. 9. A system for tuning a... | University of Florida Research Foundation, Inc. | A61B005/12 H04R025/00 A61B005/00
US07678058 | B2 | 2010-03-16 | Apnea type determining apparatus and method | 2006-06-22 | An apnea classification system provides for apnea monitoring and differentiation based on several sleep apnea related parameters for diagnostic and therapeutic purposes. Monitoring of such sleep apnea related parameters allows the apnea classification system to differentiate among the different types of apnea. This information may then be used to determine the best method of therapy, or adjust current therapy parameters to more effectively treat a subject. | 1. An apparatus comprising: a respiration-based first apnea detector, comprising a respiration sensor providing cyclic information indicative of inhaling and exhaling;a non-respiration-based second apnea detector, comprising at least one of a blood pressure sensor and a heart sound sensor, the second apnea detector using information other than cyclic information indicative of inhaling and exhaling; andan apnea classifier module, coupled to the first and second apnea detectors, to distinguish between obstructive sleep apnea (OSA) and central sleep apnea (CSA) using information from both the first and second apnea detectors. 2. The apparatus of claim 1, in which the respiration sensor includes an impedance sensor. 3. The apparatus of claim 1, in which the respiration sensor includes a blood pressure sensor configured to extract respiration information from blood pressure information. 4. The apparatus of claim 1, in which the respiration sensor includes an accelerometer configured to extract respiration information from an acceleration. 5. The apparatus of claim 1, in which the respiration sensor includes a heart sound sensor configured to extract respiration information from heart sounds. 6. The apparatus of claim 1, in which the respiration sensor includes an acoustic sensor configured to extract respiration information from respiratory sounds. 7. The apparatus of claim 1, in which the respiration sensor includes a position sensor configured to extract respiration information from body movement. 8. The apparatus of claim 1, in which the respiration sensor includes a thermister configured to extract respiration information from a temperature variation. 9. The apparatus of claim 1, in which the non-respiration-based second apnea detector includes the blood pressure sensor, and wherein the blood pressure sensor is configured to be located in a pulmonary artery to measure a pulmonary artery pressure; and in which the apnea classifier module is configured to distinguish between obstructive sleep apnea (OSA) and central sleep apnea (CSA) using respiration information from the first respiration-based first apnea detector and pulmonary artery pressure information from the non-respiration-based second apnea detector. 10. The apparatus of claim 1, in which the non-respiration-based second apnea detector includes the blood pressure sensor, and wherein the blood pressure sensor is configured to be located in association with a ventricle to measure a ventricular pressure; and in which the apnea classifier module is configured to distinguish between obstructive sleep apnea (OSA) and central sleep apnea (CSA) using respiration information from the first respiration-based first apnea detector and ventricular pressure information from the non-respiration-based second apnea detector. 11. The apparatus of claim 10, in which the blood pressure sensor is configured to sense a left ventricle end diastolic pressure (LVEDP); and in which the apnea classifier mo... | Cardiac Pacemakers, Inc. | A61B005/08
US07704211 | B1 | 2010-04-27 | Method and apparatus for assessing fluid level in lungs | 2005-03-21 | The invention relates to an apparatus and method to assess the fluid level in lungs. An implantable medical device or external monitor is used to sense or monitor the patient's respiratory patterns to identify the presence of periodic breathing or Cheyne-Stokes Respiration (CSR) which is common in patients with congestive heart failure. A fluid index is used to assess the severity of congestive heart failure in a patient. A ratio of Δ blood gas/Σtotal lung volume can be used to determine the lung fluid index. | 1. A method for use by an implantable medical device for assessing fluid level in a patient's lungs, comprising: detecting a first Cheyne-Stokes respiration cycle;obtaining a first transition value for a respiration-dependent blood parameter during the first Cheyne-Stokes respiration cycle, wherein the first transition value is representative of a change in blood gas levels within the patient during the first Cheyne-Stokes respiration cycle;obtaining a first tidal volume of the lungs value during the corresponding first Cheyne-Stokes respiration cycle;deriving a first fluid index for the first Cheyne-Stokes respiration cycle from the first transition value and the first tidal volume of the lungs value; andassessing fluid level in the lungs of the patient during Cheyne-Stokes respiration based on the first fluid index. 2. The method of claim 1 wherein: obtaining the first transition value comprises detecting a minimum value and a maximum value of CO2 concentration and determining the change in blood gas levels within the patient from the minimum and maximum values of CO2 concentration. 3. The method of claim 1 wherein: obtaining the first tidal volume of the lungs value comprises integrating phrenic nerve activity. 4. The method of claim 1 wherein: obtaining the first tidal volume of the lungs value comprises calibrating an impedance sensor from a pneumotachometer. 5. The method of claim 1 wherein: obtaining the first tidal volume of the lungs value comprises calibrating air flow from a thermistor cannula. 6. The method of claim 1 wherein: obtaining the first transition value comprises detecting a minimum value and a maximum value of O2 concentration and determining the change in blood gas levels within the patient from the minimum and maximum values of O2 concentration. 7. The method of claim 1 further comprising: detecting a second Cheyne-Stokes respiration cycle;obtaining a second transition value of a respiration-dependent blood parameter, the second transition value occurring during the second Cheyne-Stokes respiration cycle;obtaining a second tidal volume of the lungs value during the second Cheyne-Stokes respiration cycle;deriving a second fluid index for the second Cheyne-Stokes respiration cycle from the second transition value and the second tidal volume of the lungs value; andcomparing the first fluid index and the second fluid index to obtain a further indication of the fluid level in the patient's lungs. 8. The method of claim 1 wherein obtaining the first tidal volume of the lungs value comprises summing intrathoracic impedance. 9. A method for assessing fluid level in a patient's lungs for use by an implantable medical device, comprising: detecting first and second periods of Cheyne-Stokes respiration;accumulating measurements of transitions in a respiration-dependent blood parameter during the first period of Cheyne-Stokes respiration, wherein the respiration-dependent blood parameter is representative of changes in blood g... | Pacesetter, Inc. | A61B005/02 A61B005/08 A61B005/00
US20100099979 | A1 | 2010-04-22 | SPATIAL CHARACTERIZATION OF A STRUCTURE LOCATED WITHIN AN OBJECT BY IDENTIFYING 2D REPRESENTATIONS OF THE STRUCTURE WITHIN SECTION PLANES | 2007-09-20 | It is described a virtual pullback as a visualization and quantification tool that allows an interventional cardiologist to easily assess stent expansion. The virtual pullback visualizes the stent and/or the vessel lumen similar to an Intravascular Ultrasound (IVUS) pullback. The virtual pullback is performed in volumetric data along a reference line. The volumetric data can be a reconstruction of rotational 2D X-ray attenuation data. Planes perpendicular to the reference line are visualized as the position along the reference line changes. This view is for interventional cardiologists a very familiar view as they resemble IVUS data and may show a section plane through a vessel lumen or a stent. In these perpendicular section planes automatic measurements, such as minimum and maximum diameter, and cross sectional area of the stent can be calculated and displayed. Combining these 2D measurements allows also volumetric measurements to be calculated and displayed. | 1. A method for spatially characterizing a structure (210a, 210b, 410) located within an object under examination (107), in particular for spatially characterizing a medical device (210a, 210b, 410) being inserted into the body (107) of a patient, the method comprising the steps of acquiring a volumetric dataset of the object under examination (107),establishing a reference line (415) within the volumetric dataset,generating a plurality of section planes (414) within the volumetric dataset, wherein the section planes (414) are oriented at least approximately perpendicular to the reference line (415), andidentifying 2D representations (420b) of the structure (210a, 210b, 410) within the plurality of section planes (414). 2. The method according to claim 1, wherein the volumetric dataset represents the X-ray attenuation behavior of the object under examination (107). 3. The method according to claim 1, wherein the volumetric dataset is a motion compensated dataset. 4. The method according to claim 1, wherein the reference line (415) is defined by at least two reference markers (212) being inserted into the object under examination (107). 5. The method according to claim 1, wherein the reference line (415) is defined by a guide wire (413). 6. The method according to claim 1, further comprising the step of visualizing the structure (210a, 210b, 410) by displaying the identified 2D representations (420b) of the structure (210a, 210b, 410) in a sequential manner. 7. The method according to claim 1, further comprising the step of displaying a 3D model representation (770) of the structure (210a, 210b, 410) by combining a plurality of identified 2D representations (420b) being assigned to a plurality of different section planes (414). 8. The method according to claim 1, further comprising the step of measuring at least one spatial dimension of at least some of the identified 2D representations (420b). 9. The method according to claim 8, further comprising the step of combining the at least one spatial dimension being measured for different 2D representations (420b) in such a manner that a 3D model representation (770) of the structure is established. 10. The method according to claim 8, wherein the spatial dimension is the diameter (d) of the structure (210a, 210b, 410) and/or the cross sectional area (A) of the structure (210a, 210b, 410). 11. The method according to claim 8, further comprising the step of displaying a diagram (640, 645) depicting the at least one spatial dimension as a function of the position of the corresponding section plane (414) with respect to the reference line (415). 12. The method according to claim 1, wherein the reference line (415) is located within a vessel lumen (419) of a patient. 13. The method according to claim 12, wherein the structure is a predetermined region of a vessel tree (419). 14. The method according to claim 13, wherein at least one known property of a vessel lumen (419) is used in order to ide... | - | A61B005/05 G06K009/62 G01N023/04
US20100076332 | A1 | 2010-03-25 | EXPIRATORY FLOW SENSOR SYSTEM AND METHOD | 2008-09-23 | An expiratory flow sensor system is disclosed herein. The expiratory flow sensor includes an expiratory channel adapted to transfer an expiratory gas, a fresh gas channel adapted to transfer a fresh gas, and a sensing element disposed within the fresh gas channel so that the sensing element is never directly exposed to the expiratory gas. The sensing element is configured to measure a fresh gas flow rate. The fresh gas flow rate may be implemented to estimate an expiratory flow rate in a manner that minimizes imprecision attributable to sensing element contamination. | 1. An expiratory flow sensor system comprising: an expiratory channel, said expiratory channel adapted to transfer an expiratory gas;a fresh gas channel pneumatically coupled with the expiratory channel, said fresh gas channel adapted to transfer a fresh gas; anda sensing element disposed within the fresh gas channel such that the sensing element is never directly exposed to the expiratory gas, said sensing element being configured to measure a fresh gas flow rate;wherein the fresh gas flow rate may be implemented to estimate an expiratory flow rate in a manner that minimizes imprecision attributable to sensing element contamination. 2. The expiratory flow sensor system of claim 1, further comprising a controller operatively connected to the sensing element, said controller being configured to estimate an expiatory flow rate based on the fresh gas flow rate. 3. The expiratory flow sensor system of claim 2, further comprising a flow restrictor disposed within the expiratory channel. 4. The expiratory flow sensor system of claim 3, wherein the fresh gas channel is pneumatically coupled to the expiratory channel at a downstream location as measured relative to the flow restrictor. 5. The expiratory flow sensor system of claim 4, wherein the flow restrictor is configured to generate a low-pressure region adapted to pull fresh gas into the fresh gas channel. 6. The expiratory flow sensor system of claim 3, wherein the fresh gas channel is pneumatically coupled in parallel with the expiratory channel. 7. The expiratory flow sensor system of claim 6, further comprising a source of fresh gas connected to the fresh gas channel. 8. The expiratory flow sensor system of claim 7, wherein the source of fresh gas comprises one of a pressurized storage tank and a pump. 9. The expiratory flow sensor system of claim 7, wherein the source of fresh gas is configured to introduce fresh gas into the fresh gas channel at a rate sufficient to prevent any expiratory gas form entering the fresh gas channel. 10. An expiratory flow sensor system comprising: an expiratory channel, said expiratory channel adapted to transfer an expiratory gas;a flow restrictor disposed within the expiratory channel;a fresh gas channel pneumatically coupled with the expiratory channel, said fresh gas channel adapted to transfer a fresh gas;a sensing element disposed within the fresh gas channel such that the sensing element is never directly exposed to the expiratory gas, said sensing element being configured to measure a fresh gas flow rate; anda controller operatively connected to the sensing element, said controller being configured to estimate an expiatory flow rate based on the fresh gas flow rate. 11. The expiratory flow sensor system of claim 10, wherein the fresh gas channel is pneumatically coupled to the expiratory channel at a downstream location as measured relative to the flow restrictor. 12. The expiratory flow sensor system of claim 11, wherein the flow restrictor is ... | GENERAL ELECTRIC COMPANY | A61B005/087 A61M016/00
US20100068702 | A1 | 2010-03-18 | Method for Detecting Disease-Related Marker Using Gastric Mucosal Lavage Fluid | 2007-05-15 | The invention relates to a sample containing a gastric mucosa lavage fluid collected from a subject who has received a gastric mucus removal treatment and a method for detecting a disease-related marker using the same. By using the sample of the invention, the disease-related marker can be detected conveniently, less invasively, highly sensitively and highly accurately. | 1. A sample for diagnosing a disease, containing a gastric mucosal washes that contains substantially no gastric mucus, obtained by washing the gastric mucosa exposed due to an administration of a gastric mucus removal agent and subsequent washing and removal of gastric mucus. 2. The sample according to claim 1, containing 5 μg or more of a nucleic acid. 3. The sample according to claim 1, further containing a chelating agent and/or a pH adjuster. 4. The sample according to claim 1, wherein pH is from 3 to 11. 5. (canceled) 6. A method for detecting a disease-related marker, comprising a process of extracting a nucleic acid from the sample according to claim 1. 7. The method according to claim 6, further comprising a process of adjusting the pH of the sample to between 3 and 11. 8. A method for diagnosing a disease, comprising a process of detecting a disease-related marker using the method according to claim 6. 9. A method for collecting a sample from a subject, comprising the steps of: removing gastric mucus of the subject to expose gastric mucosa;washing the gastric mucosal surface; andcollecting gastric mucosal washes. 10. (canceled) | Sapporo Medical University St. Marianna University, School of Medicine | C12Q001/68 A61B005/00
US07684600 | B2 | 2010-03-23 | Method and apparatus for calculating 3D volume of cerebral hemorrhage | 2006-11-29 | The present invention provides a method and apparatus for appropriately calculating 3D volume of cerebral hemorrhage lesion. The present invention sets a ROI for normal cerebral parenchymal region and a ROI for cerebral hemorrhage lesion respectively for a plurality of continuous slice images obtained by imaging the head having cerebral hemorrhage onset with an X-ray CT device, determines a mean value of the CT values of pixels within the ROI of normal cerebral parenchymal region for each of a plurality of images, then determines an amount of shift of mean values of images based on the mean value of one image, adjusts the CT value of pixels in the ROI of cerebral hemorrhage lesion for each image by using the amount of shift for each image, specifies the maximum value of the adjusted CT value through a plurality of images, and then calculates the 3D volume of the cerebral hemorrhage lesion. | 1. A method for calculating 3D volume of cerebral hemorrhage lesion, comprising the steps of: setting ROI of normal cerebral parenchymal region and ROI of cerebral hemorrhage lesion, respectively, based on a plurality of images of continuous slices obtained by imaging a head affected by a cerebral hemorrhage by an X-ray CT device;determining mean value of CT values of pixels within said ROI of normal cerebral parenchymal region for a plurality of images;determining, based on the reference with the mean value of one image, the amount of shift of the mean value of any other images;using the shift value for each image to adjust the CT value of pixels within the ROI of the cerebral hemorrhage lesion for each image;specifying the maximum value of CT values after adjustment through a plurality of images; andcalculating 3D volume of cerebral hemorrhage lesion given by the following equation:3⁢DVolume=∑n=1N⁢Indexn*f⁡(DEOV,SFOV,SliceThickness,Magnification,Λ)⁢⁢if⁢⁢Mean1&lt;Pn≤Maximum,Indexn=Pn-Mean1Maximum-Mean1⁢⁢if⁢⁢Pn≤Mean1,Indexn=0[equation⁢⁢1]where:n: pixel number of pixel within the ROI of cerebral hemorrhage lesion in a plurality of images;N: total number of pixels within the ROI of cerebral hemorrhage lesion in a plurality of images;pn: CT value after adjustment within the ROI of cerebral hemorrhage lesion;DFOV: dimension of defined FOV;SFOV: dimension of scanned FOV;SliceThickness: thickness of a slice; andMagnification: magnification value. 2. A method for calculating 3D volume of cerebral hemorrhage lesion according to claim 1 further comprising the step of: excluding an osseous portion included in the ROI of cerebral hemorrhage lesion. 3. A method for calculating 3D volume of cerebral hemorrhage lesion according to claim 1 further comprising the step of: excluding a foreign part included in the ROI of cerebral hemorrhage lesion. 4. An apparatus for calculating 3D volume of cerebral hemorrhage lesion, comprising: a setting device for setting ROI of normal cerebral parenchymal region and ROI of cerebral hemorrhage lesion, respectively, based on a plurality of images of continuous slices obtained by imaging the head affected by a cerebral hemorrhage by an X-ray CT device;a mean value calculation device for determining mean value of CT values of pixels within said ROI of normal cerebral parenchymal region for a plurality of images;a shift value calculation device for determining, based on the reference with the mean value of one image, the amount of shift of the mean value of any other images;an adjustment device for using the shift value for each image to adjust the CT value of pixels within the ROI of the cerebral hemorrhage lesion for each image;a specifying device for specifying the maximum value of CT values after adjustment through a plurality of images; anda calculation device for calculating 3D volume of cerebral hemorrhage lesion given by the following equation:3⁢DVolume=∑n=1N⁢Indexn*f⁡(DEOV,SFOV,SliceThickness,Magnification,Λ)⁢⁢if⁢⁢Mea... | GE Medical Systems Global Technology Company, LLC | G06K009/00 A61B005/05
US07682314 | B2 | 2010-03-23 | Blood pressure meter using viscoelasticity of cuff and mobile terminal having the same | 2006-04-25 | A blood pressure meter using a viscoelastic cuff, and a mobile terminal having the blood pressure meter. The blood pressure meter includes a blood pressure sensor for measuring variation in blood pressure, a blood flow sensor for measuring variation in blood flow, a cuff that elastically compresses a body part and decompresses the body part due to its viscoelasticity, and a control unit that analyzes signals measured by the blood pressure sensor and the blood flow sensor and calculates blood pressure. The blood pressure meter is detachably connected to a mobile terminal body, and can be small and portable. It is possible to measure the blood pressure precisely even when the cuff is fitted onto a finger, thereby improving the reliability of the blood pressure measurement. By using the viscoelasticity of the cuff and auxiliary decompressing, it is possible to check the blood pressure at all times. | 1. A blood pressure meter comprising: a pressure adjusting member comprising a cuff that is elastically deformed at a time of fitting the cuff onto a body part of a testee to compress the body part and impede blood flow, and whose compressing pressure to the body part is decreased over time due to its viscoelasticity;a blood pressure sensor that measures the pressure of the body part at a time of compression and decompression of the pressure adjusting member; anda control unit that analyzes a signal measured by the blood pressure sensor at the time of compression and decompression of the pressure adjusting member and calculates the blood pressure of the testee,wherein the pressure adjusting member further includes a cuff fitting member having first and second pieces with lockers provided at one end of each piece, and of which the other ends are coupled to each other with a hinge member,wherein the first and second pieces are locked to each other though the lockers at the time of fitting the cuff, and the first and second pieces are unlocked and opened about the hinge member at the time of removing the cuff,wherein the pressure adjusting member further includes a cuff interference member that is rotatably provided in the cuff fining member, that contacts and interferes with the cuff in a direction in which it is adapted to come in close contact with the body part at the initial time of fining the cuff, and that is rotated in the inversed direction over time, andwherein the cuff interference member further enhances the amount of decompression of the cuff. 2. A blood pressure meter comprising: a pressure adjusting member comprising a cuff that is elastically deformed at a time of fining the cuff onto a body part of a testee to compress the body part and impede blood flow, and whose compressing pressure to the body part is decreased over time due to its viscoelasticity;a blood pressure sensor that measures the pressure of the body part at a time of compression and decompression of the pressure adjusting member; anda control unit that analyzes a signal measured by the blood pressure sensor at the time of compression and decompression of the pressure adjusting member and calculates the blood pressure of the testee,wherein the pressure adjusting member further includes a cuff fining member having first and second pieces with lockers provided at one end of each piece, and of which the other ends are coupled to each other with a hinge member,wherein the first and second pieces are locked to each other through the lockers at the time of fining the cuff, and the first and second pieces are unlocked and opened about the hinge member at the time of removing the cuff,wherein the pressure adjusting member further includes a cuff interference member that is slidably provided in the cuff fitting member, that contacts and interferes with the cuff in a direction in which it is adapted to come in close contact with the body part at the initial time of fitting the c... | Samsung Electronics Co., Ltd. | A61B005/02
US20100076446 | A1 | 2010-03-25 | Gravity Dependent Pedicle Screw Tap Hole Guide and Data Processing Device | 2009-09-21 | A gravity dependent pedicle screw tap hole guide comprises a guide shaft maintainable parallel to a drill bit during the drilling of a pedicle screw tap hole; an accelerometer associated with a reference direction and responsive to gravity to determine an angular difference between an acting direction of gravity and the reference direction; and a mounting attaching the accelerometer to the shaft and establishing a positional relationship between the reference direction and the longitudinal axis. The accelerometer is preferably in communication with a data processing device or system, which data processing device is able to use signals from the accelerometer to perform one or more actions, such as, for example, displaying the angular difference. | 1. A system for forming a hole in a pedicle, comprising: an elongated element configured for partial advancement into a pedicle and having a proximal end, a distal end, and a longitudinal axis; anda sensor fixed in a positional relationship relative to the longitudinal axis of the elongated instrument, the sensor being responsive to gravity to determine an angular difference between the longitudinal axis of the elongated instrument and an acting direction of gravity. 2. The system of claim 1, wherein the elongated element is fixed to the sensor such that the longitudinal axis of the elongated element is parallel to a reference direction recognized by the sensor. 3. The system of claim 1, further comprising an indicator for communicating to a user said angular difference. 4. The system of claim 3, wherein the indicator is a visual indicator. 5. The system of claim 4, wherein the visual indicator displays numerical values related to said angular difference. 6. The system of claim 5, wherein the numerical values represent the angular difference between the longitudinal axis of the elongated element and the acting direction of gravity in degrees of angulation. 7. The system of claim 6, wherein the display indicates a first degree of angulation relative to a first direction of movement and a second degree of angulation relative to a second direction of movement. 8. The system of claim 7, wherein one of said first and second directions of movement is cranial-caudal and the other direction of movement is medial-lateral. 9. The system of claim 1, further comprising a data processing device in communication with the sensor. 10. The system of claim 9, wherein the data processing device receives signals from the sensor, interprets the signals, determines data from the signals, and at least one of presents the data and directs a second device using the data. 11. The gravity dependent pedicle screw tap hole guide of claim 10, wherein the data represents the angular difference between the longitudinal axis of the elongated element and the acting direction of gravity. 12. The system of claim 9, wherein the data processing device uses signals received from the sensor to perform an action. 13. The system of claim 9, wherein the sensor uses signals received from the data processing system to perform an action. 14. The system of claim 1, wherein said sensor is an accelerometer. 15. An alignment guide for directing the positioning of a surgical implant, comprising: an elongate shaft having a proximal end and a distal end, said distal end being advancable through a patient to a surgical target site; anda sensor fixed in a positional relationship with said elongate shaft, said sensor being operable to determine an angular orientation of said elongate shaft when said shaft is positioned at said surgical target site. 16. The alignment guide of claim 15, wherein said sensor is permanently fixed to said elongate shaft. 17. The alignment guide of claim 15, ... | - | A61B017/58 A61B005/103
US20100081910 | A1 | 2010-04-01 | ANALYTE SENSOR | 2009-12-03 | Systems and methods of use for continuous analyte measurement of a host's vascular system are provided. In some embodiments, a continuous glucose measurement system includes a vascular access device, a sensor and sensor electronics, the system being configured for insertion into communication with a host's circulatory system. | 1. A method for measuring a concentration of an analyte in a vein of a host, the method comprising: passing a reference solution at a flow rate of from about 0.001 ml/min to about 0.02 ml/min past an analyte sensor configured to measure an analyte concentration, wherein the analyte sensor is a component of an analyte measuring system comprising a vascular access device, the analyte sensor, and electronics operatively connected to the analyte sensor and configured to generate a signal associated with the analyte concentration, wherein the analyte sensor resides within the vascular access device, and wherein the vascular access device and the analyte sensor are in fluid communication with a vein of a host;measuring a signal associated with an analyte concentration of the reference solution;drawing back a sample from the vein of the host; andmeasuring a signal associated with an analyte concentration of the sample. 2. The method of claim 1, wherein the analyte is glucose, and wherein measuring the concentration of the analyte comprises measuring a glucose concentration. 3. The method of claim 1, further comprising repeating passing and drawing. 4. The method of claim 3, wherein repeating is at least one of periodically repeating or intermittently repeating. 5. The method of claim 1, further comprising calibrating the analyte sensor using a baseline measurement obtained from the signal associated with the analyte concentration of the reference solution. 6. The method of claim 1, further comprising calibrating the analyte sensor using a sensitivity measurement obtained from the signal associated with the analyte concentration of the reference solution. 7. The method of claim 1, wherein the vascular access device and the analyte sensor are configured for fluid communication with a central vein of the host. 8. The method of claim 1, wherein drawing back a sample comprises drawing back a sample at a flow rate of from about 0.001 ml/min to about 2 ml/min. 9. A method for measuring a concentration of an analyte in a vein of a host, the method comprising: passing a reference solution at a first flow rate controlled by a flow control device past an analyte sensor configured to measure an analyte concentration, wherein the analyte sensor is a component of an analyte measuring system comprising a vascular access device, the analyte sensor, and electronics operatively connected to the analyte sensor and configured to generate a signal associated with the analyte concentration, wherein the analyte sensor resides within the vascular access device, and wherein the vascular access device and the analyte sensor are in fluid communication with a vein of a host;measuring a signal associated with an analyte concentration of the reference solution;drawing back a sample from the vein of the host at a second flow rate of from about 0.001 ml/min to about 2 ml/min; andmeasuring a signal associated with an analyte concentration of the sample, wherein the second flow ... | DexCom, Inc. | A61B005/145
US20100076787 | A1 | 2010-03-25 | METHOD FOR PREPARING A MEDICAL DATA REPORT | 2009-09-11 | A method for preparing a medical report. Some example methods include receiving one or more medical data readings, where respective individual medical data readings include a numerical result of a medical test; processing the medical data readings into report data, where the report data includes the individual medical data readings and categorized ranges associated with the medical tests associated with individual medical data readings; and creating a medical data report including the report data, graphical representations of individual medical data readings and the respective categorized ranges, and textual descriptive information pertaining to the respective medical data readings. | 1. A method for preparing a medical data report, the method comprising: receiving one or more medical data readings, wherein respective individual medical data readings include a numerical result of a medical test;processing the medical data readings into report data, wherein the report data includes the individual medical data readings and categorized ranges associated with the medical tests associated with individual medical data readings; andcreating a medical data report including the report data, graphical representations of individual medical data readings and the respective categorized ranges, and textual descriptive information pertaining to the respective medical data readings. 2. The method of claim 1, wherein creating the medical data report includes producing a tangible report for presentation to a patient associated with the medical data readings. 3. The method of claim 1, wherein the categorized ranges associated with individual medical tests include at least two of poor, good, and excellent. 4. The method of claim 3, wherein the graphical representations include distinguishable colors associated with each of the categorized ranges, respectively. 5. The method of claim 1, wherein the graphical representations depict the medical data readings on respective categorized ranges, wherein at least one of the categorized ranges includes a high value and a low value. 6. The method of claim 1, wherein the textual descriptive information includes at least one of a description of a significance of a high reading or a low reading, a suggested action for causing a change in the respective medical data reading, and a suggestion to discuss the respective medical data reading with a medical professional. 7. The method of claim 1, wherein the report includes a health summary page including numbers of readings falling within individual categorized ranges. 8. The method of claim 1, wherein the report includes a detailed health summary page including a bar graph representation of individual medical data readings. 9. The method of claim 8, wherein the detailed health summary page includes instructions pertaining to interpretation of the report. 10. The method of claim 1, wherein the report data, the graphical representations of individual medical data readings and the respective categorized ranges, and the textual descriptive information pertaining to the respective medical data readings are provided on at least one readings page. 11. The method of claim 1, wherein the graphical representations of the individual medical data readings are depicted using a graphical scale. 12. The method of claim 11, wherein the graphical scale includes a bar including medical data indicia along the bar and a representation of at least one of the individual readings also indicated along the bar. 13. The method of claim 11, wherein the graphical scale includes a balance including a first end representing a normal reading and a second end representing a measured... | - | G06Q050/00 A61B005/00 G06Q010/00 G06T011/20
US07680523 | B2 | 2010-03-16 | Sensor system, garment and heart rate monitor | 2005-12-21 | The invention relates to a sensor system, a garment and a heart rate monitor. The sensor system comprises at least one flexible film structure comprising: a first insulation layer and at least one electric conductor layer formed on top of the first insulation layer and comprising an electrode area, which is configured to establish an electric contact with the surface of the user's skin and to generate as output an electric signal proportional to a momentary value of the electrocardiogram. | 1. A sensor system for indicating an electrocardiogram from the surface of the user's skin, the sensor system being configured to be connected to a user-specific heart rate monitor, wherein the sensor system comprises at least one flexible film structure comprising: a first insulation layer; andat least one electric conductor layer formed on top of the first insulation layer and comprising an electrode area, the electrode area comprising electrodes configured to establish an electric contact with the surface of the user's skin and to generate as output an electric signal proportional to a momentary value of the electrocardiogram, the electrode area comprising several electrodes connected together with a first impedance connection, each of the electrodes connected together with the first impedance connection only being configurable together to establish an electric contact between all of the electrodes connected together with the first impedance connection and the surface of the skin during an application to the user's skin, the electrodes being configured to generate as output an electric signal proportional to the value of the electrocardiogram, wherein the impedance of the first impedance connection is 1 kΩ to 1 MΩ. 2. The sensor system as claimed in claim 1, wherein the film structure comprises a second insulation layer such that the electric conductor layer is formed between the first insulation layer and the second insulation layer, and the second insulation layer comprises an opening, through which the electrode area establishes an electric contact with the surface of the user's skin. 3. The sensor system as claimed in claim 1, wherein the electric conductor layer further comprises a protective area surrounding the electrode area at the film structure level, the protective area being configured to establish an electric contact with the surface of the skin and to protect the sensor system from static electricity. 4. The sensor system as claimed in claim 3, wherein the protective area comprises protective electrodes connected together with a second impedance connection, the protective electrodes being configured to establish an electric contact with the surface of the skin and to protect the sensor system from static electricity. 5. The sensor system as claimed in claim 3, wherein the protective area is connected to the electrode area with a third impedance connection, where the impedance of the third impedance connection exceeds the impedance of the first impedance connection. 6. The sensor system as claimed in claim 3, wherein the sensor system also comprises an insulation zone located between the electrode area and the protective area at the film structure level and the insulation zone is arranged to be at least partly in mechanical contact with the surface of the skin when used. 7. The sensor system as claimed in claim 1, wherein the sensor system comprises: at least one transfer conductor film in order to establish an electric cont... | Polar Electro Oy | A61B005/0408
US07675623 | B2 | 2010-03-09 | Standard device for origin of light absorbance and method of using the same | 2008-08-27 | A device for origin of light absorbance used in an optical measuring instrument for measuring light absorption characteristics of a light diffusion sample. The device includes a light transmission terminal configured to irradiate a measurement light onto the light diffusion sample at a point of incidence of the light diffusion sample and a light diffusion plate through the interior of which the measurement light can be diffused and transmitted. A light receiving terminal is configured to receive the measurement light from the light diffusion sample for measurement at a point of detection of the light diffusion sample that is separate from the point of incidence. Optionally, the device can include a cleaning unit that cleans the light transmission terminal and light receiving terminal. | 1. An absorption standard device that provides a standard for an origin of light absorbance, comprising: a light diffusion plate through the interior of which a measurement light can be diffused and transmitted; anda cleaning unit that cleans a light transmission terminal and a light receiving terminal of an optical measuring instrument. 2. The absorption standard device for an origin of light absorbance according to claim 1 wherein the cleaning unit includes a cleaning tank formed by a plurality of side walls and a bottom surface, the bottom surface including the light diffusion plate,a cleaning solution that is contained within the cleaning tank, andan ultrasonic transducer that generates ultrasonic vibrations in the cleaning solution. 3. The absorption standard device for an origin of light absorbance according to claim 1 wherein the cleaning unit includes a fabric laminated on a surface of said light diffusion plate. 4. The absorption standard device for an origin of light absorbance according to claim 3 wherein the laminated fabric is rotatable relative to the light transmission terminal and the light receiving terminal. 5. A method of using a device for an origin of light absorbance used in an optical measuring instrument for measuring light absorption characteristics of a light diffusion sample, the method comprising: filling a cleaning tank at least partially with a cleaning solution, the cleaning tank formed by a plurality of side walls and a bottom, the bottom including a surface of a light diffusion plate;immersing in the cleaning solution a light transmission terminal and a light receiving terminal;generating ultrasonic vibrations in the cleaning solution using an ultrasonic transducer so as to remove contaminations from the light transmission terminal and the light receiving terminal;receiving an irradiated measurement light from the light transmission terminal at a point of incidence of the light diffusion sample and through the light diffusion plate, the light diffusion plate diffusing and transmitting the measurement light;producing a reflected measurement light reflected from a point of detection of the light diffusion sample, the point of detection being separate from the point of incidence; andmeasuring at said light receiving terminal the measurement light irradiated from said light transmission terminal into the interior of the light diffusion plate, through the interior of said light diffusion plate, and reflecting from and exiting to the exterior of the light diffusion plate. 6. A method of using a device for an origin of light absorbance used in an optical measuring instrument for measuring light absorption characteristics of a light diffusion sample, the method comprising: filling a cleaning tank with a cleaning solution, the cleaning tank formed by a plurality of side walls and a bottom, a bottom including a surface of a light diffusion plate;immersing in the cleaning solution a light transmission terminal and a lig... | Shimadzu Corporation | G01N021/00 G01N021/47 G01J001/10 A61B005/00
US07699775 | B2 | 2010-04-20 | Methods for estimating analyte-related signals, microprocessors comprising programming to control performance of the methods, and analyte monitoring devices employing the methods | 2004-10-13 | The present invention relates to methods to increase the number of analyte-related signals used to provide analyte measurement values, e.g., when two or more analyte-related signals are used to obtain a single analyte measurement value a “rolling” value based on the two or more signals can be employed. In another aspect, interpolation and/or extrapolation methods are used to estimate unusable, missing or error-associated analyte-related signals. Further, interpolation and extrapolation of values are employed in another aspect of the invention that reduces the incident of failed calibrations. Further, the invention relates to methods, which employ gradients and/or predictive algorithms, to provide an alert related to analyte values exceeding predetermined thresholds. The invention includes the above-described methods, one or more microprocessors programmed to execute the methods, one or more microprocessors programmed to execute the methods and control at least one sensing and/or sampling device, and monitoring systems employing the methods described herein. | 1. A method of employing an analyte monitoring device to measure an analyte amount or concentration in a subject with an analyte monitoring device having first sensor A and second sensor B, said method comprising: contacting the first and second sensors with a physiological fluid of a user containing analyte, in which each sensor is in contact with the physiological fluid;obtaining analyte-related signals from respective first and second sensors, in which each analyte-related signal is related to the amount or concentration of analyte in the subject;using a microprocessor, obtaining a ratio of signals from the first sensor A relative to the second sensor B for one of interpolation and/or extrapolation calculation of estimated signal values;providing a series of analyte-related signals obtained by the analyte monitoring device over time, andreplacing an unusable analyte-related signal with an estimated signal by either:(A) if one or more analyte-related signals previous to the unusable analyte-related signal and one or more analyte-related signals subsequent to the unusable analyte related signal are available, then interpolation is used to estimate the unusable, intervening analyte-related signal; or(B) if two or more analyte-related signals previous to the unusable analyte-related signal are available, then extrapolation is used to estimate the unusable, subsequent analyte-related signal. 2. The method of claim 1, wherein said providing the series of analyte-related signals obtained from an analyte monitoring device comprises extracting a sample from the subject alternately into a first collection reservoir and then into a second collection reservoir using a sampling device, wherein (i) each sample comprises the analyte, and (ii) said sampling device comprises said first and second collection reservoirs; andsensing the analyte, using a sensing device, in each extracted sample to obtain a signal from each sample that is related to the analyte amount or concentration in the subject, thus providing a series of analyte-related signals, said sensing device comprising first and second sensors, wherein said first sensor (sensor A) is in operative contact with said first collection reservoir and said sensing provides signal SAj (where SA is the signal from sensor A, j is the time interval), the second sensor (sensor B) is in operative contact with the second collection reservoir and said sensing provides signal SBj+1 (where SB is the signal from sensor B, j+1 is the time interval), and an analyte measurement value is obtained using analyte-related signals from the first and second sensors (sensor A and sensor B). 3. The method of claim 2, wherein said relationship between the signals from the different sensors is a smoothed ratio of the form. Ris=wRi+(1−w)Ri−1s Eqn 10wherein, Ri is the A/B or B/A signal ratio for a ith measurement cycle, Ris is smoothed R for a ith measurement cycle, and w is a smoothing factor and is represented by a fraction betwee... | Animas Technologies, LLC | A61B005/00
US07706856 | B2 | 2010-04-27 | System and method for predictive thermal output control of a medical device | 2005-03-07 | A system and method for controlling thermal output of a medical device is disclosed. A thermal controller receives operational parameters for an impending use of a medical device and predicts a thermal output of the medical device from the operational parameters. The thermal controller compares the predicted thermal output to a desired limit on thermal output and, if the predicted thermal output exceeds the desired limit on thermal output, dynamically controls power consumption by the medical device to maintain an actual thermal output substantially at or below the desired limit on thermal output during use of the medical device. | 1. A thermal controller configured to: receive operational parameters configured to control an operation of a medical device, wherein the medical device is a magnetic resonance (MR) imaging system;predict a thermal output of the medical device prior to the operation from the operational parameters;compare the predicted thermal output to a desired limit on thermal output; andif the predicted thermal output exceeds the desired limit on thermal output, dynamically control power consumption by a gradient coil of the medical device to maintain an actual thermal output during the operation substantially at or below the desired limit on thermal output during use of the medical device. 2. The thermal controller of claim 1 further configured to control the medical device according to the operational parameters with a reduced power consumption by the medical device if the predicted thermal output exceeds the desired limit on thermal output. 3. The thermal controller of claim 1 further configured to predict the thermal output of the medical device with at least one transfer function. 4. The thermal controller of claim 3 wherein the at least one transfer function includes a linear first order transfer function. 5. The thermal controller of claim 3 further configured to dynamically adjust the at least one transfer function to refine the at least one transfer function for a specific medical device. 6. The thermal controller of claim 1 further configured to predict the thermal output for the medical device from a predicted thermal output of at least one heat-generating component of the medical device. 7. The thermal controller of claim 6 wherein the at least one heat-generating component includes at least one of a gradient coil, an RF shield, and an RF coil. 8. A tangible computer readable storage medium having a computer program stored thereon and representing a set of instructions that, when executed by a computer of a medical magnetic resonance imaging device, causes the computer to: receive desired operational constraints for a scan to be performed with the medical imaging device from a user-input;determine a potential thermal output of at least one heat-generating component of the medical imaging device from the desired operating constraints and a power to be delivered to the at least one heat-generating component during the scan;determine if the potential thermal output will cause an actual thermal output to surpass a desired limit on thermal output during the scan; andif the potential thermal output will cause the actual thermal output to surpass the desired limit on thermal output during the scan, adjust the power to be delivered to the at least one heat-generating component during the scan to substantially maintain the actual thermal output at or below the desired limit on thermal output when performing the scan according to the desired operating constraints. 9. The computer readable storage medium of claim 8 wherein the computer is further cau... | General Electric Company | A61B005/05 G01V003/00
US07706866 | B2 | 2010-04-27 | Automatic orientation determination for ECG measurements using multiple electrodes | 2004-06-24 | Cardiac monitoring and/or stimulation methods and systems provide monitoring, defibrillation and/or pacing therapies. A signal processor receives a plurality of composite signals associated with a plurality of sources, separates a signal using a source separation algorithm, and identifies a cardiac signal using a selected vector. The signal processor may iteratively separate signals from the plurality of composite signals until the cardiac signal is identified. The selected vector may be updated if desired or necessary. A method of signal separation involves detecting a plurality of composite signals at a plurality of locations, separating a signal using source separation, and selecting a vector that provides a cardiac signal. The separation may include a principal component analysis and/or an independent component analysis. Vectors may be selected and updated based on changes of position and/or orientation of implanted components and changes in patient parameters such as patient condition, cardiac signal-to-noise ratio, and disease progression. | 1. A signal separation method, comprising: sensing, at least in part implantably, a plurality of composite signals at a plurality of locations;performing source separation on the detected plurality of composite signals to produce a set of signal vectors;selecting, from the set of signal vectors, a target vector associated with a target signal, the target vector representative of a signal vector of the set of signal vectors associated with higher quality cardiac data relative to other signal vectors of the set of signal vectors;detecting a change in a predetermined condition or an event occurrence indicating that changing which vector of the set of signal vectors is selected as the target vector may be useful in sensing cardiac activity; andupdating, in response to the change in the predetermined condition or event occurrence, selection of the target vector to update the target vector by performing a subsequent source separation on the detected plurality of composite signals and reselecting the same or a different vector associated with higher quality cardiac data relative to other signal vectors of the set of signal vectors as the target vector based on the subsequent source separation. 2. The method of claim 1, wherein the target vector is selected at least in part by identifying the target signal as a cardiac signal. 3. The method of claim 1, wherein the target vector is selected at least in part by identifying the target signal as a cardiac signal using a local rate of occurrence of significant points in the target signal, wherein the local rate of occurrence is within a predetermined range. 4. The method of claim 1, wherein the target vector is selected at least in part by identifying the target signal as a cardiac signal using a morphology of the target signal. 5. The method of claim 1, wherein the target vector is selected at least in part by identifying the target signal as a cardiac signal using a local peak density of the target signal, wherein the local peak density is within a predetermined range. 6. The method of claim 1, wherein the target vector is selected at least in part by identifying the target signal as a cardiac signal using beat detection on the target signal, wherein a beat rate is within a predetermined range. 7. The method of claim 1, wherein updating the target vector is performed in response to detection of a pathologic change. 8. The method of claim 1, wherein updating the target vector is performed in response to detection of a change in orientation of a patient-internal medical device. 9. The method of claim 1, wherein updating the target vector is performed in response to exceeding an arrhythmia detection rate zone or threshold. 10. The method of claim 1, wherein updating the target vector is performed in response to detection of a change inpatient activity level. 11. The method of claim 1, wherein updating the target vector is performed in response to detection of a postural change. 12. The method of cla... | Cardiac Pacemakers, Inc. | A61B005/04
US08761870 | B2 | 2014-06-24 | Impedance measurements | 2007-05-25 | A method of determining frequencies for use in performing impedance measurements. The method includes determining estimates for parameter values representing an impedance response for at least one subject, using the estimated parameter values to determine a design and using the design to determine frequencies for use in impedance measurements. | 1. A method of measuring the impedance of a subject, the method including, in a measuring device including a processing system: a) causing one or more electrical signals to be applied to the subject using a first set of electrodes, the one or more electrical signals having four frequencies;b) measuring electrical signals across a second set of electrodes applied to the subject in response to the applied one or more signals;c) determining from the applied signals and the measured signals at least one measured impedance value at each of the four frequencies, wherein the four frequencies are:i) 14 kHz;ii) 57 kHz;iii) 188 kHz; and,iv) 679 kHz. 2. A method of measuring the impedance of a subject, the method including, in a measuring device including a processing system: a) causing one or more electrical signals to be applied to the subject using a first set of electrodes, the one or more electrical signals having four frequencies;b) measuring electrical signals across a second set of electrodes applied to the subject in response to the applied one or more signals;c) determining from the applied signals and the measured signals at least one measured impedance value at each of the four frequencies, wherein the four frequencies are:i) 14.1844 kHz;ii) 56.9201 kHz;iii) 187.5397 kHz; and,iv) 679.1141 kHz. 3. A method according to claim 1, wherein the method includes determining one or more impedance parameter values based on the plurality of measured impedance values. 4. Apparatus for measuring the impedance of a subject, the apparatus comprising: a first set of electrodes;a second set of electrodes; anda processing unit;wherein the processing unit is configured to:a) cause one or more electrical signals to be applied to the subject using the first set of electrodes, the one or more electrical signals having four frequencies;b) measure electrical signals across the second set of electrodes applied to the subject in response to the applied one or more signals; andc) determine from the applied signals and the measured signals at least one measured impedance value at each of the four frequencies, wherein the four frequencies are:i. 14 kHz;ii. 57 kHz;iii. 188 kHz; andiv. 679 kHz. 5. Apparatus according to claim 4, the measuring device including: a) a current source for applying current signals to the subject;b) a voltage sensor for measuring voltages signals across the subject; and,c) the processing system coupled to the current source and the voltage sensor for: i) causing the current signals to be applied to the subject; and,ii) determining the impedance using the applied current signals and measured voltage signals. 6. Apparatus for measuring the impedance of a subject, the apparatus comprising: a first set of electrodes;a second set of electrodes; anda processing unit;wherein the processing unit is configured to:a) cause one or more electrical signals to be applied to the subject using the first set of electrodes, the one or more electrical signals hav... | Impedimed Limited | A61B005/05
US08172866 | B2 | 2012-05-08 | Medical aid | 2009-03-03 | The invention relates to a medical aid which comprises a lancet. The lancet is at least partially enclosed by a packaging that comprises a flexible film section. The lancet is arranged displaceably between upper and lower protective sections of the packaging. The flexible film section is detachably connected, along at least one segment of its first and second lateral edges, to an additional flexible film section or one of the protective sections. The flexible film section is connected to an additional flexible film section or one of the protective sections near the lancet tip via a detachable connection to enclose the lancet tip in the packaging. The proximal ends of the lower and upper protective sections can be bent apart to create an opening in the packaging at the detachable connection through which part of the lancet is pushed out from the packaging in the proximal direction. | 1. A medical aid comprising a lancet with a proximal end and a distal end, the lancet having a lancet body and, at the proximal end, a lancet tip, and the lancet being at least partially enclosed by a packaging that comprises: at least one flexible film section having a distal end, a proximal end, a first lateral edge and a second lateral edge, wherein the lancet, at least partially enclosed by the packaging, is arranged displaceably between an upper protective section and a lower protective section, wherein the at least one flexible film section is detachably connected, along at least one segment of its first and second lateral edges, to an additional flexible film section or to one of the protective sections, andwherein the at least one flexible film section is connected to an additional flexible film section or to one of the protective sections in the area of the lancet tip via a detachable connection, such that the lancet tip is enclosed by the packaging, andwherein the at least one flexible film section is connected to one of the protective sections via a fixed connection at a distance from the detachable connection, andwherein the proximal ends of the lower and upper protective sections can be bent apart, as a result of which the distance between the detachable connection and the fixed connection can be increased and a tensile force can thus be applied to the detachable connection, such that the packaging is opened at the detachable connection and a proximal opening is created through which at least part of the lancet can be pushed out from the packaging in the proximal direction relative to the lower and upper protective sections. 2. The medical aid as claimed in claim 1, wherein the lancet is at least partially enclosed by a flexible packaging which comprises an upper flexible film section having a distal end, a proximal end, a first lateral edge and a second lateral edge, anda lower flexible film section having a distal end, a proximal end, a first lateral edge and a second lateral edge,wherein the upper and lower flexible film sections are detachably connected to each other along at least one segment of their first and second lateral edges and at least partially enclose the lancet, wherein the lower flexible film section and the upper flexible film section are detachably connected to each other via a proximal seam in front of the lancet tip, and the lancet tip is thus enclosed by the flexible packaging, and wherein the proximal end of the lower flexible film section is fixedly connected to the lower protective section and the proximal end of the upper flexible film section is fixedly connected to the upper protective section, and the proximal ends of the lower and upper protective sections can be bent apart in order to open the flexible packaging at the proximal seam, whereupon at least part of the lancet can be pushed out from the flexible packaging and from the protective sections in the proximal direction. 3. The medical aid as cla... | Roche Diagnostics Operations, Inc. | A61B005/00
US07935059 | B2 | 2011-05-03 | System and method for 3-D imaging | 2009-10-09 | A system and method for recording and depicting ultrasound images of a moving object are disclosed. In a preferred embodiment, ultrasound images are acquired as the field of view of an ultrasound probe is advanced across the tissues of interest during a resting period between periods of relatively large-scale heart cycle motion. A series of images acquired during a particular resting period may be represented as a three-dimensional volume image, and the comparison of volume images from adjacent cardiac resting periods enables three-dimensional volume image modulation analysis which may be presented for a user as a moving volume image of the objects of interest within the field of view. | 1. A method for acquiring two-dimensional ultrasound images of a heart for display in a three-dimensional orientation, the heart having a heart cycle, the method comprising: locating an instrument in the heart, the instrument having an axis and carrying a transducer;establishing a three-dimensional spatial coordinate system in the heart;acquiring, with the transducer, a sequence of images during a single heart cycle, wherein each image of the sequence is acquired at a different rotational orientation of the transducer about the axis;acquiring positional data of the transducer at the time an image in the sequence is acquired; andassociating the positional data with the image. 2. The method of claim 1, wherein each image of the sequence is acquired during a resting period of the heart cycle. 3. The method of claim 1, wherein each image of the sequence is acquired at a rotational orientation differing from that of the previously acquired image by a substantially constant angular rotation value. 4. The method of claim 1, wherein the images of the sequence are acquired by rotating the transducer about an axis with interruptions in rotational movement for acquisition of each image in the sequence. 5. The method of claim 1, wherein the images of the sequence are acquired by rotating the transducer about an axis without pauses in rotational movement for acquisition of each image in the sequence. 6. The method of claim 1, where acquiring positional data comprises acquiring spatial position information along with each image of the sequence at the time each image is acquired. 7. The method of claim 1, where acquiring positional data comprises acquiring spatial orientation information along with each image of the sequence at the time each image is acquired. 8. The method of claim 1, further comprising displaying the acquired images of the sequence as a three-dimensional, volumetric image. 9. The method of claim 8, further comprising aligning the positional data with the three-dimensional volumetric images on a graphical display. 10. The method of claim 1, where the positional data comprises three-dimensional spatial coordinate system data. 11. A method for acquiring two-dimensional ultrasound images of a heart for display in a three-dimensional orientation, the heart having a heart cycle, the method comprising: locating an instrument in the heart, the instrument having an axis and carrying a transducer;establishing a three-dimensional spatial coordinate system in the heart;acquiring, with the transducer, a first sequence of images during a first heart cycle, wherein each image of the first sequence is acquired at a different orientation of the transducer about the axis;acquiring, with the transducer, a second sequence of images during a second heart cycle, wherein each image of the second sequence is acquired at a different orientation of the transducer about the axis;acquiring positional data of the transducer at the time an image in the sequence ... | Hansen Medical, Inc. | A61B008/00
US08391942 | B2 | 2013-03-05 | Method and apparatus for determining cerebral desaturation in patients undergoing deep hypothermic circulatory arrest | 2009-10-06 | A method and apparatus for determining cerebral oxygen saturation in a subject is provided. The method comprises the steps of: a) determining tissue oxygen saturation values using a NIRS type oximeter over a period of time; b) modeling a rate of change in the tissue oxygen saturation values; and c) determining an amount of time until a predetermined tissue oxygen saturation value is reached using the modeling of the tissue oxygen saturation values. | 1. A spectrophotometric examination device, comprising: at least one sensor having a light signal transmitter operable to transmit at least one light signal, and at least one light signal detector operable to detect the light signal, which sensor is operable to produce at least one sensed signal corresponding to the detected light signal; anda processor adapted to determine an oxygen saturation level in a subject's tissue at a current point in time using the sensed signal, and which processor is adapted to model a rate of change in oxygen saturation level within the subject's tissue using a non-linear multi-component model, and determine an amount of time between the current point of time and a future point of time when the oxygen saturation level will reach a predetermined value. 2. The device of claim 1, wherein the processor is adapted to model the rate of change in oxygen saturation level within the subject's tissue on a periodic basis, and update the amount of time between the current point of time and a future point of time in the event of change. 3. A method for determining cerebral oxygen saturation in a subject, comprising the steps of: determining tissue oxygen saturation values using a NIRS type oximeter over a period of time;modeling a rate of change in the tissue oxygen saturation values on a non-linear multi-component basis; anddetermining an amount of time until a predetermined tissue oxygen saturation value is reached using the modeling of the tissue oxygen saturation values. 4. The method of claim 3, wherein the step of modeling the rate of change in oxygen saturation level within the subject's tissue is performed on a periodic basis, and includes updating the amount of time until the predetermined tissue oxygen saturation value is reached. | CAS Medical Systems, Inc. | A61B005/00
US20100087716 | A1 | 2010-04-08 | Portable microchip module for instantaneous analysis of bodily fluids | 2008-10-08 | A portable microchip substrate supported in a receptacle having one end connected to a catheter inserted in the body of a patient. The other end of the receptacle is connected to a needleless syringe for drawing a bodily fluid sample (e.g. blood) through the receptacle and into contact with the substrate. The substrate is adapted to instantaneously perform diagnostic tests on the fluid sample in contact therewith within the receptacle. A communication device on the receptacle transmits signals to an analyzer which includes a display for indicating various diagnostic characteristics of the bodily fluid sample in real time. The receptacle and the substrate may be cleaned (sterilized) for re-use or may be disposed of after a one-time use. In an alternatively preferred embodiment, the substrate and/or communication device are directly carried on and supported by the insertable catheter. | 1. An apparatus for measuring the physical and/or chemical characteristics of a bodily fluid comprising: a portable microchip substrate for sensing said physical and/or chemical characteristics of said bodily fluid upon contact therewith, a support for said microchip substrate capable of coming into contact with the bodily fluid of a patient, said support including at least in part a catheter insertable in a patient's body. 2. The apparatus of claim 1 wherein said substrate is mounted directly on said catheter. 3. The apparatus of claim 2 wherein said substrate is mounted directly on said catheter proximal to the distal extremity thereof. 4. The apparatus of claim 3 wherein said catheter has a lumen defining an interior wall surface and said microchip substrate is mounted on the wall surface of said lumen. 5. The apparatus of claim 3 wherein said microchip substrate is mounted on the exterior wall surface defined by said catheter. 6. The apparatus of claim 1 wherein said catheter is inserted in a vein on the patient's body and said bodily fluid is blood. 7. The apparatus of claim 1 wherein said support comprises at least in other part a receptacle, a needleless syringe, and a valveport on said receptacle, wherein said needleless syringe is adapted to be connected said valveport to draw said bodily fluid sample through said catheter and then through said receptacle into contact with said substrate. 8. The apparatus of claim 7 wherein said receptacle further includes a transmitter for transmitting sensed signals representative of said characteristics of said sample to a remote location. 9. The apparatus of claim 8 wherein said remote location defines an analyzer responsive to said sample. 10. The apparatus of claim 9 wherein said analyzer is adapted to generate an error signal, and said catheter is connected to a source of medication having an adjustable valve, and wherein said error signal is used to adjust said valve to apply medication to said patient until said error signal is nulled out. | - | A61B005/145
US20100087749 | A1 | 2010-04-08 | Collection Device for Sampling Exhaled Airstreams | 2008-01-31 | A collection device (10), such as a mask, for collecting constituents of interest present in an airstream exhaled by a subject The collection device comprises a support member (12) mountable external to the nose and/or mouth of the subject, and at least one collection region (13) mounted to the support member (12) for collecting at least some of said constituents. The constituents are collected in a manner that allows subsequent analysis of the constituents. When the support member (12) is mounted over the nose and/or mouth of the subject, at least some of the exhaled airstream passes through the at least one collection region (13). | 1. A collection device for collecting constituents present in an airstream exhaled by a subject, the collection device comprising: a support member mountable over the nose and/or mouth of the subject; andat least one collection region mounted to the support member for collecting at least some of said constituents and holding said constituents in the collection region in a manner that allows subsequent analysis of said constituents;wherein when the support member is mounted over the nose and/or mouth of the subject, at least some of said exhaled airstream passes through said at least one collection region. 2. The collection device of claim 1 wherein the collection device is a mask, a mask-like device, or an oro-nasal device. 3. The collection device of claim 2 wherein the constituents comprise respiratory droplets, aerosols and/or other particles being exhaled by the subject. 4. The collection device of claim 2 wherein the collection region comprises one or more layers of a non-woven mesh of non-electrically conducting polymeric fibres that carry a permanent electrostatic charge. 5. The collection device of claim 1 wherein the collection region comprises a porous mesh or matrix that collects constituents of interest from the exhaled airstream. 6. The collection device of claim 2 wherein the constituents comprise gaseous or other molecules of interest or viruses, fungi or bacteria present in the exhaled airstream. 7. The collection device of claim 6 wherein the collection region comprises a layer of activated carbon, alumina or silica. 8. The collection device of claim 2 wherein the collection region comprises a plurality of layers arranged in series and through which the exhaled airstream is required to pass. 9. The collection device of claim 8 wherein at least one layer preferentially collects a constituent that is inhaled by the subject and wherein at least another layer preferentially collects a constituent that is exhaled by the subject. 10. The collection device of claim 8 wherein each layer in the collection region is adapted to collect different constituents to the other layers. 11. The collection device of claim 10 wherein each layer in the collection region comprises the same material but formed to have a different collection characteristic to the other layers. 12. The collection device of claim 8 wherein each layer in the collection region has a different porosity to that of the other layers. 13. The collection device of claim 12 wherein the porosity of each layer in the collection region decreases compared to the previous layer through which an exhaled airstream is required to pass. 14. The collection device of claim 1 wherein at least one layer in the collection region is formed of different regions, with a first region being adapted to collect droplet or aerosol particles and at least a second region adapted to collect relatively smaller molecules. 15. The collection device of claim 14 wherein the first region collects v... | - | A61B005/097
US20100081958 | A1 | 2010-04-01 | PULSE-BASED FEATURE EXTRACTION FOR NEURAL RECORDINGS | 2007-10-02 | A neural recording system (100) and method (400) for neural encoding is provided. The system can include an ultra-low power neural encoder (120) for compressing spikes within a neural signal (110) to produce a pulse train (130) and wirelessly transmitting the pulse train to a spike sorter (140). Features of the neural signal can be encoded such that the timing between pulses and the number of pulses conveys features of the spike. The neural encoder can include an Integrate and Fire (IF) neuron 230 that performs spike detection and encodes at least one spike (112) of the neural signal. A leakiness aspect (232) and an adaptive aspect (337) can be included with the IF circuit for combining aspects of spike detection and spike sorting for suppressing noise, keeping power consumption low, and improving signal resolution. | 1. A neural acquisition system, comprising a neural encoder that receives a neural signal and generates a temporal-based pulse-coded representation of the neural signal; anda spike sorter communicatively coupled to the neural encoder for receiving the temporal-based pulse coded representation, sorting spikes encoded in the temporal-based pulse coded representation, and identifying neurons generating the spikes,wherein the neural encoder encodes features of the spikes as a timing between pulses and a number of pulses such that the timing and the number of pulses represent features of the spikes that are characteristic of neural signals produced by the neurons. 2. The neural acquisition system of claim 1, wherein the neural encoder generates a temporal-based pulse coded representation of spikes in the neural signal based on integrate-and-fire coding of the received neural signal. 3. The neural acquisition system of claim 1, wherein the neural encoder further comprises: a processor for generating the temporal-based pulse coded representation of spikes in the neural signal;a transmitter operatively coupled to the processor for wirelessly communicating the temporal-based pulse coded representation; anda power source for powering the processor and the wireless module. 4. The neural acquisition system of claim 1, wherein the spike sorter further comprises: a receiver for wirelessly receiving the temporal-based pulse coded representation from the neural encoder. 5. The neural acquisition system of claim 1, wherein the neural encoder and the spike sorter operate without explicit dependence on a discrete or fixed clock signal or other time based reference. 6. The neural acquisition system of claim 1, wherein the spike sorter operates directly on the timing of pulses for sorting spikes and avoids reconstruction of the neural signal. 7. The neural acquisition system of claim 1, wherein the spike sorter further comprises: a classifier for synchronizing spike signatures, comparing the spike signatures to templates associated with neurons, and identifying a neuron producing a spike signature. 8. The neural acquisition system of claim 7, wherein the classifier convolves a pulse train with a Gaussian function to produce an envelope; andcompares the envelope to at least one template to identify a neuron. 9. A neural encoder suitable for use in bandwidth compression of a neural signal, the neural encoder comprising: an Integrate and Fire (IF) circuit coupled to an electrode that captures a neural signal, wherein the IF circuit encodes at least one spike of the neural signal and generates a bi-phasic pulse train in accordance with features of the spike,wherein the IF circuit introduces a timing between pulses of the pulse train and a number of pulses for encoding at least one feature of the waveform. 10. The neural encoder of claim 9, wherein the IF circuit includes a leaky integrator that increases a robustness to noise and allows for synchronizing spike s... | - | A61B005/0476 G06G007/18
US20100094139 | A1 | 2010-04-15 | SYSTEM AND METHOD FOR OBTAINING PHYSIOLOGICAL DATA OF A PATIENT | 2008-02-25 | The present invention relates to a system (1) and method for obtaining cardiopulmonary and/or activity data of a patient (3) situated in a bed (2). In order to provide a simple and reliable technique for obtaining physiological data, in particular cardiopulmonary data and/or activity data, of a patient (3) situated in a bed (2), a method is suggested, comprising the steps of: providing a bed (2) with a bed structure (4) comprising at least one elastically deformable member (6), said member (69 being deformable by the patient (3) being situated in the bed (2); in case of deformation of said member (6), acquiring deformation data (25) of said member (6); and determining physiological data of said patient (3) using said deformation data (25). | 1. A method of obtaining physiological data of a patient (3), comprising the steps of: providing (110) a bed (2) with a bed structure (4) comprising at least one elastically deformable member (6), said member (6) being deformable by the patient (3) being situated in the bed (2);in case of deformation of said member (6), acquiring (120) deformation data (25) of said member (6); anddetermining (130) physiological data (28, 29) of said patient (3) using said deformation data (25). 2. The method as claimed in claim 1, wherein the determining step (130) comprises determining of respiratory and/or cardiac activity of the patient (3). 3. The method as claimed in claim 1, wherein the determining step (130) comprises determining of movement activity of the patient (3). 4. The method as claimed in claim 1, wherein the determining step (130) comprises evaluating respiratory and/or cardiac performance and/or sleep quality. 5. The method as claimed in claim 1, comprising the further step of transmitting (140) results of the determining step to the patient (3) and/or to a remote addressee. 6. A system (1) for obtaining physiological data of a patient (3), comprising: a bed (2) with a bed structure (4) comprising at least one elastically deformable member (6), said member (6) being deformable by the patient (3) being situated in the bed (2);measuring means (7, 11, 21) adapted to acquire deformation data (25) of said memberin case of deformation of said member (6); anddata processing and analyzing means (8, 9) adapted to determine physiological data of said patient (3) using said deformation data (25). 7. The system (1) as claimed in claim 6, wherein the elastically deformable member (6) is detachably connected to the bed structure. 8. The system (1) as claimed in claim 6, wherein the elastically deformable member (6) is a slat (6) of a slatted bed frame (4). 9. The system (1) as claimed in claim 6, wherein the measuring means (7, 11, 21) comprises a number of sensor elements (11, 21). 10. The system (1) as claimed in claim 9, wherein the sensor elements (11, 21) are attached to or integrated into the elastically deformable member (6). 11. The system (1) as claimed in claim 9, wherein the sensor elements are strain gauges (11). 12. The system (1) as claimed in claim 9, wherein the sensor elements are force sensors (21). 13. An elastically deformable member (6) of a bed structure (4), being connectable to said bed structure (4), and comprising at least one sensor element (11, 21) for acquiring deformation data of said member (6), if said member (6) is deformed by a patient (3) being situated in the bed (2). 14. A computer program to be executed in a computer (9), for obtaining physiological data of a patient (3); wherein a bed (2) is provided with a bed structure (4) comprising at least one elastically deformable member (6), said member (6) being deformable by the patient (3) being situated in the bed (2); and deformation data (25) of said member (6)... | KONINKLIJKE PHILIPS ELECTRONICS N. V. | A61B005/113 A61G007/05 A61B005/11
US07685000 | B1 | 2010-03-23 | Predictive modeling system and method for disease management | 2005-08-10 | A method and system for administering a disease management program to improve healthcare quality, reduce healthcare costs, and optimize delivery of healthcare services. A multi-condition risk assessment is conducted for all or a substantial portion of a population of program participants, and collected multi-condition risk assessment data are combined with claims data for predictive modeling of future healthcare risk and expense. Participants are risk-stratified into one or more classifications of future healthcare cost risk, and appropriate intervention or delivery of healthcare services is made based on the risk classification. | 1. A method of disease management embodied in a computer program product for execution on an instruction processing system, comprising a tangible storage medium readable by the instruction processing system and storing instructions for execution by the instruction processing system for performing the method comprising: filtering claims data of program participants to define a population;conducting a multi-condition risk assessment of substantially all participants within the defined population;combining data gathered from said multi-condition risk assessment with claims data for participants within the defined population;classifying future healthcare risk of participants based on the combination of claims data and data gathered from said multi-condition risk assessment; anddetermining an appropriate level of disease management intervention and support for program participants based on the future healthcare risk classification that ranges from patient education for lower risk individuals, passive monitoring and reporting of progress and program compliance for middle risk individuals, to more active intervention and close one-on-one case management for higher risk individuals. 2. The method of claim 1, further comprising directing a plan of care based on the classification of future healthcare risk. 3. The method of claim 1, wherein the step of conducting a multi-condition risk assessment comprises gathering data regarding one or more medical conditions of the program participant. 4. The method of claim 3, wherein the data regarding one or more medical conditions of the program participant are selected from blood pressure, hypertension, cholesterol levels, diabetes, elevated blood-glucose levels, swelling or inflammation, chest pain, fatigue, shortness of breath, depression, cancer, low back pain, cardiac disease, congestive heart failure, coronary artery disease, respiratory disease, asthma, chronic obstructive pulmonary disease, and combinations thereof. 5. The method of claim 1, wherein the step of conducting a multi-condition risk assessment comprises gathering data regarding one or more medical treatments of the program participant. 6. The method of claim 5, wherein the data regarding one or more medical treatments of the program participant are selected from prescription or non-prescription drugs taken, insulin therapy, oxygen therapy, compliance with prescribed treatment regimens, and combinations thereof. 7. The method of claim 1, wherein a multi-condition risk assessment is conducted for every member of the defined population of program participants. 8. The method of claim 1, wherein the multi-condition risk assessment is a preliminary multi-condition risk assessment conducted upon entry of the participant into a disease management program. 9. The method of claim 1, wherein the multi-condition risk assessment is conducted upon occurrence of a specified event. 10. The method of claim 1, wherein the multi-condition risk assessment i... | Matria Healthcare, Inc. | G06Q010/00 G06Q050/00 G06Q040/00 A61B005/00 G06F019/00
US07678063 | B2 | 2010-03-16 | Motion monitor system for use with imaging systems | 2006-12-13 | A bellows-based patient breath-hold monitoring and feedback system for use in intermittent mode CT fluoroscopy-guided biopsies of the lung or upper abdomen where respiratory motion is a problem. Breath-hold monitoring and feedback with the bellows system allows a patient to perform consistent breath-holds at a preselected level, which in turn, optimizes intermittent mode CT fluoroscopy-guided biopsies of the lung or upper abdomen by allowing target lesions to be reliably visualized. | 1. A motion detection system for monitoring a range of motion of a subject during a medical procedure, the combination comprising: a motion detector positioned to measure subject motion and produce an input signal;a control unit connected to receive the input signal from the motion detector and being operable in response thereto to produce displacement data indicative of subject motion from a reference position;a display having multiple indicators, each of which represents a unit of displacement from the reference position, wherein a total of the units of displacement defines an operational range of the display, and wherein the operational range of the display is less than the range of motion of the subject;a wireless communication link between the control unit and the display for conveying the displacement data from the control unit to the display such that the display indicators provide feedback to the subject; anda reference switch configured to allow manual selection of a portion of at least one of a dynamic range of the motion detector and the range of motion of the subject over which the operational range of the display operates. 2. The motion detection system of claim 1, wherein the motion detector includes: a deformable gas-filled bellows;a tubing filled with the same gas as the bellows, a first end of the tubing connected to an interior of the bellows;a reference valve connected to the tubing and being operable when operated to couple the interior of the tubing to the surrounding ambient air and to thereby equalize the pressure therein with the ambient air pressure; anda transducer connected to a second end of the tubing and being operable to produce the input signal in response to the pressure on the interior of the tubing. 3. The motion detection system as recited in claim 2 in which the control unit includes a switch for manually energizing the reference valve. 4. The motion detection system as recited in claim 1 which includes an additional display that receives displacement data from the control unit using the wireless communications link. 5. The motion detector system as recited in claim 1 in which the display includes a plurality of discrete displacement markers and the display is configured to operate according to a non-linear curve that determines an amount of subject motion from the reference position that causes a change in the displacement markers. 6. The motion detector as recited in claim 5 in which the discrete displacement markers include a plurality of a light emitting diodes. 7. A motion detection system for monitoring the respiratory motion of a subject during a medical procedure, the combination comprising: a motion detector for sensing the respiratory motion of the subject and producing an input signal, the sensitivity of the motion detector being set such that the dynamic range of the motion detector input signal is substantially less than the dynamic range of subject motion during a complete respiratory cycle... | Mayo Foundation for Medical Education and Research | A61B005/08
US20100076789 | A1 | 2010-03-25 | Method for remote consultation via mobile communication apparatus and system thereof | 2009-11-23 | A system for remote consultation via a remote mobile communication apparatus has a medical equipment device, a medical server and a remote mobile communication apparatus. A method for remote consultation employs the medical equipment device to produce the first medical report and store it into the medical server, transmits the first medical report with the medical server to the remote mobile communication apparatus via a wireless communication network, browses the first medical report, increases, modifies or varies the medical image or medical text of the first medical report to form the second medical report, and uses the mobile communication apparatus to send the second medical report back to the medical server via the wireless communication network. The remote consultation can be reached. | 1. A system for remote consultation, comprising: a medical server configured for storing multiple medical reports;a medical equipment device operatively coupled with the medical server, used to capture an internal image of a patient and produce an original medical report, the original medical report containing the internal image of the patient and transmitted to the medical server; andmultiple remote mobile communication apparatuses respectively connected with the medical server via a wireless communication network, sequentially receiving one of the medical reports stored in the medical server, displaying the received medical report, and transmitting a modified medical report modified from the received medical report back to the medical server;wherein each remote mobile communication apparatus is configured with an identification, and the medical reports that the remote mobile communication apparatuses received include the original medical report and the modified medical report. 2. The system as claimed in the claim 1, wherein the medical server comprises: a storage unit used to store the medical reports;a transceiver used to transmit the medical reports to the remote mobile communication apparatuses via the wireless communication network or receive the modified medical report from the remote mobile communication apparatuses;a processor connected with the storage unit and the transceiver for accessing, searching, storing, or transmitting the medical reports; anda certification database connected with the processor, recording the identifications of the remote mobile communication apparatuses;wherein the processor accesses the certification database to certify the accessing authority and the accessing sequences of the remote mobile communication apparatuses via the identifications in accessing the medical reports stored in the storage unit. 3. The system as claimed in the claim 1, wherein the remote mobile communication apparatus comprises: a screen for displaying the received medical report; andan input unit for browsing the received medical report so as to increase, modify or vary a medical image or a medical text of the received medical report to form the modified medical report. 4. The system as claimed in the claim 1, further comprising: a remote medical apparatus connected with one of the mobile communication apparatuses in a wired or a wireless manner, used to capture the medical report received by the remote mobile communication apparatus, and produce the modified medical report based on the received medical report. 5. The system as claimed in the claim 4, wherein the remote medical apparatus comprises: a medical report displaying device used for a user to browse the medical reports; anda medical report generating device used to increase, modify or vary a medical image or a medical text of the received medical report to form the modified medical report. 6. The system as claimed in the claim 1, wherein the medical equipment device has a... | - | G06Q050/00 G06F003/048 A61B005/05
US07702524 | B1 | 2010-04-20 | Method and system for online secure patient referral system | 2005-06-14 | The present invention provides a system and method, relating to the transfer of patient files over a secure, HIPAA compliant, patient file transfer and outpatient order system and a computer site therefore. The method includes obtaining and compiling a patient record pertaining to a patient; electronically inputting the patient record obtained into a secure computer database containing other patient records, allowing physician access to the patient record wherein the access includes allowing the physician to order outpatient services and send part of the patient information, including certain defined fields for a complete record and to send and receive referrals including certain defined fields for a complete record. | 1. A method for creating and transferring an electronic referral record to facilitate patient referrals between two offices, from a referring medical office to a recipient medical office, via a computer network, comprising: (a) receiving by a computer device a plurality of input data from a referring medical office via an interactive graphical user interface comprising fields of required data pre-defined by the computer device depending on a type of referral to ensure complete transmission of critical data, by selectively outputting to a data entry screen of the computer device at the referring medical office and receiving from a user via the interactive graphical user interface inputs for each of: (i) a selection for a type of referral, wherein the type of referral comprises a referral request or a lab request, and receiving by the computer device the selection for the type of referral, wherein the computing device determines which fields of required data to output to the data entry screen based on the selection for the type of referral;(ii) a first request for initial data comprising a pre-defined number of fields of required data to identify a patient for security and receiving by the computer device a first input for at least the pre-defined number of fields of required data for security;(iii) a second request for patient data comprising a pre-defined number of fields of required data about the patient and receiving by the computer device a second input for at least the pre-defined number of fields of required data about the patient;(iv) a third request for office data comprising a pre-defined number of fields of required data about the recipient medical office and receiving by the computer device a third input for at least the pre-defined number of fields of required data about the recipient medical office, wherein the pre-defined number of fields of required data about the recipient medical office depend on the type of referral such that the pre-defined number of fields for the referral request comprise fields for referring medical office, receiving medical office, and diagnosis and the pre-defined number of fields for the lab request comprise fields for referring medical office, receiving medical office, diagnosis, and selected lab tests;(b) analyzing the inputs by the computer device to generate an electronic referral record stored in memory and associated with the patient, wherein the electronic referral record comprises at least the first request, the second request, and the third request, to ensure transmission of critical data between the two offices;(c) upon determining by the computer device that the referral is ready to be sent, displaying by the computer device to the user the electronic referral record on the data entry screen of the computer device at the referring medical office for review by the user prior to transfer and receiving by the computer device authorization from the user to transfer electronic referral record to the... | Scheduling.com, Inc. | G06Q010/00 G06Q050/00 G06Q040/00 A61B005/00
US07704209 | B2 | 2010-04-27 | Method and apparatus for continuous pulse contour cardiac output | 2009-02-11 | A system and method are provided for sensing cardiac electrogram (EGM) signals and ventricular pressure signals and for using the sensed EGM and sensed pressure signals for estimating stroke volume (SV). A measure of cardiac output can be computed from the estimated SV and a heart rate determined from the EGM signals. The sensed ventricular pressure signal and the sensed EGM signal are used to derive landmark points such as an estimated pulmonary diastolic pressure, a mean pulmonary artery pressure, a peak right ventricular pressure (RVP), and various time intervals used in computing an area or a pulse contour integral. The pulse contour integral is used to estimate SV. The estimated pulmonary diastolic pressure, mean pulmonary artery pressure and CO computed from the estimated SV can be used to compute a pulmonary vascular resistance. | 1. A system, comprising: means for sensing a cardiac electrogram (EGM) signal of the heart;means for sensing a right ventricular pressure (RVP) signal;means for computing an estimated stroke volume using the sensed EGM signal and the sensed RVP signal;wherein the means for computing an estimated stroke volume comprises means for computing a RVP pulse contour integral by: identifying an integration start time corresponding to an estimated time of pulmonic valve opening;identifying an integration end time corresponding to an estimated time of pulmonic valve closure; andcomputing a plurality of correction areas used to adjust the area under the right ventricular pressure signal between the integration start time and the integration end time; andmeans for one of displaying and storing in a memory structure at least one of: the RVP pulse contour, the estimated stroke volume, the right ventricular pressure signal, the area. 2. A system according to claim 1 wherein the means for sensing the right ventricular pressure signal comprises: means for detecting an R-wave event from the sensed EGM signal;means for setting an analysis window for a predetermined interval of time following the R-wave event detection; andmeans for acquiring and storing the RVP signal during the analysis window. 3. A system according to claim 1 wherein the means for computing an estimated stroke volume comprises means for: deriving an estimated pulmonary artery diastolic pressure from the RVP signal;deriving a peak right ventricular pressure amplitude from the RVP signal; andcomputing a difference between the estimated pulmonary artery diastolic pressure and the peak right ventricular pressure amplitude. 4. A system according to claim 1 wherein the means for computing an estimated stroke volume comprises means for determining the estimated time of pulmonic valve opening as a time corresponding to a maximum rate of pressure rise in the right ventricular pressure signal. 5. A system according to claim 1 wherein the means for computing an estimated stroke volume comprises means for determining estimated time of pulmonic valve closure as a time corresponding to a right ventricular pressure amplitude occurring on a descending portion of the right ventricular pressure signal and equaling a right ventricular pressure amplitude at the integration start time. 6. A system according to claim 1 wherein the means for computing an estimated stroke volume comprises means for: deriving an estimated pulmonary artery diastolic pressure using the right ventricular pressure signal and the EGM signal, andcomputing the area below the estimated pulmonary artery diastolic pressure and between the integration start time and the integration end time. 7. A system according to claim 1 wherein the means for computing an estimated stroke volume comprises means for: deriving a mean pulmonary artery pressure using the RVP signal and the EGM signal;identifying a corrected integration end time corresponding to... | Medtronic, Inc. | A61B005/00
US07697979 | B2 | 2010-04-13 | Analysis method and real time medical or cognitive monitoring device based on the analysis of a subject's cerebral electromagnetic activity use of said method for characterizing and differentiating physiological or pathological states | 2003-10-14 | A method for analyzing synchronizations of the electroencephalography of an individual using a set of sensors starting from cerebral electromagnetic analysis of the individual. The method creates a database by acquisition and digitization of electrophysiological signals output from the sensors, and calculates the degree of synchronization existing between all pairs of sensors recorded in an assembly protocol, in frequency bands between 0 and 2000 Hz, to build up the database of classes each characterizing a reference state. The method further performs statistical validation of a period analyzed in real time, which assigns this period to a class in the database, and detects a specific period with a determined degree of synchronization. A device implements this method. | 1. A method of a real time medical or cognitive monitoring device for analyzing synchronizations of electroencephalography of an individual using a set of sensors starting from cerebral electromagnetic analysis of the individual, comprising: creating a database comprising: acquisition and digitization of electrophysiological signals output from the sensors,calculating a correlation of phase variations between all pairs of sensors recorded in an assembly protocol, in frequency bands between 0 and 2000 Hz, to build up the database of classes each characterizing a reference state of cerebral electromagnetic activity of said individual;statistical validation, by the real time medical or cognitive monitoring device, of a period analyzed in real time, which assigns the period to a class in the database; anddetecting, by the real time medical or cognitive monitoring device, a specific period with a determined degree of synchronization. 2. A method according to claim 1, further comprising an analysis associated with at least one type of electrophysiological signals among electrocardiograms, electrooculograms, electrodermograms, breathing signals. 3. A method according to claim 1, wherein a PLS method is used during the statistical validation, which estimates a phase difference between oscillations of signals from two electrodes. 4. A method according to claim 3, wherein a statistical level of PLS synchronization between two signals is evaluated using circular variance of the phase difference between the signals. 5. A method according to claim 3, wherein a statistical level of PLS synchronization between two signals is evaluated using normalized Shannon entropy of the phase difference between the signals. 6. Application of the method according to claim 1, to real time medical or cognitive monitoring. 7. Application of the method according to claim 1, for characterizing and differentiating physiological or pathological states. 8. Application of the method according to claim 7, for anticipating occurrence of epileptic seizures. 9. Application of the method according to claim 7, for diagnosis assistance in early stage of Parkinson's and Alzheimer's diseases. 10. Application of the method according to claim 7, for diagnosis assistance of schizophrenia and depression. 11. A real time medical or cognitive monitoring device starting from cerebral electromagnetic analysis of an individual, comprising: means for acquiring and digitizing electrophysiological signals output from sensors;means for calculating correlation of phase variations between all pairs of sensors recorded in an assembly process, in frequency bands between 0 and 2000 Hz, to build up a database of classes each characterizing a reference state of cerebral electromagnetic activity of said individual;means for statistically validating a period analyzed in real time to assign the period to a class in the database;means for detecting a cognitive period or a specific pathological period; andm... | Centre National de la Recherche Scientifique | A61B005/04
US07670295 | B2 | 2010-03-02 | Systems and methods for ambulatory monitoring of physiological signs | 2003-01-29 | The present invention relates to the field of ambulatory and non-invasive monitoring of a plurality of physiological parameters of a monitored individual. The invention includes a physiological monitoring apparatus with an improved monitoring apparel worn by a monitored individual, the apparel having attached sensors for monitoring parameters reflecting pulmonary function, or parameters reflecting cardiac function, or parameters reflecting the function of other organ systems, and the apparel being designed and tailored to be comfortable during the individual's normal daily activities. The apparel is preferably also suitable for athletic activities. The sensors preferably include one or more ECG leads and one of more inductive plethysmographic sensor with conductive loops positioned closely to the individual to preferably monitor at least basic cardiac parameters, basic pulmonary parameters, or both. The monitoring apparatus also includes a unit for receiving data from the sensors, and for storing the data in a computer-readable medium. The invention also includes systems comprising a central data repository for receiving, storing, and processing data generated by a plurality of physiological monitored apparatus, and for making stored data available to the individual and to health care providers. | 1. A monitoring device for ambulatory and non-invasive physiological monitoring comprising: one or more inductive plethysmographic (IP) sensors for sensing changes in the size or shape of a selected portion of an ambulatory subject, where at least one such selected portion varies with the subject's respiration; andelectronic unit sized to be carried by the subject and further comprising analog oscillator circuitry coupled to the IP sensors that generates analog signals with varying frequencies responsive to the changes sensed by the IP sensors, and digital counter circuitry coupled to the analog oscillator circuitry that receives the generated analog signals having varying frequencies, that counts complete cycles of the varying-frequency analog signals, that counts pulses of a digital clock signal occurring within the counted, complete cycles of the varying-frequency analog signals, and that outputs digital data representing the frequencies of the received, varying-frequency analog signals determined from the counts of digital-clock pulses and complete analog-signal cycles. 2. The apparatus of claim 1 wherein the electronic circuitry further comprises means that determines the received analog signal frequency by dividing the count of the digital clock pulses and the count of the complete analog signal cycles. 3. The device of claim 1 wherein the electronic unit further comprises multiplexing means so that the output digital data is responsive to each of a plurality of IP sensors one at a time. 4. The device of claim 1 wherein the electronic unit further comprises a processing means for processing the digital data to obtain one or more of a physiological parameter, a trend in a physiological parameter, and a physiological alarm condition. 5. The device of claim 1 further comprising retaining means for stably retaining at least one IP sensor with respect to an ambulatory subject. 6. The device of claim 1 wherein complete cycles of the varying-frequency analog signals that occur within pre-selected sampling periods are counted, the sampling periods being determined by counting the pulses of the digital clock signal. 7. The device of claim 1 wherein derived digital data has a frequency error of approximately 10 ppm or less. 8. The device of claim 1 wherein the clock signal has a frequency of approximately 96 MHz. 9. The device of claim 1 wherein the clock signal has a frequency between approximately 120 Mhz and up to the capabilities of the implementing logic circuitry. 10. The device of claim 1 wherein said IP sensors further comprise one or more conductive loops arranged about the torso so as to monitor beat-by-beat ventricular volume. 11. A monitoring apparatus for ambulatory and non-invasive physiological monitoring comprising: one or more inductive plethysmographic (IP) sensors for sensing changes in the size or shape of a selected portion of an ambulatory subject, where at least one such selected portion varies with the subject's resp... | VivoMetrics, Inc. | A61B005/02 A61B005/08 A61B005/103 A61B005/117
US07680522 | B2 | 2010-03-16 | Method and apparatus for detecting misapplied sensors | 2006-09-29 | A method and system are provided for determining whether a spectrophotometric sensor is misapplied. In one embodiment, a spectrophotometric sensor is provided with a strain sensor configures to provide a signal related to the curvature of the spectrophotometric sensor. In such an embodiment, the signal may be compared, such as by an associated monitor, with an expected signal value. Based upon this comparison, a determination may be made whether or not the spectrophotometric sensor is misapplied. | 1. A spectrophotometric sensor comprising: a sensor body;an emitter and a detector disposed on the sensor body; anda strain sensor disposed on the sensor body and positioned entirely between the emitter and the detector, wherein the strain sensor is capable of providing a signal indicative of sensor misapplication on a patient. 2. The spectrophotometric sensor of claim 1, wherein the spectrophotometric sensor comprises at least one of a pulse oximetry sensor or a tissue water sensor configured to measure a water fraction. 3. The spectrophotometric sensor of claim 1, wherein the signal comprises a measure of one of a voltage or a resistance. 4. The spectrophotometric sensor of claim 1, wherein the signal comprises a measure of an electrical property of the strain sensor. 5. The spectrophotometric sensor of claim 1, wherein the strain sensor comprises at least one of a piezoresistive material, a piezoelectric material or a bonded metallic material. 6. The spectrophotometric sensor of claim 1, wherein the strain sensor is adhered to an optical package containing the emitter and the detector. 7. The spectrophotometric sensor of claim 1, wherein the strain sensor is disposed within an optical package containing the emitter and the detector. 8. The spectrophotometric sensor of claim 1, comprising an information providing component comprising at least a threshold signal value for the strain sensor. 9. The spectrophotometric sensor of claim 1, comprising an information providing component comprising at least identification information that may be utilized by a monitor to determine at least a threshold signal value for the strain sensor. 10. A system comprising: a spectrophotometric sensor comprising: a sensor body;an emitter and a detector disposed on the sensor body; anda strain sensor disposed on the sensor body, wherein the strain sensor is configured to provide a signal related to a curvature of the spectrophotometric sensor; anda monitor adapted to be operatively coupled to the sensor, the monitor being capable of determining whether the spectrophotometric sensor is applied to a sensor site for which it is designed based on the signal from the strain sensor. 11. The system of claim 10, wherein the monitor comprises a pulse oximetry monitor. 12. The system of claim 10, wherein the monitor is configured to compare the signal with a threshold signal value. 13. The system of claim 12, wherein the monitor is configured to determine whether the threshold signal value is a high threshold or a low threshold based on a signal flag. 14. The system of claim 12, wherein the monitor is configured to provide a notification when the comparison of the signal with the threshold signal value indicates that the spectrophotometric sensor is not applied to the sensor site for which it is designed. 15. The system of claim 10, wherein the monitor is configured to look up a threshold signal value based on information received from an information providing com... | Nellcor Puritan Bennett LLC | A61B005/145
US08306598 | B2 | 2012-11-06 | Analyte monitoring device and methods of use | 2009-11-09 | An analyte monitor includes a sensor, a sensor control unit, and a display unit. The sensor has, for example, a substrate, a recessed channel formed in the substrate, and conductive material disposed in the recessed channel to form a working electrode. The sensor control unit typically has a housing adapted for placement on skin and is adapted to receive a portion of an electrochemical sensor. The sensor control unit also includes two or more conductive contacts disposed on the housing and configured for coupling to two or more contact pads on the sensor. A transmitter is disposed in the housing and coupled to the plurality of conductive contacts for transmitting data obtained using the sensor. The display unit has a receiver for receiving data transmitted by the transmitter of the sensor control unit and a display coupled to the receiver for displaying an indication of a level of an analyte. The analyte monitor may also be part of a drug delivery system to alter the level of the analyte based on the data obtained using the sensor. | 1. An analyte responsive electrochemical sensor assembly, comprising: an analyte responsive electrochemical sensor, comprising;a substrate having a narrow distal region for implantation transcutaneously through a skin surface and a wider proximal region, the substrate including at least a first surface and a second surface;at least one working electrode disposed on the narrow distal region of the substrate, the narrow distal region in fluid contact with interstitial fluid under the skin surface, the at least one working electrode formed on the first surface of the substrate;at least one reference electrode disposed on the narrow distal region of the substrate, the at least one reference electrode formed on the first surface of the substrate;at least one counter electrode disposed on the narrow distal region of the substrate, the at least one counter electrode formed on the second surface of the substrate;a sensing layer comprising a catalyst and an electron transfer agent disposed proximate to the working electrode;at least one contact pad disposed on the wider proximal region of the substrate and in electrical communication with at least one of the working electrode and the reference electrode, the at least one contact pad formed on the first surface of the substrate;a biocompatible layer disposed proximate the working electrode; andat least one electrical via formed through the substrate that electrically connects the counter electrode to the at least one contact pad;wherein the substrate is bent when the contact pad on the wider proximal region is in electrical contact with sensor electronics such that the narrow distal region of the substrate is maintained at an angle approximately 90 degrees or less relative to the wider proximal region and the skin surface to minimize the amount of the wider proximal region of the sensor extending away from the skin surface in a substantially perpendicular direction from the skin surface so to maintain a low profile sensor electronics in electrical connection with the contact pad of the wider proximal region of the sensor substrate; anda sensor control unit including at least one conductive contact that electrically connects to the one more contact pad of the analyte responsive electrochemical sensor. 2. The electrochemical sensor assembly of claim 1, wherein the narrow distal region has a width of about 0.5 mm or less. 3. The electrochemical sensor assembly of claim 1, wherein the working electrode has a width on at least a portion thereof of about 150 μm or less. 4. The electrochemical sensor assembly of claim 1, wherein the working electrode has a width on at least a portion thereof between 150 μm and 25 μm. 5. The electrochemical sensor assembly of claim 1, further comprising a first conductive material disposed on a surface of the substrate to form a first trace coupled to the working electrode, a second conductive material disposed on a surface of the substrate to form a second trace coupled to th... | Abbott Diabetes Care Inc. | A61B005/05 A61B005/00
US08086298 | B2 | 2011-12-27 | EM tracking systems for use with ultrasound and other imaging modalities | 2008-12-15 | An EMT system for use in ultrasound and other imaging modality guided medical procedures. The system includes a tool set of various components to which EM sensors can be releasably secured. Thus, the sensors can be reused, notwithstanding the disposal of other components of the tool set. Various components of the tool set include keying elements to facilitate their registration to the anatomy of the patient undergoing the procedure via the EM sensors. | 1. An instrument arranged for insertion into the body of a patient for use in an image-guided procedure on the patient, the position of the instrument to be tracked with respect to the patient by an EMT system, said instrument comprising an EM sensor, a first member, and a releasable locking assembly, said first member comprising a first handle and an elongated linear stylet secured to and projecting from said first handle, said linear stylet having a distal tip portion and a hollow interior cavity terminating adjacent said distal tip portion, said EM sensor having an electrical cable connected to said sensor to form a replaceable unit, said replaceable unit being slidably releasably located within said cavity, whereupon when said sensor is located at a predetermined position in said cavity adjacent said distal tip portion of said stylet with said electrical cable extending along the length of and out of said cavity said replaceable unit may be locked in place thereat by said releasable locking assembly, said releasable locking assembly being arranged to be released to enable said replaceable unit to be slidably removed as a unit from said cavity of said stylet for use in another stylet having a distal tip portion and a hollow interior cavity terminating adjacent the distal tip portion by introducing said sensor and said electrical cable of said replaceable unit directly within the hollow interior cavity of the other stylet, whereupon said sensor is located at said predetermined position adjacent the distal tip of said other stylet, said locking assembly being operable to lock said replaceable unit thereat. 2. The instrument of claim 1 wherein the instrument is arranged for insertion into the body of the patient via a sheath, the sheath being a linear tubular member having a distal end and a proximal end, the distal end of the tubular sheath being open, the sheath also including a connector at the proximal end of the sheath, and wherein said first member is releasably securable to the connector of the sheath. 3. The instrument of claim 1 additionally comprising a second member including a second handle, said cable extending through said second handle. 4. The instrument of claim 3 wherein said first member includes a body portion having a recess and wherein said second handle includes a projection through which said cable passes. 5. The instrument of claim 4 wherein said projection of said second handle is arranged to be releasably located within said recess of said body portion of said first member. 6. The instrument of claim 5 additionally comprising a cover in the form of a flexible sheath having an opening, said cover being arranged to be disposed over said second handle, with said cable extending through the opening in said cover wherein a portion of said cover is located at the interface of said projection of said second handle and said recess in said body portion of said first member. 7. The instrument of claim 6 wherein said first ha... | CIVCO Medical Instruments Co., Inc. | A61B005/05 A61B019/00
US08425430 | B2 | 2013-04-23 | Electrically insulated surgical needle assembly | 2009-12-10 | A surgical needle assembly for penetrating soft and hard tissues of a patient includes a handle assembly removably coupled to the needle assembly. The needle assembly is electrically coupled to an electrical signal source. The surgical tool includes an electrically conductive portion in communication with an un-insulated distal end of the needle assembly, and an insulated portion extending from the distal end to the handle assembly. | 1. A surgical method for accessing at least one vertebra of the spinal column, comprising: inserting a needle assembly through tissue to the at least one vertebra, the needle assembly comprising:a needle assembly extending along a longitudinal axis, said needle assembly comprising:a stylet including an electrically conductive portion near a pointed distal end, a shaft extending proximally from said distal end providing a conductive path to a proximal extension of said stylet;a cannula including an electrically conductive portion and an insulated outer surface area around said electrically conductive portion extending along a length of said cannula wherein said pointed distal end of said stylet projects distally from said insulated surface area when said stylet is positioned in said cannula;a handle assembly attachable near said proximal end of said needle assembly comprising: an electrically insulated outer surface area; an electrically conductive area internal to said electrically insulated surface area and engageable with said proximal extension of said stylet; said handle assembly including a gripping portion having a major dimension at least 50% greater than a minor dimension, said major and minor dimensions being measured orthogonally to said longitudinal axis and to one another; and an electrical lead extending from said electrically conductive area through said handle assembly along said major dimension, wherein said handle assembly includes a handle body having a bore extending along said major dimension from a lateral outer surface of said handle body to a receptacle aligned along said longitudinal axis of said needle assembly when said handle assembly is engaged to said needle assembly, said lead extending through said bore, and the handle assembly further comprising a housing positioned in said bore, said housing defining a trough extending along a length of said housing with said trough opening along one side of said length of said housing, said housing further including opposite lateral protrusions projecting into said trough to secure a cable portion of said lead to said housing in said trough and an axial protrusion extending into said trough that secures said cable through said opening along said one side of said housing against an inner surface of said handle body that defines said bore, wherein said cable portion includes an electrical contact extending from the cable portion into said receptacle within said handle assembly and said proximal extension of said stylet fits inside said receptacle in said handle assembly and is electrically coupled to said electrical contact;during the inserting the needle assembly through tissue: delivering an electrical signal to the exposed distal end of the needle assembly;electrically insulating the needle assembly from tissue proximal of the distal end; andmonitoring the proximity of neural elements to the distal end;engaging a distal end of the outer cannula of the needle assembly to the at l... | Warsaw Orthopedic, Inc. | A61B017/56
US08249697 | B2 | 2012-08-21 | Cardiac output monitor with compensation for tissue perfusion | 2009-10-06 | A non-invasive system and method for determination of cardiac output and blood volume of a patient includes compensating for a change in the fluorescence of an indicator circulating in the bloodstream of a tissue or organ that is caused by a variation of the blood content at the site of the measurement. | 1. A system for determining a physical parameter of the cardiovascular system of a subject comprising: a. an illumination system configured to provide an electromagnetic radiation to a detection area to excite an indicator administrated to the cardiovascular system to fluoresce, and to provide said electromagnetic radiation to said detection area for a Doppler flowmetry measurement;b. a detection system configured to detect the intensity of the indicator fluorescence emerging from the detection area, and to detect the intensity and the frequency distribution of electromagnetic radiation reflected from the detection area; andc. a computing system configured to compute a parameter of the cardiovascular system by using the indicator fluorescence intensity, to compute a Doppler flowmetry parameter of the detection area by using the reflected electromagnetic radiation intensity and its frequency distribution, and to compensate the cardiovascular system computation for a variation of the blood content of the detection area by using the computed Doppler flowmetry parameter. 2. The system of claim 1, wherein the illumination system is configured to provide an electromagnetic radiation with a wavelength within the range of 400 nm to 1,000 nm. 3. The system of claim 1, wherein the illumination system is configured to provide electromagnetic radiation at least one wavelength to cause the indicator to fluoresce and for the Doppler flowmetry measurement. 4. The system of claim 1, wherein the illumination system is configured to provide electromagnetic radiation at a plurality of wavelengths to cause the indicator to fluoresce and for the Doppler flowmetry measurement. 5. The system of claim 1, wherein the illumination system is configured to provide a modulated electromagnetic radiation during detection of the indictor fluorescence intensity. 6. The system of claim 5, wherein the illumination system is configured to modulate the electromagnetic radiation intensity at a selected frequency, and the detection system comprises at least one demodulating system for enhancing the detection of the indicator fluorescence only at the selected modulation frequency. 7. The system of claim 5, wherein the system is further configured to carry out the Doppler flowmetry measurements when the electromagnetic radiation provided by the illumination system is not modulated. 8. The system of claim 1, wherein the parameter of the cardiovascular system is the cardiac output of the subject and wherein the computing system is further configured to compute the cardiac output of the subject in absolute units of volume over time by: a. converting the indicator fluorescence intensity detected over a period of time to a measured indicator concentration using a calibration curve andb. computing the cardiac output of the subject in absolute units over the period of time based on the measured indicator concentration. 9. The system of claim 1, wherein the parameter of the cardiovascul... | Alfred E. Mann Institute for Biomedical Engineering at the University of Southern California | A61B006/00
US08444574 | B2 | 2013-05-21 | Lancing system for the extraction of a body fluid | 2009-03-03 | Lancing system comprising a needle and a lancing device The lancing device comprises a housing with a housing opening that is surrounded by a housing skin contact surface. A lancing depth reference element with a reference skin contact surface is adapted in such a manner that the reference skin contact surface at a reversal point of the lancing movement is in contact with the skin. The lancing depth is determined by the distance between the reference skin contact surface and the tip of the needle element at the reversal point of the lancing movement. The lancing depth reference element is in a stationary defined position relative to the reversal point of the lancing movement. The lancing depth reference element is adapted to stabilize the skin when pressed against the reference skin contact surface with respect to a skin deformation which occurs upon lancing of the skin. | 1. A lancing system for extracting a body fluid from the skin of a human or animal, comprising a needle element for lancing the skin,a lancing device, including a lancet drive by which a lancing movement of the needle element is driven in a lancing direction, the needle element being coupled with the lancet drive by means of a coupling mechanism,whereinthe lancing device comprises a housing with a housing opening at a front end thereof and the housing opening is surrounded by a housing skin contact surface which is pressed against the skin during use of the lancing device,the needle element is, during a forward phase of the lancing movement, moved on a predetermined lancing path in a lancing direction until a tip of the needle element enters the skin in order to create a wound and is again retracted in a return phase of the lancing movement after having reached a reversal point, the reversal point corresponding to the lancing depth in the skin,a lancing depth reference element is provided for improving the reproducibility of the lancing depth the lancing depth reference element comprising a reference skin contact surface and being adapted and arranged in such a manner that the reference skin contact surface is, at the reversal point of the lancing movement, in contact with the skin and the predetermined value of the lancing depth is determined by the distance in lancing direction that exists at the reversal point of the lancing movement between the reference skin contact surface and the position of the tip of the needle element,whereinthe lancing depth reference element is adapted and arranged in such a manner that during the lancing a skin-deformation-stabilizing compressive force acts between the reference skin contact surface and the skin, andthe skin-deformation-stabilizing compressive force is at most 7 N. 2. The lancing system according to claim 1, wherein the lancing system comprises a force sensor for measuring the compressive force which acts when the skin is pressed against the reference skin contact surface. 3. The lancing system according to claim 2, wherein the lancing device comprises a triggering lock such that the lancing process of the needle element can only be triggered when a predetermined minimum contact pressure is applied between the skin and the reference skin contact surface. 4. The lancing system according to claim 1, wherein the lancing depth reference element is mounted to be movable opposite to the lancing direction, wherein the force of a spring device acts in the lancing direction against a housing-fixed stop in such a manner that the lancing depth reference element is pressed against a housing-fixed stop and is displaced and lifted off the stop when the skin is pressed against the reference skin contact surface, the displacement being towards the rear against the force of the spring device and opposite to the lancing direction, wherein the compressive force acting on the skin corresponds to the spring force of t... | Roche Diagnostics Operations, Inc. | A61B005/00 A61B017/32 A61B017/14 B65D081/00
US08909322 | B2 | 2014-12-09 | Catheter for magnetic resonance guided procedures | 2009-09-11 | A catheter for magnetic resonance (MR) guided procedures comprising: a catheter body having a lumen for accommodating an intravascular device; a magnetic coupling component in the catheter body, the magnetic coupling component being designed to magnetically couple with a conductive length on the intravascular device, the magnetic coupling resulting in a signal; the catheter having a connection to deliver the signal to a processor. | 1. A catheter for magnetic resonance (MR) guided procedures comprising: a catheter body having a lumen for accommodating an intravascular device removably inserted through the catheter;a component having a portion defining at least one magnetic coupling loop in the catheter body, the component being designed to couple with a conductive length on the intravascular device via a magnetic coupling in the absence of a physical electrical connection with the intravascular device, to result in a signal detectable by a processor as a measurement signal;the catheter having a connection to deliver the signal to the processor. 2. The catheter of claim 1 wherein the signal is further indicative of a property of the intravascular device. 3. The catheter of claim 1 wherein the signal is indicative of the position or length of the intravascular device. 4. The catheter of claim 1 wherein the signal is indicative of a surrounding environment of the intravascular device. 5. The catheter of claim 1 wherein the signal is used to produce an image of a region surrounding the intravascular device. 6. The catheter of claim 1 further comprising an intravascular imaging coil configured for acquiring intravascular imaging signals. 7. The catheter of claim 1 further comprising an electronic component for processing the signal. 8. The catheter of claim 7 wherein the electronic component is embedded in the catheter body. 9. The catheter of claim 7 wherein the electronic component is selected from the group consisting of: an amplifier circuit, a tuning circuit, a detuning circuit, a matching network, a filter circuit, an encoding circuit, and a current suppression circuit. 10. The catheter of claim 1 further comprising a safety component. 11. The catheter of claim 10 wherein the safety component is selected from the group consisting of: a RF choke and a balun. 12. The catheter of claim 1 further comprising a radiopaque marker. 13. The catheter of claim 1 wherein the component is a coil. 14. The catheter of claim 13 wherein the coil is a toroidal coil. 15. The catheter of claim 13 wherein the coil is a rectangular toroidal coil. 16. The catheter of claim 1 wherein the component has a cylindrical configuration comprising two concentric conductive tubes joined at one end of the cylindrical configuration and spaced apart by a non-conductive material. 17. The catheter of claim 1 wherein the component has a length in the range of about 0.1 mm to about 10 cm. 18. The catheter of claim 1 wherein the catheter has an outer diameter in the range of 0.3 mm to 5 cm and the component has a diameter corresponding to the catheter outer diameter. 19. The catheter of claim 1 wherein the component comprises a conductive material selected from the group consisting of: copper, aluminum, nitinol, gold, platinum, a flexible copper clad laminate, and combinations thereof. 20. The catheter of claim 1 wherein the magnetic coupling component comprises a non-conductive supportive mater... | Sunnybrook Health Sciences Centre | A61B005/00 A61M025/01 G01R033/28 G01R033/34
US08998910 | B2 | 2015-04-07 | Systems and methods for joint replacement | 2009-07-24 | Systems and methods for joint replacement are provided. The systems and methods include a surgical orientation device and at least one orthopedic fixture. The surgical orientation device and orthopedic fixtures can be used to locate the orientation of an axis in the body, to adjust an orientation of a cutting plane or planes along a bony surface, to distract a joint, or to otherwise assist in an orthopedic procedure or procedures. | 1. An orthopedic orientation system, for use in a joint procedure, comprising: an orthopedic fixture, comprising:a base member having at least one attachment opening configured to receive a pin for securing the base member to a tibia,an adjustment block disposed adjacent to a side surface of the base member;a movement device having a first end at least partially projecting into the side surface of the base member and extending therefrom toward the adjustment block;the movement device enabling at least one degree of freedom of the adjustment block relative to the base member when the base member is in a fixed position and orientation relative to the tibia;the adjustment block providing at least one additional and different degree of freedom of movement relative to the base member when the movement device is in a fixed position and orientation;an elongated structure coupled to the adjustment block and extending away from the base member;a first measuring device extending from a proximal portion of the base, the first measuring device configured to contact a location on a proximal surface of the tibia on a mechanical axis;a second measuring device extending from a distal portion of the elongated structure, the second measuring device configured to be positioned adjacent to a distal surface to identify a orientation of a plane extending through the tibia which contains the mechanical axis;a surgical orientation device coupled to the adjustment block and having an associated reference system, the surgical orientation device comprising: a portable housing configured to connect to the tibia by way of the orthopedic fixture;a sensor located within the housing, the sensor configured to monitor the orientation of the housing in the reference system, the sensor further configured to generate orientation data corresponding to the monitored orientation of the surgical orientation device;an output device configured to inform a user of an orientation relative to a reference plane or axis. 2. The system of claim 1, wherein the sensor is a multi-axis accelerometer and further comprises a control module configured to convert a first plurality of sensor outputs into an angle output to be output via the output device when the surgical orientation device is in a first range of positions relative to gravity and further is configured to convert a second plurality of sensor outputs into an angle output to be displayed by the display module when the surgical orientation device is in a second range of positions relative to gravity. 3. The system of claim 1, wherein the sensor is adapted to provide position and/or orientation information relative to the reference system. 4. The system of claim 1, wherein the sensor comprises gyroscopic sensors to detect angular position changes and accelerometers to detect linear position changes. 5. The system of claim 1, wherein the sensor is configured to sense magnetic fields and the surgical orientation device is configured to det... | OrthAlign, Inc. | A61B017/15 A61B019/00
US08357091 | B2 | 2013-01-22 | Analyte monitoring device and methods of use | 2009-12-21 | An analyte monitor includes a sensor, a sensor control unit, and a display unit. The sensor has, for example, a substrate, a recessed channel formed in the substrate, and conductive material disposed in the recessed channel to form a working electrode. The sensor control unit typically has a housing adapted for placement on skin and is adapted to receive a portion of an electrochemical sensor. The sensor control unit also includes two or more conductive contacts disposed on the housing and configured for coupling to two or more contact pads on the sensor. A transmitter is disposed in the housing and coupled to the plurality of conductive contacts for transmitting data obtained using the sensor. The display unit has a receiver for receiving data transmitted by the transmitter of the sensor control unit and a display coupled to the receiver for displaying an indication of a level of an analyte. The analyte monitor may also be part of a drug delivery system to alter the level of the analyte based on the data obtained using the sensor. | 1. A communication system, comprising: a display device including:an input unit configured to receive an indication associated with one or more parameters related to a patient condition;a processor operatively coupled to the input unit, the processor configured to process information related to the received indication, the processor further configured to determine an acceleration of a monitored analyte level based at least in part on the received indication;an output unit operatively coupled to the processor and configured to output an output indication based on the processed information; anda radio frequency (RF) transmitter operatively coupled to the processor and configured to wirelessly transmit one or more signals associated with the processed information; anda drug administration system in signal communication with the display device, the drug administration system configured to wirelessly receive the one or more transmitted signals associated with the processed information; wherein the display device is configured to enter a sleep mode when the input unit has not been activated for a predetermined period of time such that during the sleep mode, the processor continues to process data while the output unit is not activated. 2. The system of claim 1 wherein the drug administration system includes one or more of an internal infusion pump, an external infusion pump, a syringe injector, a transdermal delivery system, a patch, or an inhalation system. 3. The system of claim 1 wherein the drug administration system is configured to modify a current drug administration protocol based at least in part on the one or more parameters related to the patient condition. 4. The system of claim 3 wherein the one or more parameters related to the patient condition includes one or more of an analyte level, a drug sensitivity feedback, or a rate of change of the analyte level. 5. The system of claim 1 wherein the processed information includes a treatment protocol. 6. The system of claim 5 wherein the treatment protocol includes insulin treatment. 7. The system of claim 5 wherein the treatment protocol includes a drug administration protocol. 8. The system of claim 1 wherein the received indication associated with the one or more parameters related to the patient condition includes data related to a treatment protocol. 9. The system of claim 8 wherein the data related to the treatment protocol includes one or more of drug sensitivity curve, a trend in the patient's response to the treatment protocol, or a characteristic time constant for response to the treatment protocol. 10. The system of claim 1 wherein the input unit includes an RF receiver operatively coupled to the processor to receive remotely generated signals associated with a monitored analyte level. 11. The system of claim 10 wherein the monitored analyte is glucose. 12. The system of claim 10 wherein the RF receiver is configured to wirelessly receive one or more signals related to the ... | Abbott Diabetes Care Inc. | A61B005/00 A61B005/05
US08401602 | B2 | 2013-03-19 | Secondary-emitter sensor position indicator | 2009-10-12 | A secondary-emitter sensor position indicator has primary emitters that transmit light having primary wavelengths and at least one secondary emitter that transmits light having at least one secondary wavelength. A detector outputs a sensor signal in response to received light. An attachment assembly, in a sensor-on condition, positions the emitters and detector relative to a tissue site so that the sensor signal is substantially responsive to the primary wavelength light after attenuation by pulsatile blood flow within the tissue site and is negligibly responsive to the secondary wavelength light. The attachment assembly, in a sensor out-of-position condition, positions the secondary emitter relative to the tissue site so that the sensor signal is at least partially responsive to the secondary wavelength. | 1. A sensor position indicator having an optical sensor with a sensor-on condition in which the optical sensor is attached to and aligned with a tissue site so as to transmit light into the tissue site and detect the light after attenuation by pulsatile blood flow within the tissue site and a sensor out-of-position condition in which the sensor is unattached to or misaligned with the tissue site, the sensor position indicator comprising: an optical sensor having a plurality of primary emitters and a detector;the primary emitters generating light generally centered around each of a plurality of primary wavelengths;the primary emitters transmitting light into a tissue site in a sensor-on condition;the detector, in the sensor-on condition, outputting a sensor signal responsive to the primary wavelength light after attenuation by pulsatile blood flow within the tissue site;a secondary emitter that generates light generally centered around a secondary wavelength;the secondary emitter transmitted light is at least substantially attenuated by the tissue site;the detector, in the sensor-on condition, is at least substantially blocked by the tissue site from the secondary emitter so that the sensor signal is not responsive to the secondary wavelength light;the detector, in a sensor out-of-position condition, is at least partially exposed to the secondary emitter so that the sensor signal is responsive to the secondary wavelength light; anda processor responsive to the sensor signal so as to calculate a blood-related physiological parameter in the sensor-on condition and so as to indicate the sensor is unattached to or misaligned with the tissue site in the sensor out-of-position condition;wherein the secondary emitter is driven asynchronously relative to the primary emitters. 2. The sensor position indicator according to claim 1 wherein the optical sensor has a sensor mis-positioned condition in which the optical sensor is misaligned with the tissue site, the sensor position indicator further comprising: a second secondary emitter that generates light generally centered around the secondary wavelength;the detector, in the sensor mis-positioned condition, is at least substantially blocked from the second secondary emitter by the tissue site and is at least partially exposed to the secondary emitter so that the sensor signal is not responsive to the second secondary emitter and is responsive to the secondary emitter, andthe processor is responsive to the sensor signal so as to indicate the optical sensor is misaligned with the tissue site in the mis-positioned sensor condition. 3. The sensor position indicator according to claim 2 wherein the optical sensor has a sensor-off position in which the optical sensor is unattached to or substantially misplaced on the tissue site: the detector, in the sensor-off condition, is at least partially exposed to the secondary emitter and the second secondary emitter so that the sensor signal is responsive to both the se... | Masimo Corporation | A61B005/00
US08428691 | B2 | 2013-04-23 | Method and apparatus for localizing an ultrasound catheter | 2009-12-30 | An imaging system is provided with an ultrasound catheter and a controller coupled to the ultrasound catheter. The catheter includes a localizer sensor configured to generate positional information for the ultrasound catheter, and an imaging ultrasound sensor having a restricted field of view. The controller co-registers images from the imaging ultrasound sensor with positional information from the localizer sensor. | 1. An imaging system, comprising: an ultrasound catheter including a tubular body, comprising: a localizer sensor adapted and configured to generate positional information for the ultrasound catheter; andan imaging ultrasound sensor positionable relative to the tubular body so as to have a first restricted field of view; anda controller coupled to the ultrasound catheter for co-registering images from the imaging ultrasound sensor with positional information from the localizer sensor,wherein the controller is further configured to generate a context map of a geometry of a heart on a display and highlight a surface on the context map corresponding to a frame of the heart for which ultrasound data has been captured by said imaging ultrasound sensorwherein the first restricted field of view spans less than 360 degrees about the tubular body. 2. The imaging system of claim 1, wherein the localizer sensor comprises: a first annular sensor positionable relative to the tubular body so as to sense a first set of position information; anda second annular sensor positionable relative to the tubular body so as to sense a second set of position information, the second annular sensor being spaced from the first annular sensor along a length of the tubular body. 3. The imaging system of claim 2, wherein the first annular sensor and the second annular sensor each comprise a magnetic sensor. 4. The imaging system of claim 2, wherein the first annular sensor and the second annular sensor comprise a resistance/impedance sensor. 5. The imaging system of claim 1, wherein the localizer sensor comprises one of an ultrasound sensor, a magnetic sensor, and a resistance/impedance sensor. 6. The imaging system of claim 1 wherein the controller is further configured to project a determined 3D position of the ultrasound catheter onto the display. 7. The imaging system of claim 1, wherein the imaging ultrasound sensor comprises a longitudinal phased array of imaging ultrasound sensors. 8. An imaging system, comprising: an ultrasound catheter including a localizer sensor and an imaging ultrasound transducer;an ultrasound system operatively coupled to said ultrasound transducer to generate a sound wave and to sense an echo wave to yield and capture ultrasound data for a frame of a heart;a navigation system operatively coupled to the localizer sensor for determining positional information for the ultrasound catheter in the context of a portion of a body;a controller coupled to the catheter for registering images from the imaging ultrasound transducer into the navigation system using positional information from the localizer sensor, andan imaging system for displaying a context map of a heart geometry wherein the imaging system highlights a surface on the context map corresponding to the frame. 9. The imaging system of claim 8, wherein the imaging ultrasound transducer comprises a longitudinal phased array of imaging ultrasound sensors. 10. The imaging system of claim 8... | St. Jude Medical, Atrial Fibrillation Division, Inc. | A61B005/05
US08585609 | B2 | 2013-11-19 | Quantitative, non-invasive, clinical diagnosis of traumatic brain injury using simulated distance visual stimulus device for neurologic testing | 2009-10-09 | A portable virtual reality device is disclosed that will facilitate the effective and efficient screening for TBI in military personnel in forward deployed military settings or remote locations using minimally trained staff. This includes the establishment of a protocol that will provide cost effective pre-screening of military personnel prior to deployment to establish a baseline of brain function prior to possible future injury. The efficiency of the device will promote subsequent follow-up screening to assess the effectiveness of prescribed TBI treatment. Further protocols for diagnosis and rehabilitation applications using the same virtual reality portable device will allow more advanced usage for clinicians providing ongoing evaluation and treatment. | 1. A method of diagnosis of traumatic brain injury comprising the steps of: providing a head mounted goggle based stimulus generating eye tracking unit to the subject;presenting visual stimulus to the subject, wherein the visual stimulus is in the head mounted goggle based system and forms the optical target stimulus for at least two distinct tests including at least two of nystagmus tests, smooth pursuit tests, saccades tests, optokinetic tests, subjective visual horizontal and subjective visual vertical;obtaining objective physiologic response of the subject from the head mounted goggle unit based upon each of the visual stimulus presented to the subject in each test; andusing the objective physiologic responses to diagnose the presence of traumatic brain injury. 2. The method of diagnosis of traumatic brain injury according to claim 1, further including the step of obtaining pre-trauma objective physiologic responses of the subject from the head mounted goggle unit based upon each of the visual stimulus presented to the subject, wherein the pre-trauma objective physiologic responses form a baseline for the subject. 3. The method of diagnosis of traumatic brain injury according to claim 2, wherein the step of using the objective physiologic responses to diagnose the presence of traumatic brain injury includes a determining whether at least one post-trauma objective physiologic responses of the subject differs from the associated pre-trauma objective physiologic response by greater than a preset threshold for that response. 4. The method of diagnosis of traumatic brain injury according to claim 3, wherein the visual stimulus presented to the subject includes at least one nystagmus test. 5. The method of diagnosis of traumatic brain injury according to claim 3, wherein the visual stimulus presented to the subject includes at least one horizontal nystagmus test, one vertical and one spontaneous nystagmus test. 6. The method of diagnosis of traumatic brain injury according to claim 3, wherein the visual stimulus presented to the subject includes at least one horizontal smooth pursuit test and at least one vertical smooth pursuit test. 7. The method of diagnosis of traumatic brain injury according to claim 3, wherein the visual stimulus presented to the subject includes at least one horizontal saccades test and at least one vertical saccades test. 8. The method of diagnosis of traumatic brain injury according to claim 1, wherein the step of using the objective physiologic responses to diagnose the presence of traumatic brain injury includes a determining whether at least one post-trauma objective physiologic responses of the subject differs from an associated objective physiologic response of a normative database of similar subjects by greater than a preset threshold for that response. 9. A method of diagnosis of traumatic brain injury comprising the steps of: providing a head mounted stimulus generating eye tracking goggle unit coupled to t... | Neuro Kinetics, Inc. | A61B005/00
US08417309 | B2 | 2013-04-09 | Medical sensor | 2008-09-30 | The present disclosure generally relates to a medical sensor configured to attach to a patient's finger. According to embodiments, a sensor body is attached to a ring such that the sensor body is limited to contact with the patient's finger. The ring may have a fixed diameter or be adjustable. The ring may also include an indicator that facilitates the determination of whether the ring applies appropriate tension to the patient's finger. The sensor body may comprise a strip attached to the ring at two points or a hood that covers the distal end of the patient's finger. The sensor body may be coupled to the patient's finger with adhesives or securing flaps. | 1. A sensor comprising: a ring configured to be placed on a patient's finger and to maintain a continuous loop when removed from the patient's finger and configured to maintain the continuous loop when adjusting the size of the ring, wherein the ring comprises an inelastic segment configured to be placed around the patient's finger, and an elastic segment coupled to the inelastic segment, the elastic segment having a fastener to secure the ring to the patient's finger;a sensor body being integrally coupled to the ring and having a substantially closed end and a substantially open end, the substantially open end being coupled to the ring, and the substantially closed end configured to at least partially enclose a distal end of the patient's finger when the ring is placed on the patient's finger;a securing mechanism coupled to the sensor body, the securing mechanism configured to secure the sensor body to the finger; anda sensor disposed on the sensor body, the sensor configured to communicatively couple to the patient's finger. 2. The sensor of claim 1, wherein the inelastic segment comprises at least one indicator and the elastic segment comprises at least one tension indicator zone configured to align with the indicator to indicate whether the ring has been secured to a patient's finger at an appropriate tension. 3. The sensor of claim 1, wherein the sensor comprises a pulse oximetry sensor. 4. The sensor of claim 3, wherein the sensor comprises a transmission-type pulse oximetry sensor. 5. The sensor of claim 3, wherein the sensor comprises a reflectance-type pulse oximetry sensor. 6. The sensor of claim 1, wherein the sensor is configured to be disabled if the sensor body is at least partially separated from the ring. 7. A pulse oximetry system comprising: a pulse oximetry monitor; anda pulse oximetry sensor operatively coupled to the pulse oximetry monitor, the pulse oximetry sensor comprising:a ring configured to be placed on a patient's finger and to maintain a continuous loop when removed from the patient's finger and configured to maintain the continuous loop when adjusting the size of the ring, wherein the ring comprises an inelastic segment configured to be placed around the patient's finger, and an elastic segment coupled to the inelastic segment, the elastic segment having a fastener to secure the ring to the patient's finger;a sensor body being integrally coupled to the ring and having a substantially closed end and a substantially open end, the substantially open end being coupled to the ring, and the substantially closed end being configured to at least partially enclose a distal end of the patient's finger when the ring is placed on the patient's finger;a securing mechanism coupled to the sensor body, the securing mechanism being configured to secure the sensor body to the finger; anda sensor disposed on the sensor body, the sensor being configured to communicatively couple to the patient's finger. 8. The system of claim 7,... | Covidien LP | A61B005/1455
US08958868 | B2 | 2015-02-17 | Systems and methods for multichannel wireless implantable neural recording | 2009-05-18 | A system for transmitting bioelectrical signals. The system includes an implantable bioelectrical sensor for receiving at least one bioelectrical signal; an analog-to-time converter for converting the received bioelectrical signal from an analog domain to a time domain signal; and a radio frequency (RF) modulator for transmitting the time domain signal. The the analog-to-time converter and the RF modulator are implantable in a living being. | 1. A system for recording neural signals of a brain, the system comprising: a plurality of implantable electrode sensors placed in juxtaposition to one or more neural circuits for receiving at least one neural signal;an analog-to-time signal converter for converting the received neural signals to an asynchronous pulse-width-modulated signal, the analog-to-time signal converter comprising a low-noise amplifier configured to receive the neural signals and a comparator, wherein the comparator comprises a first input that receives the output of the low-noise amplifier and a second input that receives the output of a triangular waveform generator programmed with a predetermined frequency and directly compares the output of the triangular waveform generator to the output of the low-noise amplifier to generate the asynchronous pulse-width-modulated signal; anda radio frequency (RF) modulator for transmitting the asynchronous signal,the signal converter and the RF modulator designed to be implanted in a living being. 2. The system of claim 1, the system having a power consumption of less than approximately 6 milliwatts at approximately ±1.5V, and the system increasing the temperature of the living being by less than approximately 2 degrees Centigrade. 3. The system of claim 1, the signal converter and the RF modulator implantable in a brain of an animal or human. 4. The system of claim 1, the system comprising a surface area of less than approximately 10 mm by 10 mm. 5. A system for recording neural signals of a nervous system, the system comprising: a plurality of implantable electrode sensors placed in juxtaposition to one or more neural circuits for receiving at least one neural signal;a signal converter for converting the received neural signals to an asynchronous signal, anda radio frequency (RF) modulator for transmitting the asynchronous signal,the signal converter and the RF modulator designed to be implanted in a living being,the signal converter comprising: a low noise amplifier system comprising a plurality of low noise amplifiers, each of the low noise amplifiers in communication with at least one of the plurality of implanted electrode sensors, each low noise amplifier for amplifying and filtering at least one received neural signal;a pulse width modulator system comprising a plurality of comparators, wherein each comparator comprises a first input that receives the output of the low-noise amplifier and a second input that receives the output of a triangular waveform system, the pulse width modulator system converting an amplitude of the received amplified and filtered neural signals to a pulse width sample, the number of the plurality of comparators of the pulse width modulator system is at least greater than or equal to the number of the plurality of low noise amplifiers of the low noise amplifier system;a programmable triangular waveform system feeding a predetermined frequency and amplitude triangular waveform to the pulse width modu... | Georgia Tech Research Corporation North Carolina University | A61B005/02 A61B005/00
US08364220 | B2 | 2013-01-29 | Medical sensor and technique for using the same | 2008-09-25 | According to embodiments, a headcovering hat-based, and/or headband sensor assembly may provide an output to indicate when the sensor experiences abnormal forces or pressure. The sensor assembly may include features to increase the pressure against the tissue to allow the sensor to contact the tissue with sufficient force to obtain accurate measurement, but not so much force as to cause any discomfort for a patient. | 1. An apparatus comprising: a headcovering capable of being applied to a patient's head;a substrate disposed on the headcovering;an emitter disposed on the substrate;a detector disposed on the substrate;a cable extending from the substrate through an open portion of the headcovering configured to be proximate to a top of the headcovering when the headcovering is applied to the patient; anda pressure sensor associated with the headcovering, wherein the pressure sensor is capable of providing a pressure indication, and wherein the pressure sensor comprises a colorimetric film and a reference color strip. 2. The apparatus, as set forth in claim 1, wherein the pressure sensor is disposed on the substrate. 3. The apparatus, as set forth in claim 1, wherein the headcovering comprises a neonatal stocking cap. 4. The apparatus, as set forth in claim 1, comprising a tightening structure capable of increasing the pressure of the substrate against the patient's head. 5. The apparatus, as set forth in claim 1, wherein the headcovering comprises a plurality of indicia for openings such that when the openings are formed along the plurality of indicia, a pressure of the headcovering against the patient's head lessens. 6. The apparatus, as set forth in claim 5, wherein the indicia comprise slits or holes. 7. A pulse oximetry system comprising: a pulse oximetry monitor; anda sensor assembly capable of being operatively coupled to the monitor, the sensor assembly comprising: a headcovering capable of being applied to a patient's head, wherein the headcovering comprises a plurality of indicia for openings such that when the openings are formed along the plurality of indicia, a pressure of the headcovering against the patient's head lessens;a substrate disposed on the headcovering;an emitter disposed on the substrate;a detector disposed on the substrate;a cable extending from the substrate through an open portion of the headcovering and configured to be proximate to a top of the headcovering when the headcovering is applied to the patient; anda pressure sensor associated with the headcovering, wherein the pressure sensor is capable of providing a feedback to the monitor. 8. The system, as set forth in claim 7, wherein the feedback comprises an electrical signal. 9. The system, as set forth in claim 7, wherein the pressure sensor comprises a displacement-based sensor. 10. The system, as set forth in claim 7, wherein the pressure sensor comprises a colorimetric film. 11. The system, as set forth in claim 10, wherein the pressure sensor comprises a reference color strip. 12. The system, as set forth in claim 7, wherein the pressure sensor is disposed on the substrate. 13. The system, as set forth in claim 7, wherein the headcovering comprises a neonatal stocking cap. 14. The system, as set forth in claim 7, comprising a tightening structure capable of increasing the pressure of the substrate against the patient's head. 15. The system, as set forth in clai... | Covidien LP | A61B005/1455
US20100055040 | A1 | 2010-03-04 | Optical Imaging Contrast Agents | 2006-06-21 | The present invention provides compositions and methods for the selective identification of damaged sites in the gastrointestinal tract. More particularly, the compositions comprise a phosphated and/or sulfated saccharide, such as sucralfate, containing one or more optical molecules. | 1-26. (canceled) 27. A composition for detecting damaged areas of the gastrointestinal tract, the composition comprising: a molecule or a pharmaceutically acceptable salt thereof, the molecule comprising a saccharide substituted with an optical dye, wherein the saccharide is selected from the group consisting of a sulfated saccharide, a phosphated saccharide, and combinations thereof, and wherein the molecule is capable of selectively binding to damaged and/or inflamed areas of the gastrointestinal tract. 28. The composition of claim 27, wherein the saccharide is selected from the group consisting of sucralfate, precursors of sucralfate, and derivatives of sucralfate. 29. The composition of claim 27, wherein the molecule is suitable for optical detection in the gastrointestinal tract. 30. The composition of claim 27, wherein the optical dye transmits, reflects, or fluoresces light in the wavelength range of about 350 nanometers to about 1300 nanometers, and is sufficiently stable under conditions found in the gastrointestinal tract. 31. The composition of claim 27, wherein the optical dye comprises at least one substituent selected from the group consisting of —SO3H (sulfonic acid), —PO4H2 (phosphoric acid), —COOH (carboxylic acid), and combinations thereof. 32. The composition of claim 27, wherein the optical dye is selected from the group consisting of cyanines, indocyanines, phthalocyanines, squaraines, polymethines, pyrazines, rhodamines, fluoresceins, and derivatives and analogues thereof. 33. The composition of claim 27, wherein the optical dye is selected from the group consisting of cyanines, indocyanines, phthalocyanines, merocyanines, carbocyanines, napthocyanines, rhodamines, tetramethyl rhodamines, phenoxazines, phenothiazines, phenoselenazines, fluoresceins, porphyrins, porphyrin analogs, benzoporphyrins, squaraines, corrins, croconiums, azo compounds, methines, triphenylmethinines, polymethines, indoleniums, styryls, oxonols, squariliums, eosins, erythrosin, coumarin, methyl-coumarins, pyrene stibenes, fullerenes, oxatellurazoles, phenylxanthenes, and derivatives thereof. 34. The composition of claim 27, wherein the optical dye is directly attached to the saccharide. 35. The composition of claim 27, wherein the optical dye is indirectly attached to the saccharide by at least one chelator, at least one linker, or at least one coupling moiety. 36. The composition of claim 27, wherein the optical dye and the saccharide are present in a mole ratio of total optical dye to total saccharide of about 0.001:1 to about 3:1. 37. The composition of claim 27, wherein the molecule has a magnetic resonance imaging agent attached thereto. 38. The composition of claim 37, wherein the magnetic resonance imaging agent is selected from the group consisting of paramagnetic agents, superparamagnetic agents, ferromagnetic agents, and combinations thereof. 39. The composition of claim 27, the molecule being of the following formula, wherein:ea... | - | A61B005/055 A61K049/00
US20100098775 | A1 | 2010-04-22 | DETECTING GENETIC PREDISPOSITION TO OSTEOARTHRITIS ASSOCIATED CONDITIONS | 2009-05-04 | This application relates to methods and kits for detecting predisposition to increased risk for osteoarthritis associated conditions. | 1. A method of detecting predisposition for increased risk of severe disease progression and joint space narrowing of osteoarthritis in a subject comprising detecting in the subject any one, any two, or all three of the following: a) genotype G/G at IL1RN rs9005 G>A;b) genotype T/T at IL1RN rs419598 T>C;c) genotype T/C or C/C at IL1RN rs315952 T>C;wherein the presence of any one, any two, or all three of these genotypes indicates that the subject is predisposed to the severe disease progression, joint space narrowing, and other biomarkers of disease severity, including, but not limited to, cytokines, chemokines, collagen fragments, and proteinases of osteoarthritis and the absence of all three of these genotypes indicates that the subject is not predisposed to such. 2. A method of detecting predisposition for decreased risk of severe disease progression and joint space narrowing of osteoarthritis in a subject comprising detecting in the subject: a) genotype A/A or G/A at IL1RN rs9005 G>A;b) genotype C/C or T/C at IL1RN rs419598 T>C;c) genotype T/T at IL1RN rs315952 T>C;wherein the presence of any one, any two, or all three of these genotypes indicates that the subject is protected from progression to severe disease, joint space narrowing, and other biomarkers of disease severity, including, but not limited to, cytokines, chemokines, collagen fragments, and proteinases, of osteoarthritis and the absence of all of these genotypes indicates that the subject is not protected from such. 3. A method of detecting predisposition for increased risk of severe disease progression, joint space narrowing, and other biomarkers of disease severity, including, but not limited to, cytokines, chemokines, collagen fragments, and proteinases of osteoarthritis in a subject comprising detecting in the subject no copies of the following haplotype (ACT): IL1RN rs9005 G>A, IL1RN rs419598 T>C, IL1RN rs315952 T>C whereby the presence of one or two copies of this haplotype predicts reduced risk of severe disease progression and associated conditions. 4. A method for selecting osteoarthritis subjects for inclusion in or exclusion from clinical trials based on the likelihood of their disease progression, joint space narrowing, and other biomarkers of disease severity, including, but not limited to, cytokines, chemokines, collagen fragments, and proteinases of osteoarthritis comprising typing the subject's nucleic acid at one or more of the polymorphic loci selected from the group consisting of IL1RN rs9005 G>A, IL1RN rs419598 T>C, and IL1RN rs315952 T>C, wherein the subject's genotype with respect to said loci provides information about the subject's risk for such, and allows the selection of study subjects that are suitable for the criteria of the clinical trial. 5. A method for selecting an appropriate therapeutic regimen, based on, but not limited to, therapeutic classes of disease-modifying osteoarthritis drugs (DMOADs) for a subject suffering from osteoarthritis comp... | INTERLEUKIN GENETICS, INC. | A61K031/7088 C12Q001/68 C07H021/00 A61K038/00 A61K033/00 A61B005/00
US07672702 | B2 | 2010-03-02 | Noninvasive in vivo measuring system and noninvasive in vivo measuring method by correcting influence of Hemoglobin | 2007-03-13 | A noninvasive in vivo measuring system and a noninvasive in vivo measuring method are provided. In the noninvasive in vivo measuring system, a Raman-fluorescence measuring unit measures blood sugar concentration, which is measured using Raman spectra before and after applying a pressure on a finger, and outputs a final blood sugar level by correcting the blood sugar concentration measurement according to a Hemoglobin (Hb) concentration measured by an Hb measuring unit. | 1. A noninvasive in vivo measuring system comprising: a tissue modulation unit configured to apply a pressure on a tissue;a hemoglobin (Hb) measuring unit configured to analyze an amount of absorption of electromagnetic waves on a first portion of the tissue before and after the application of the pressure by the tissue modulation unit, and configured to measure a Hb concentration of the tissue; anda Raman-fluorescence (R-F) measuring unit configured to measure a blood sugar concentration by analyzing Raman spectra based on a reflection of a laser irradiated on a second portion of the tissue before and after the application of the pressure by the tissue modulation unit, and configured to calculate a final blood sugar level by correcting the blood sugar concentration measurement, based on the measured Hb concentration,wherein the R-F measuring unit is configured to calculate the final blood sugar level by increasingly correcting the blood sugar concentration measurement, having been measured based on the Raman spectra, when the Hb concentration is greater than a predetermined threshold value, and is configured to calculate the final blood sugar level by decreasingly correcting the blood sugar concentration measurement, having been measured based on the Raman spectra, when the Hb concentration is less than the predetermined threshold value. 2. The system of claim 1, wherein the Hb measuring unit is configured to calculate the Hb concentration of the tissue by analyzing absorption of predetermined electromagnetic waves before and after the application of the pressure on the tissue. 3. The system of claim 2, wherein wavelengths of the electromagnetic waves before and after the application of the pressure on the tissue are less than approximately 1300 nm. 4. The system of claim 1, wherein the Hb measuring unit comprises: a light source array, having at least two light sources, to generate the electromagnetic waves;a light detector configured to sense electromagnetic waves after penetration of the first portion of the tissue by the electromagnetic waves; anda concentration calculator configured to calculate the Hb concentration using a difference of the absorption of electromagnetic waves, having been sensed by the light detector. 5. The system of claim 4, wherein the light detector is equipped in an instrument for contacting the tissue. 6. The system of claim 5, wherein the tissue modulation unit is configured to apply a predetermined pressure between the instrument for contacting the tissue and a portion of the tissue. 7. The system of claim 5, wherein the tissue modulation unit comprises: a pressure sensor configured to sense the pressure applied on the portion of the tissue, and configured to be equipped in the instrument for contacting the tissue; anda pressure applier configured to apply at least a single type of the pressure between the instrument for contacting the tissue and the portion of the tissue by using a result of the sensing, whi... | Samsung Electronics Co., Ltd. | A61B005/1455
US07672858 | B2 | 2010-03-02 | Best possible payment expected for healthcare services | 2007-04-26 | A system is disclosed that is useful by hospitals and other healthcare providers for automatically determining the best possible or maximum amount of payments a healthcare provider can lawfully expect to receive for healthcare resources which takes into account various discounts agreed upon by the healthcare provider with various private insurance companies as well as public (i.e., government) insurance providers, which administer managed healthcare plans including Medicare and Medicaid, all payments received against expected payments and a yield measurement approach for determining the providers performance at a given point in time and across various segments of its operations. In accordance with one aspect of the present invention, contracts between a healthcare provider and all private insurance companies and public insurance providers may be modeled. Various data including healthcare resources provided to patients up to a given point in time, applicable insurance company, and healthcare resource code are entered into the system. The system is able to calculate the best possible revenue that the healthcare provider can lawfully expect to receive taking into account the various discounts negotiated with the various insurance companies. Indeed, once the data is loaded, the system can provide an accurate snapshot of a healthcare provider's best possible expected revenues at any given time based upon services rendered instead of waiting until the healthcare resources have been billed out to insurance companies, patients, and third party payers. It can also provide an accurate snapshot of all payments received against those expected payments to determine yield across various segments of its operations. | 1. A computerized method for calculating by way of a computerized processing engine under program control the best possible revenue a healthcare provider can lawfully expect at a given time ,the method comprising the steps: (a) storing on a computer readable medium a plurality of contracts between a healthcare provider and a corresponding plurality of third party payers, each of which contracts identifies the amounts of payment that the corresponding third party payer will pay to the health care provider for medical services and supplies provided by said health care provider to patients covered by said corresponding third party payer;(b) storing on said computer readable medium patient data which (i) identifies the patients who have received the medical services and supplies provided by the health care provider, and (ii) identifies any of said plurality of third party payers which are obligated to pay at least a portion of medical expenses incurred by said patients who have received the medical services and supplies provided by the health care provider;(c) storing on said computer readable medium patient data which identifies the medical services and supplies provided by said health care provider to said patients who have received the medical services and supplies provided by the health care provider, to define raw charge data;(d) storing on said computer readable medium payments made to said health care provider by (i) said any of said plurality of third party payers which is obligated to pay at least a portion of medical expenses incurred by said patients who have received the medical services and supplies provided by the health care provider, and (ii) said patients who have received medical services and supplies provided by said health care provider; and(e) calculating, under program control by way of the computerized processing engine, the amounts of payment due to the health care provider at the given time by executing the following steps under program control: (i) determining whether any of the raw charge data incurred by said patients who have received medical services and supplies provided by said health care provider will at least be partially paid by said any of said plurality of third party payers which are obligated to pay at least a portion of medical expenses incurred by said patients who have received the medical services and supplies provided by the health care provider, by determining if said patients who have received the medical services and supplies provided by the health care provider are covered by at least one third party payer that has a contract with said health care provider;(ii) for patients who have received medical services and supplies, and for which at least a portion of said raw charge data are covered by the at least one third party payer that has a contract with said health care provider as determined in step (i), transforming said raw charge data to fees provided by the contract between said health care provider... | Accretive Health, Inc. | G06Q010/00 G06Q050/00 A61B005/00 G06F019/00
US20100094113 | A1 | 2010-04-15 | HEMODYNAMIC MONITORING DURING AUTOMATED MEASUREMENT OF BLOOD CONSTITUENTS | 2009-10-08 | The present invention provides methods and apparatuses that can provide measurement of analytes such as glucose with a variety of sensors in connection with hemodynamic monitoring. Some embodiments of the present invention enable the use of a single arterial access site for automated blood glucose measurement as well as hemodynamic monitoring. Some embodiments of the present invention can reduce or eliminate nuisance hemodynamic alarms. Some embodiments of the present invention can provide hemodynamic monitoring during an automated analyte measurement process. An example apparatus according to the present invention comprises a blood access system, adapted to remove blood from a body and infuse at least a portion of the blood back into the body. Such an apparatus also comprises an analyte sensor, mounted with or integrated into the blood access system such that the analyte sensor measures the analyte in the blood that has been removed from the body by the blood access system. | 1. An apparatus for hemodynamic monitoring and analyte measurement, comprising: a. An arterial catheter, configured to be placed in fluid communication with an artery of a patient;b. A blood pressure monitoring subsystem mounted with the arterial catheter such that the blood pressure monitoring subsystem can determine the pressure of blood in the artery; andc. An analyte measuring subsystem mounted with the arterial catheter such that the analyte measuring subsystem can determine the presence, concentration, or both of one or more analytes in blood withdrawn from the artery. 2. An apparatus as in claim 1, wherein the arterial catheter has first and second lumens, and wherein the blood pressure measuring subsystem is mounted in fluid communication with first lumen, and wherein the analyte measuring subsystem is mounted in fluid communication with the second lumen. 3. An apparatus as in claim 1, wherein the arterial catheter comprises (i) a hub defining an internal volume characterized by an internal diameter and having a fluid port in fluid communication with the internal volume; and (ii) a catheter having an external diameter less than the hub internal diameter and mounted within the internal volume; and wherein the pressure monitoring subsystem is mounted in fluid communication with either the fluid port of the hub or the catheter, and the analyte measuring subsystem is mounted in fluid communication with the other of the fluid port of the hub or the catheter. 4. An apparatus as in claim 1, wherein the analyte measuring subsystem can transport blood from the catheter; and further comprising an alarm and display subsystem, responsive to the blood pressure monitoring device and the analyte measuring subsystem, configured such that an alarm is indicated when both (i) the pressure monitoring subsystem indicates pressure outside a range of acceptable values and (ii) the analyte measuring subsystem indicates that the pressure monitoring subsystem indication is not invalidated by the analyte measuring subsystem. 5. An apparatus as in claim 4, wherein the alarm and display subsystem is further configured to display (i) an indication of pressure responsive to the pressure monitoring subsystem when the analyte measuring subsystem does not indicate interference with the pressure monitoring subsystem, and (ii) an indication that analyte measurement subsystem is interfering with the pressure monitoring subsystem when the analyte measuring subsystem does indicate interference with the pressure monitoring subsystem. 6. An apparatus as in claim 5, wherein the indication that the analyte measurement subsystem is interfering with the pressure monitoring subsystem comprises one or more of a text message, a change in color of the display, a change in size of a displayed waveform, or a waveform with a shape recognizably distinct from normal patient pressure waveforms. 7. An apparatus as in claim 1, wherein the analyte measuring subsystem can transport blood fr... | - | A61B005/1473 A61B005/02 A61B005/021
US20100106059 | A1 | 2010-04-29 | SYSTEM AND METHOD FOR EVALUATING NEUROMUSCULAR AND JOINT PROPERTIES | 2008-03-24 | A pocket neuromuscular evaluator delivers controlled tendon taps, makes quantitative measures of the taps and the reflex responses invoked, evaluates not only the neurological reflexes but also the muscle-joint properties, analyzes the data, displays the results, and records them to provide quantitative characterizations of the neuromuscular and joint properties. | 1. A neuromuscular evaluator capable of eliciting tendon reflexes by tapping onto a tendon under precise control. 2. The design of 1 wherein an actuator, said actuator generating rotary or linear motion such that the motion can be used to tap onto a tendon. Electric motor (FIG. 2) or mechanical spring (FIG. 3) can be used as the actuator. 3. The design of 1 wherein a cable-driven mechanism is used, the said cable-driven mechanism converts the rotary motion to linear motion in case a rotary motor is used. 4. The design of 1 wherein a rack-and-pinion mechanism is used, the said rack-and-pinion mechanism converts the rotary motion to linear motion as an alternative for the cable-driven mechanism. 5. The design of 1 wherein a force sensor, said force sensor mounted on one end of the moving block. 6. The design of 1 wherein a rubber pad, said rubber pad mounted in front of the force sensor. 7. The design of 1 wherein a central processing unit, said central processing unit controlling the current flows to the motor based on the force measured at the said force sensor. The central processing unit is capable of analyzing and saving collected data. 8. The design of 1 wherein a display unit, said display unit displaying the collected and analyzed data. A LED, said LED displaying the mode of operation by different colors (e.g., Green color—ready)A control panel, said control panel that has buttons to move cursors on the screen or to input commands. 9. The design of 1 wherein a rechargeable battery, said rechargeable battery storing electric power to run the apparatus for a couple of hours. 10. The design of 1 wherein a trigger button, said trigger button sending electric signal to the central processing unit to initiate the motion at the motor. 11. The design of 1 wherein a force threshold adjustor, said force threshold adjustor setting the desired value of impact force so that the central processing unit can control to retract the moving block when the desired impact force is reached. 12. The design of 1 wherein a gyroscope, said gyroscope measuring the angular rotation rate. 13. The design of 1 wherein a triaxial accelerometer, said accelerometer measuring the angular acceleration and tilt angle. 14. The design of cable mechanism in 3 wherein the cable-driven mechanism comprising: A small tube, said tube affixed to motor shaft and two cables are affixed to the tube.A moving block, said moving block mounted on a said linear motion guide. The moving block moves along the direction of the linear motion guide.Two cables, said two cables connecting the said moving block with the said tube. One end of a cable wraps around the said tube and the other end of the cable is fixed to one end of moving block. One end of the second cable wraps around the tube in the opposite direction and the other end of the second cable is affixed to a cable tensioner.A cable tensioner, said cable tensioner linearly pulling the cable by turning a said screw. One end of t... | REHABTEK LLC | A61B005/103
US20100076292 | A1 | 2010-03-25 | Health Monitor | 2009-11-30 | Methods and devices to detect analyte in body fluid are provided. Embodiments include enhanced analyte monitoring devices and systems. | 1. An analyte monitoring device, comprising: an analyte sensor having a portion in fluid contact with an interstitial fluid under a skin layer to monitor an analyte level; andan on body control unit operatively coupled to the analyte sensor to receive one or more analyte related signals from the analyte sensor, the control unit including a processor to detect a user initiated data transfer request, and in response to the data transfer request, to transmit data related to the monitored analyte level. 2. The device of claim 1 wherein the control unit transmits the data related to the monitored analyte level only in response to the user initiated data transfer request. 3. The device of claim 1 further including a memory for storing the analyte related signals from the analyte sensor or the data related to the monitored analyte level or both. 4. The device of claim 1 wherein the control unit wirelessly transmits the data related to the monitored analyte level. 5. The device of claim 1 wherein the analyte sensor is a glucose sensor. 6. The device of claim 1 wherein the control unit transmits the data related to the monitored analyte level when in signal communication with a glucose meter. 7. The device of claim 6 wherein the control unit receives the data transfer request from the glucose meter. 8. The device of claim 6 wherein the control unit is in signal communication with the glucose meter based on radio frequency (RF) communication protocol. 9. The device of claim 1 wherein, in response to the data transfer request, the control unit transmits a current glucose data and one or more prior glucose data. 10. The device of claim 3 wherein the control unit transmits stored analyte data in response to the data transfer request. 11. The device of claim 1 wherein the control unit performs one or more of a prospective analysis or a retrospective analysis on the monitored analyte level. 12. The device of claim 1 wherein the analyte sensor requires no system calibration. 13. The device of claim 1 wherein the analyte sensor requires no user calibration. 14. The device of claim 1 wherein the analyte sensor is automatically calibrated. 15. A method, comprising: receiving a plurality of signals from an analyte sensor related to a monitored analyte level;processing using a processor the received plurality of signals to generate data corresponding to the monitored analyte level based on the received plurality of signals;buffering the generated data corresponding to the monitored analyte level in a memory;detecting a user initiated data transfer request; andtransmitting data corresponding to the monitored analyte level in response to the detected user initiated data transfer request. 16. The method of claim 15 wherein the data transmitted in response to the data transfer request includes glucose data. 17. The method of claim 15 wherein the data transmitted in response to the data transfer request is wirelessly transmitted. 18. The method of claim 1... | Abbott Diabetes Care Inc. | A61B005/145
US20100069771 | A1 | 2010-03-18 | WIRELESS PYRO/PIEZO SENSOR | 2009-09-11 | This document discusses, among other things, a system and method for detecting biomedical data of a patient. Biomedical data of the patient can be detected using one or more wireless sensors. The wireless sensor can include pyro electric and piezo electric properties and can be coupled to a wireless transceiver to receive the biomedical data. Examples include wirelessly communicating the biomedical data to a base station coupled to a polysomnograph (PSG) machine or a sleep therapy device. | 1. An apparatus for detecting biomedical data of a patient, the device comprising: a pyro/piezoelectric sensor having both pyroelectric and piezoelectric properties configured to detect biomedical data of the patient; andwherein the pyro/piezoelectric sensor is configured to be coupled to a wireless transceiver configured to receive the biomedical data from the pyro/piezoelectric sensor and to wirelessly communicate the biomedical data to a wireless base station coupled to a sleep therapy device or a polysomnograph (PSG) machine. 2. The apparatus of claim 1, wherein the pyro/piezoelectric sensor includes an airflow sensor configured to detect respiration airflow information of the patient. 3. The apparatus of claim 2, wherein the pyro/piezoelectric sensor is configured to produce a first output indicative of respiration temperature information and a second output indicative of respiration pressure information. 4. The apparatus of claim 3, including the wireless transceiver, wherein the wireless transceiver is configured to wirelessly communicate the respiration temperature and pressure information to a wireless base station coupled to a PSG machine configured to display the respiration temperature and pressure information to a user for diagnosing a sleep disorder. 5. The apparatus of claim 3, including the wireless transceiver, wherein the wireless transceiver is configured to wirelessly communicate the respiration temperature and pressure information to a wireless base station coupled to a sleep therapy device configured to detect a sleep disorder event using the respiration temperature and pressure information and to provide treatment to interrupt the sleep disorder event. 6. The apparatus of claim 1, wherein the pyro/piezoelectric sensor includes a chest respiratory effort belt configured to detect chest respiratory effort information of the patient. 7. The apparatus of claim 6, including the wireless transceiver, wherein the wireless transceiver is configured to wirelessly communicate the chest respiratory effort information to a wireless base station coupled to a PSG machine configured to display the chest respiratory effort information to a user for diagnosing a sleep disorder. 8. The apparatus of claim 6, including the wireless transceiver, wherein the wireless transceiver is configured to wirelessly communicate the chest respiratory effort information to a wireless base station coupled to a sleep therapy device configured to detect a sleep disorder event using the chest respiratory effort information and to provide treatment to interrupt the sleep disorder event. 9. The apparatus of claim 1, wherein the pyro/piezoelectric sensor includes an abdominal respiratory effort belt configured to detect abdominal respiratory effort information of the patient. 10. The apparatus of claim 9, including the wireless transceiver, wherein the wireless transceiver is configured to wirelessly communicate the abdominal respiratory effort informatio... | Dymedix Corporation | A61B005/087
US20100063385 | A1 | 2010-03-11 | METHOD AND APPARATUS FOR MAGNETICALLY CONTROLLING CATHETERS IN BODY LUMENS AND CAVITIES | 2009-08-06 | A method of navigating a magnet-tipped distal end of an elongate medical device through the body includes providing an image display of the part of the body through which the medical device is being navigated and using the display to input the desired path of the medical device by identifying points on the desired path on the display. The magnetic field needed to orient the end of the medical device in the direction of the desired path as indicated on the display is then determined. In one embodiment where only points on the desired path are identified, the field direction is the direction indicated by the points on the desired path. In a second embodiment, where points on the current path and the desired path are identified, the desired angle of deflection is determined, and the direction of the magnetic field is set to lead this desired angle of deflection by 90° to over-torque the end of the catheter, and the intensity of the field is determined from a table of experimentally determined field intensities for given angles of deflection.;The apparatus for navigating a magnet-tipped medical device through the body in accordance with the invention includes a magnet system for applying a magnetic field to the magnet-tipped distal end of the medical device to orient the distal end of the medical device; a computer for controlling the magnet system to generate a specified magnetic field in the body part; first and second imaging devices connected to the computer, for providing bi-planar images of the body part through which the medical device is being navigated; first and second displays for displaying the images from the image devices; and an input device for inputting points identifying the desired path of the medical device on each of the displays. The computer is programmed to determine the magnetic field necessary to control orient the medical device on the path input on the displays. | 1-20. (canceled) 21. A catheter adapted to be magnetically oriented by a magnetic field applied by an external source magnet, the catheter having a proximal end, a distal end, and a coil embedded in the distal end portion of the wall of the catheter, that can be oriented in a magnetic field. 22. The catheter according to claim 1 wherein the coil comprises a magnetically permeable material. | - | A61B005/05 A61B001/00
US20100106043 | A1 | 2010-04-29 | BRAIN FUNCTION PARAMETER MEASUREMENT SYSTEM AND METHOD | 2008-04-04 | A method of fitting a proposed model for electro encephalography spectra to data derived from EEG recordings, the method comprising the steps of: (a) inputting at least one spectral trace of electroencephalographic measurements; (b) inputting a series of parameters associated with the proposed model; (c) applying a non-linear fitting algorithm to the at least one spectral trace and the at least one series of parameters, wherein the non-linear fitting model preferably can include a series of constraints associated with predetermined ones of the series of parameters so as to constrain the parameters in a predetermined range. | 1. A method of fitting a proposed model of electroencephalographic spectra to observed spectral data, the method comprising the steps of: (a) inputting at least one spectral trace of electroencephalographic measurements;(b) inputting a series of initial parameter values associated with the proposed model; and(c) applying a non-linear fitting algorithm to said at least one spectral trace and said at least one series of parameters, wherein said non-linear fitting algorithm iteratively modifies parameter values to improve the quality of the fit, and includes a series of constraints associated with predetermined ones of said series of parameters so as to constrain the parameters in a predetermined range, and(d) outputting the fitted parameters as a proposed model of the electroencephalographic spectra. 2. A method as claimed in claim 1 wherein said non-linear fitting algorithm includes utilising a Levenberg-Marquardt type algorithm to fit the data to the algorithm. 3. A method as claimed in claim 1 wherein the non-linear fitting algorithm includes a cost function which increases superlinearly once a constraint is passed. 4. A method as claimed in claim 1 wherein said model includes a total subcortical signal, a corticothalamic feedback, an electromyogram component and a thalamic signal source. 5. A method as claimed in claim 4 wherein the thalamus signal includes a specific or secondary relay component and a reticular component. 6. A method as claimed in claim 1 wherein said constraint increases linearly whenever a constraint boundary is crossed. 7. A method as claimed in claim 1 wherein said initial parameter values are determined by prior investigation of electroencephalographic spectra measurements. 8. A method as claimed in claim 1 wherein said method is used to monitor the effects of a medical dose to provide a measure of one of diagnostic sensitivity and specificity, determination of disorder and subgroup, or treatment prediction and response. 9. A method as claimed in claim 1 wherein the method is utilised to stimulate, modulate, and/or control brain activity and behaviour. 10. A method as claimed in claim 1 wherein the derived parameters are utilised to provide information or assistance to a user. 11. A method as claimed in claim 1 wherein said step (c) further includes the step of reducing the standard deviations of the observed spectral data in a predetermined frequency dependant manner. 12. A system for fitting a proposed model of electroencephalographic spectra to observed spectral data, the system comprising: an electroencephalographic measurement unit measuring a subjects electroencephalographic response and outputting a spectral trace thereof; anda parameter modelling unit connected to said spectral trace and applying a nonlinear fitting algorithm to determine a series of parameter model values to output a quality of fit of parameter values to the spectral trace for a predetermined brain model. 13. A system as claimed in cl... | BRC IP PTY LTD | A61B005/048
US20100081950 | A1 | 2010-04-01 | ECG System and Method | 2009-09-25 | The present invention relates to an ECG system, comprising an ECG apparatus (2) and a plurality of electrodes (V1-V6, LA, RA, RL, LL). Each of the electrodes is provided with a light source. Both the electrodes and the light sources are electrically connected to the ECG apparatus (2). The ECG apparatus (2) comprises a running light mode. Moreover, the present invention relates to a corresponding method. | 1 . An ECG system, comprising: an ECG apparatus (2); anda plurality of electrodes (V1-V6, LA, RA, RL, LL) each being provided with a light source, wherein both the electrodes and the light sources are electrically connected to the ECG apparatus (2),characterized in thatthe ECG apparatus (2) comprises a running light mode. 2. The ECG system according to claim 1, characterized in that the ECG apparatus (2) is intended and suited to switch on the light sources in a defined sequence in the running light mode. 3. The ECG system according to claim 1, characterized in that the ECG apparatus (2) is intended and suited to switch off the light sources in the defined sequence in the running light mode. 4. The ECG system according to claim 1, characterized in that the ECG apparatus (2) is intended and suited to automatically switch into the running light mode after switching the ECG apparatus (2) on. 5. The ECG system according to claim 1, characterized in that the ECG apparatus (2) automatically switches into the running light mode after successful electrode contact quality check was performed by the ECG apparatus (2). 6. The ECG system according to claim 1, characterized in that the defined sequence consists in passing through the e-shaped arrangement of the electrodes from the left end of the transverse beam of the e to the right lower end of the bow of the e, that is, in the sequence V1, V2, V3, V4, V5, V6, LA, RA, RL, LL. 7. The ECG system according to claim 1, characterized in that one period of the running light mode lasts approximately 10 seconds. 8. The ECG system according to claim 1, characterized in that a state change in the defined sequence takes place after approximately one second. 9. A method of operating an ECG system, which comprises an ECG apparatus (2) and a plurality of electrodes (V1-V6, LA, RA, RL, LL) each being provided with a light source, wherein both the electrodes and the light sources are electrically connected to the ECG apparatus (2), characterized byswitching the light sources on and off so as to give the impression of a running light. 10. The method according to claim 9, characterized in that the light sources are switched on in a defined sequence. 11. The method according claim 9, characterized in that the light sources are switched off in the defined sequence. 12. The method according to claim 9, characterized in that the ECG apparatus (2) automatically switches into the running light mode after successful electrode contact quality check was performed by the ECG apparatus (2). 13. The method according to claim 9, characterized in that the defined sequence consists in passing through the e-shaped arrangement of the electrodes from the left end of the transverse beam of the e to the right lower end of the bow of the e, that is, in the sequence V1, V2, V3, V4, V5, V6, LA, RA, RL, LL. 14. The method according to claim 9, characterized in that one period of the running light mode lasts approximately 10 seconds. 1... | - | A61B005/0402
US20100056942 | A1 | 2010-03-04 | Activity detector for a closed loop neuromodulator | 2009-08-21 | This document discusses, among other things, method and apparatus for detecting abnormal respiration activity. Clock pulses can be passed through a first gate when digital airflow information indicates a first respiration state, summed, and compared to a first count threshold, and a respiration activity output can be generated using the comparison. | 1. An abnormal respiration detector comprising: a sampling clock, configured to generate clock pulses at a predetermined frequency;a first gate configured to receive digital airflow information from a hardened sensor interface of a closed loop neural modulator, to pass the clock pulses from the sampling clock to a first counter when the digital airflow information is in a first respiration state, and to not pass the clock pulses from the sampling clock to the first counter when the digital airflow information is in a second respiration state;wherein the first counter is coupled to the first gate and configured to sum a first count of clock pulses passed from the first gate;a first magnitude comparator configured to receive the first count from the first counter and to compare the first count to a first count threshold; andan activity gate coupled to the first magnitude counter and configured to produce a signal indicative of respiration activity using an output of the first magnitude comparator. 2. The activity detector of claim 1, including a data bus and a first count register, wherein the first count register is coupled to the data bus and the first counter, the first count register configured to store the first count and to provide the first count to a user using the data bus. 3. The activity detector of claim 2, including a first threshold register, wherein the first threshold register is coupled to the data bus and the first magnitude comparator, the first threshold register configured to store the first count threshold and to provide the first count threshold to a user using the data bus. 4. The activity detector of claim 3, wherein the first magnitude counter is configured to produce a first output activity signal indicative of the comparison between the first count and the first count threshold. 5. The activity detector of claim 1, including a second gate configured to receive the digital airflow information from the hardened sensor interface of the closed loop neural modulator, to pass the clock pulses from the sampling clock from the sampling clock to a second counter when the digital airflow information is in the second respiration state, and to not pass the clock pulses from the sampling clock to the second counter when the digital airflow information is in the first respiration state. 6. The activity detector of claim 5, wherein the second counter is configured to sum a second count of the clock pulses passed from the second gate. 7. The activity detector of claim 6, including a second magnitude comparator configured to receive the second count from the second counter and to compare the second count to a second threshold count. 8. The activity detector of claim 6, including a data bus and a second count register; and wherein the second count register is coupled to the data bus and the second counter, the second count register configured to store the second count and to provide the second count to a user using the data bus. 9... | Dymedix Corporation | A61B005/087
US20100056941 | A1 | 2010-03-04 | Device controller and datalogger for a closed loop neuromodulator | 2009-08-21 | This document discusses, among other things, a system and method for communicating sleep therapy information between a closed loop neuromodulator, configured to optimize sleep therapy, and a remote diagnostic terminal. A state machine can control the closed loop neuromodulator, by exchanging the sleep therapy information with using a device register, and the sleep therapy information can be routed between the device register and the state machine using an internal data bus. | 1. A device controller for communicating sleep therapy information between a closed loop neuromodulator, configured to optimize sleep therapy, and a remote diagnostic terminal, the device controller comprising: an external communication interface configured to communicate sleep therapy parameter data between the closed loop neuromodulator and the remote diagnostic terminal;a state machine configured to exchange the sleep therapy parameter data between the remote diagnostic terminal and a device register to control the closed loop neuromodulator;an internal data bus interface configured to route the sleep therapy parameter data between the data register and the state machine; andwherein the closed loop neuromodulator is configured to detect a sleep disorder event using respiration information sensed from the patient, and to provide a first stimulus in response to the detected sleep disorder event using the sleep therapy parameter data, the first stimulus configured to not interrupt the first sleep disorder event; andwherein the closed loop neuromodulator is configured to provide, following the first stimulus, a second stimulus in response to the detected sleep disorder event using the sleep therapy parameter data, the second stimulus having more energy than the first stimulus and configured to interrupt the detected sleep disorder event. 2. The controller of claim 1, wherein the external communication interface includes an Ethernet port configured to communicate the sleep therapy parameter data between the external communication interface and the remote diagnostic terminal. 3. The controller of claim 1, wherein the external interface includes a USB port configured to communicate the sleep therapy parameter data between the external communication interface and the remote diagnostic terminal. 4. The controller of claim 1, wherein the sleep therapy parameter data includes at least one of stimulus type data, stimulus rate data, stimulus duration data, stimulus level data, stimulus escalation data, or stimulus sequence data. 5. The controller of claim 1, wherein the device register includes at least one of a respiration sampling clock register, an inhalation count register, an inhalation threshold register, an exhalation count register, or an exhalation threshold register of an activity detector of the closed loop neuromodulator. 6. The controller of claim 1, wherein the device register includes at least one of a therapy delay register, an apnea threshold register, an apnea duration register, an apnea count register, a stimulus delay register, a stimulus rate register, a stimulus duration register, or stimulus count register of a stimulus timer of the closed loop neuromodulator. 7. The controller of claim 1, wherein the device register includes at least one of a sequence address register, a sequence load control register, a sequence load address register, a sequence load data register, or a sequence generator selector register of a stimulus seque... | Dymedix Corporation | A61B005/08 G08B023/00
US20100063386 | A1 | 2010-03-11 | ELECTROMAGNETIC IMAGING SYSTEM, A METHOD AND A COMPUTER PROGRAM PRODUCT | 2007-12-18 | The invention relates to an electromagnetic imaging system for non-invasively imaging an internal structure of a body. The system comprises an external electromagnetic source for generating electromagnetic waves directed to a measurement location of the body. Further, the system comprises an external receiver for receiving electromagnetic waves propagating from the body after interaction of the incident electromagnetic waves with the measurement location of the body. In addition, the external source is arranged for transmitting non-coherent electromagnetic waves having a relatively large bandwidth. | 1. An electromagnetic imaging system for non-invasively imaging an internal structure of a body, comprising an external electromagnetic source for generating electromagnetic waves directed to a measurement location of the body, andan external receiver for receiving electromagnetic waves propagating from the body after interaction of the electromagnetic waves directed to the measurement location of the body,wherein the system further comprises a computer system that is arranged for processing the received electromagnetic waves independently of any characteristic of the electromagnetic waves directed to the body. 2. An electromagnetic imaging system according to claim 1, wherein the external source is arranged for transmitting non-coherent electromagnetic waves having a relatively large bandwidth. 3. An electromagnetic imaging system according to claim 1, wherein the bandwidth substantially equals half of a central frequency of the generated electromagnetic waves. 4. An electromagnetic imaging system according to claim 1, wherein the central frequency of the generated electromagnetic waves is substantially in a range of 1-10 GHz. 5. An electromagnetic imaging system according to claim 1, wherein the system is arranged for performing a reflection or a transmission measurement. 6. An electromagnetic imaging system according to claim 1, wherein the external receiver is implemented as a radiometer. 7. An electromagnetic imaging system according to claim 1, wherein the external source is a broadband non-coherent noise generator. 8. An electromagnetic imaging system according to claim 1, wherein the source and/or the receiver comprises an elliptical reflector and an antenna located in a focal point of the reflector. 9. An electromagnetic imaging system according to claim 1, wherein the computer system is further arranged for integrating received electromagnetic wave energy over a frequency range and for allocating the integrated energy to the measurement location of the body. 10. A method of non-invasively imaging an internal structure of a body, comprising the steps of: generating electromagnetic waves,directing the generated electromagnetic waves to a measurement location of the body with, andreceiving electromagnetic waves propagating from the body after interaction of the directed waves with the measurement of the body,further comprising the step of processing the received electromagnetic waves independently of any characteristic of the electromagnetic waves directed to the body. 11. A method according to claim 10, further comprising the steps of: integrating received electromagnetic wave energy over a frequency range, andallocating the integrated energy to the measurement location of the body. 12. A computer program product comprising computer readable code for causing a processor to perform a data processing method for non-invasively imaging an internal structure of a body, comprising the step of: processing electromagnetic waves that ha... | NEDERLANDSE ORGANISATIE TOEGEPAST-NATUURWETENSCHAP | A61B005/05
US07689275 | B2 | 2010-03-30 | Method and apparatus for determining an EMG signal | 2004-11-18 | A method and apparatus for filtering an electromyogram (EMG) signal from a raw signal which includes a contribution from an electrocardiogram (EKG) signal is disclosed. The method includes the steps of estimating an attribute (such as a Fourier transform) of both the EMG contribution to the raw signal and the EKG contribution to the raw signal and, dependent on both frequency spectrums, determining an EMG window in a frequency range and obtaining the EMG signal by passing it through a filter defined by the frequency range. The method is particularly used when monitoring a multi-channel electrical recording from a plurality of electrodes attached to a patient's diaphragm. | 1. A method for determining an electromyogram (EMG) signal out of a raw signal comprising the steps of: obtaining a plurality of signals from a subject via a plurality of electrodes configured to interact with the subject to detect signals from the diaphragm of the subject, each electrode having a signal channel associated therewith;combining the respective signals of the signal channels to form a multi-channel raw signal that contains an electrocardiogram (EKG) contribution arising from an EKG signal of the subject and an EMG contribution arising from an EMG signal of the subject;automatically electronically estimating an attribute of said contribution of said EKG signal of the subject to said raw signal and an attribute of said contribution of said EMG signal of the subject to said raw signal, to obtain an estimated EKG signal attribute and an estimated EMG signal attribute; anddependent on the frequency spectrum of said estimated EKG signal attribute and the frequency spectrum of said estimated EMG signal attribute, automatically electronically determining an EMG window in a frequency range and frequency-domain filtering said raw signal only within said frequency range of said window to obtain said EMG signal as a filtered-out signal. 2. A method as claimed in claim 1 comprising filtering said EMG signal that is filtered out from said raw signal. 3. A method as claimed in claim 2 comprising automatically electronically dividing said window into at least two sub-windows with respectively different filtering criteria dependent on said estimated EKG signal attribute and said estimated EMG signal attribute. 4. A method as claimed in claim 1 comprising automatically electronically determining a width of said window dependent on said estimated EKG signal attribute and said estimated EMG signal attribute. 5. A method as claimed in claim 4 comprising automatically electronically determining a middle frequency of said estimated EMG signal and using said middle frequency as a measure of a degree of sedation of the patient. 6. A method as claimed in claim 5 comprising automatically using said middle frequency to regulate an amount of sedative administered to the patient. 7. A method as claimed in claim 1 wherein said window has a lower frequency, and automatically electronically determining said lower frequency of said window dependent on said estimated EKG signal and said estimated EMG signal attribute. 8. A method as claimed in claim 1 comprising determining said window as a window having a constant width starting from a lower frequency, and automatically electronically determining said lower frequency dependent on said estimated EKG signal attribute. 9. A method as claimed in claim 1 comprising automatically electronically estimating a noise signal attribute from said raw signal, and automatically electronically determining an upper frequency of said window dependent on said estimated EMG signal attribute and said estimated noise signal attrib... | Maquet Critical Care AB | A61B005/04 H03F001/26 H04B015/00 G01R023/02 H03D003/00 H03K013/00 A61M015/00 F16K001/08
US07680527 | B2 | 2010-03-16 | Method and apparatus for imaging abdominal aorta and aortic aneurysms | 2006-07-26 | The present invention is a technique and apparatus for acquiring anatomic information used in diagnosing and characterizing abdominal aortic aneurismal disease and the like. This technique provides anatomic information, in the form of images, using a combination of a plurality of magnetic resonance angiography sequences, including a spin-echo and four contrast enhanced (e.g., gadolinium) magnetic resonance angiography sequences. The anatomic images may be used in, for example, pre-operative, operative and post-operative evaluation of aortic pathology, including aneurysms, atherosclerosis, and occlusive disease of branch vessels such as the renal arteries. The gadolinium-enhanced magnetic resonance angiography provides sufficient anatomic detail to detect aneurysms and all relevant major branch vessel abnormalities seen at angiography operation. This technique and apparatus allows for imaging the aorta at a fraction of the cost of conventional aortography and without the risks of arterial catheterization or iodinated contrast. | 1. A method of imaging a portion of the aorta of a patient using a magnetic resonance imaging system and a magnetic resonance contrast agent, the method comprising: temporally correlating an administration of the magnetic resonance contrast agent with an acquisition of magnetic resonance image data which is representative of the center of k-space, using an arrival time of the magnetic resonance contrast agent in a region of interest wherein the region of interest includes at least a portion of the aorta; andacquiring the magnetic resonance image data using a 3D pulse sequence, wherein the magnetic resonance image data which is representative of the center of k-space is acquired while the concentration of the contrast agent in the portion of the aorta is greater than a concentration of the contrast agent in veins adjacent to the portion of the aorta and background tissue adjacent to the portion of the aorta. 2. The method of claim 1 further including medicating the patient to reduce the cardiac output of the patient. 3. The method of claim 1 wherein the magnetic resonance image data is processed with volume rendering. 4. The method of claim 1 wherein the magnetic resonance image data is reformatted and selectively collapsed to depict portions of (a) the aorta, (b) one or more branch arteries of interest, or (c) the aorta and one or more branch arteries of interest. 5. The method of claim 1 wherein the magnetic resonance image data is selectively collapsed through a renal artery. 6. The method of claim 1 wherein the magnetic resonance image data acquired using a 3D pulse sequence is collapsed into an image using a Maximum Intensity Projection algorithm. 7. The method of claim 1 wherein acquiring magnetic resonance image data using the 3D pulse sequence further includes using a TR which is less than about 10 milliseconds and a TE which is less than about 3 milliseconds. 8. The method of claim 1 further including instructing the patient to suspend respiration. 9. The method of claim 8 further including correlating the instruction to the patient to suspend respiration with the acquisition of the magnetic resonance image data which is representative of the center of k-space. 10. The method of claim 8 wherein acquiring the magnetic resonance image data includes acquiring magnetic resonance image data which is representative of the center of k-space while the patient suspends respiration. 11. The method of claim 8 wherein acquiring the magnetic resonance image data includes acquiring magnetic resonance image data which is representative of a substantial portion of the center of k-space while the patient suspends respiration. 12. The method of claim 1 further including imaging at least one renal artery of the patient by acquiring magnetic resonance image data of a coronally oriented image volume including the renal artery, wherein the magnetic resonance image data of the coronally oriented image volume is acquired while the concentration of the... | - | A61B005/05 G01V003/00
US20100075353 | A1 | 2010-03-25 | Method And Glucose Monitoring System For Monitoring Individual Metabolic Response | 2009-09-17 | A system and a method for monitoring individual metabolic responses and generating nutritional feedback based on the monitored responses in a qualified subject are disclosed. Measurements of glucose level in the subject are consecutively performed by a measuring device to generate corresponding first data. Subsequently, data is transmitted to an analysis device, where second data representing glycemic responses is generated from a time-series of glucose level measurements represented by the first data. In a next step, the second data is compared with a predetermined individual glycemic response budget for the subject which represents a total amount of individual glycemic responses allowable for a certain time period. Finally, feedback corresponding to the result of the comparison is provided by an output device. | 1. A method for monitoring individual metabolic response and for generating nutritional feedback, involving monitoring of glycemic response in a qualified subject, comprising: consecutively performing a plurality of measurements of a glucose level in the qualified subject by a measuring device;in the measuring device generating first data corresponding to the measured glucose level;transmitting the first data to an analysis device;in the analysis device generating second data representing a glycemic response of the subject involving comparing a time-series of glucose measurements represented by the first data with a reference value for a fasting glucose level of the qualified subject;comparing the second data with a predetermined individual glycemic response budget for the qualified subject, the individual glycemic response budget representing a total amount of individual glycemic response allowable for a certain time period; andproviding feedback corresponding to a result of the comparison on an output device. 2. The method as recited in claim 1, wherein generating second data comprises calculation of an area-under-the-curve (AUC) value. 3. The method as recited in claim 2, wherein comparing the second data comprises a comparison of the calculated area-under-the-curve (AUC) value corresponding to a predetermined time-interval to a reference AUC value corresponding to a recommended total carbohydrate intake during the predetermined time-interval. 4. The method as recited in claim 1, further comprising providing suggestions regarding how to achieve personal metabolic goals. 5. The method as recited in claim 1, wherein the measuring device is a continuous glucose monitoring device. 6. The method as recited in claim 1, wherein a transmission of the first data to the analysis device is activated depending on a value of the measured glucose level. 7. The method as recited in claim 1, wherein providing feedback on the output device involves user interaction in order to control interpretation of the second data. 8. The method as recited in claim 1, further comprising self-calibration for the measuring device which comprises establishing the reference value for the fasting glucose level of the qualified subject. 9. The method as recited in claim 8, wherein self-calibration is automatically and regularly effected during periods without ingestion of foods and glucose-affecting beverages by the subject. 10. The method as recited in claim 7, wherein self-calibration further comprises: monitoring the subject's glucose level during a minimum of six consecutive hours without ingestion of foods and beverages;determining when glucose has stabilized at a fasting level; andaveraging a signal corresponding to a measured glucose concentration during an interval of greatest signal stability in order to determine the reference data corresponding to the fasting glucose level. 11. The method as recited in claim 1, further comprising correcting a raw signal corr... | Disetronic Licensing AG | C12Q001/54 C12M001/34 A61B005/145 G06F019/00
US07685006 | B2 | 2010-03-23 | Pharmacy automated accounts receivable system and methods | 2003-07-01 | A Pharmacy Automated Accounts Receivable (PAR) System and Methods allows a pharmacy drug store chain to manage, track, and reconcile third party payor receivables associated with prescription transactions. The PAR system obtains and uses data types including, but not limited to, prescription claim data, third party deposit data, third party payor data, and remittance advice data. The data obtained is configured into a PAR database to form PAR data that is used for automatically reconciling third party payor receivables associated with prescription transactions. | 1. A method for reconciling third party payor receivables with a set of prescription transactions comprising: obtaining, at a pharmacy accounts receivable (PAR) computer system network of a pharmacy including at least one computing device, prescription claim data associated with the set of prescription transactions, each of the set of prescription transactions corresponding to a prescription claim;obtaining, at the PAR computer system network, third party deposit data associated with the set of prescription transactions;obtaining, at the PAR computer system network, third party payor data associated with the set of prescription transactions;obtaining, at the PAR computer system network, remittance advice associated with the set of prescription transactions, the remittance advice comprising a plurality of remittance advice line items, each remittance advice line item associated with one of the prescription transactions of the set of prescription transactions;configuring, at the PAR computer system network, the prescription claim data, the third party deposit data, the third party payor data, and the remittance advice into a pharmacy automated accounts receivable system (PARS) database to form PARS data;automatically reconciling, at the PAR computer system network, the third party deposit data with the remittance advice, and initiating a manual third-party-deposit-data-to-remittance-advice reconciliation process for a failed automatic third-party-deposit-data-to-remittance-advice reconciliation;automatically reconciling, at the PAR computer system network, the remittance advice with the prescription claim data, and initiating a manual remittance-advice-to-prescription-claim-data reconciliation process for a failed automatic remittance-advice-to-prescription-claim-data reconciliation; andperforming, at the PAR computer system network, a resolution process for at least one of a failed manual automatic third-party-deposit-data-to-remittance-advice reconciliation or a failed manual remittance-advice-to-prescription-claim-data reconciliation, the resolution process including: providing a group of resolution activities including collecting, billing, resolving a billing exception, and resolving a third-party payment;identifying one or more unreconciled prescription claims;receiving a selection of at least one resolution activity from the group of resolution activities; andperforming the at least one selected resolution activity for the identified one or more unreconciled prescription claims, the at least one selected resolution activity including adding the identified one or more unreconciled prescription claims to a corresponding resolution activity work queue, displaying at least one corresponding resolution activity user-interactive graphical display screen, and updating the PARS data. 2. The method of claim 1, further comprising generating a plurality of additional user-interactive graphical displays based on the PARS data. 3. The method of claim 2,... | Walgreen Co. | G06Q010/00 G06Q050/00 A61B005/00 G06F019/00
US07672708 | B2 | 2010-03-02 | Method and apparatus for the non-invasive imaging of anatomic tissue structures | 2001-02-12 | A method for the non-invasive imaging of an anatomic tissue structure in isolation from surrounding tissues, including: receiving from an input device magnetic imaging data from a patient of the anatomic tissue structure and surrounding tissues; segmenting the imaging data to isolate the anatomic tissue structure imaging data from the imaging data for the surrounding tissues; separating the anatomic tissue structure imaging data into data populations corresponding to tissue microstructures; constructing an image from the imaging data for at least one of the tissue microstructures; and storing or displaying the image. An apparatus embodying the disclosed method is also described, as well as a method for the quantitative measurement of a nerve tissue suspected of demyelination. | 1. A method for the analysis of a nerve trunk or tract suspected of demyelination comprising: generating an image from magnetic resonance or magnetic transfer imaging data of a nerve trunk or tract suspected of demyelination and the surrounding tissues characterized in that said imaging data comprises imaging data for myelin-bound water;segmenting said image to separate the image of said nerve trunk or tract from said image for said surrounding tissues;separating said imaging data for said segmented image of said nerve trunk or tract into data populations corresponding to the fasciculi and other microstructures of said nerve trunk or tract;generating a three-dimensional image of said fasciculi from said corresponding data population and displaying said image in a static format or rotated about the long axis of said nerve trunk;calculating from said three-dimensional fasciculi imaging data the presence or loss of myelin in said nerve trunk or tract; andstoring or displaying said myelin calculation. 2. The method of claim 1, wherein said imaging data for said nerve trunk or tract is separated into microstructure data populations by histographic resegmenting. 3. The method of claim 2, wherein said histographic resegmenting is performed iteratively to separate any overlapping microstructure data populations. 4. The method of claim 1, wherein said imaging data for said nerve trunk or tract is segmented by interactive contouring. 5. The method of claim 1, wherein said imaging data for said nerve trunk or tract is segmented by live-wire contouring. 6. The method of claim 1, wherein said microstructures of said nerve trunk or tract also include the perineureum and inter-fascicular tissue. 7. The method of claim 1, wherein said imaging data is acquired by magnetic resonance imaging. 8. The method of claim 1, wherein said constructing step comprises constructing a compound image of said nerve trunk or tract comprising imaging data from a plurality of nerve tissue microstructures. 9. The method of claim 8, wherein at least one of the material opacity, emission and surface reflection for at least one of said microstructures of said compound image is adjusted to enhance the visualization of said nerve trunk or tract. 10. The method of claim 9, wherein said compound image also includes the perineurium and inter-fascicular tissue, and the opacity of said inter-fascicular tissue is set to be greater than the opacity of said perineurium, but less than that of said fasciculi. 11. The method of claim 10, wherein said opacity of said perineurium is set to appear translucent. 12. The method of claim 1, further comprising the step of comparing said myelin calculation to a myelin calculation obtained for another portion of said nerve trunk or tract. 13. The method of claim 1, wherein said nerve trunk or tract is the median nerve. | - | A61B005/05
US07680532 | B2 | 2010-03-16 | Detecting atrial fibrillation, method of and apparatus for | 2006-02-15 | A method and apparatus to determine possible atrial fibrillation or absence of atrial fibrillation that includes detecting pulse rhythms from a succession of time intervals each corresponding to a respective interval of time between successive pulse beats; analyzing the detected pulse rhythms to make a determination of possible atrial fibrillation; indicating the possible atrial fibrillation from the determination; or making a determination of the absence of atrial fibrillation. | 1. A method of determining possible atrial fibrillation, said method comprising: detecting a sequence of pulse beats to provide a succession of time intervals corresponding to the sequence of pulse beats;ascertaining a mean of the succession of time intervals;determining lower and upper boundary values of the time intervals each as a respective percent of the mean;recalculating the mean based on only the time intervals that are at or between the upper and lower boundary values and not based on the time intervals that are less than the lower boundary value or higher than the upper boundary value;calculating a standard deviation based on only the time intervals that are at or between the upper and lower boundary values and not based on the time intervals that are less than the lower boundary value or higher than the upper boundary value; anddetermining possible atrial fibrillation based upon a quotient formed by dividing the standard deviation by the recalculated mean and comparing the quotient with a threshold value; if the quotient exceeds the threshold value, the rhythm is atrial fibrillation. 2. The method of claim 1, wherein the lower boundary value is in a range of about 0.50 to about 0.90 times the mean and the upper boundary value is in a range of 1.1 to 1.5 times the mean. 3. The method of claim 1, wherein said threshold value is within the range of 0.01 to 0.10. 4. The method of claim 1, wherein the detecting of the sequence of pulse beats is carried out by using either a sphygmomanometer or a plethysmograph. 5. A method of determining rhythms that are not atrial fibrillation, said method comprising: detecting a sequence of pulse beats to provide a succession of time intervals corresponding to the sequence of pulse beats;ascertaining a mean of the succession of time intervals;determining lower and upper boundary values of the time intervals each as a respective percent of the mean;recalculating the mean based on only the time intervals that are at or between the upper and lower boundary values and not based on the time intervals that are less than the lower boundary value or higher than the upper boundary value;calculating a standard deviation based on only the time intervals that are at or between the upper and lower boundary values and not based on the time intervals that are less than the lower boundary value or higher than the upper boundary value; anddetermining possible atrial fibrillation based upon a quotient formed by dividing the standard deviation by the recalculated mean and comparing the quotient with a threshold value; if the quotient is less than the threshold value, the rhythm is not atrial fibrillation. 6. The method of claim 5, where the lower boundary value is in a range of about 0.50 to about 0.90 times the mean and the upper boundary value is in a range of 1.1 to 1.5 times the mean. 7. The method of claim 5, wherein said threshold value is within the range of 0.01 to 0.10. 8. The method of claim 5, wherein the ... | - | A61B005/04
US07705291 | B2 | 2010-04-27 | Apparatus and method for wound diagnosis | 2008-10-31 | A configurable scanner (1), adapted for contactless measurement of the depth and perimeter of a wound on a target body part (9), has a scan head (4), and a processor (3) for controlling a scanning procedure and analyzing the results. The scan head is translated along a substantially semicircular path (7) having a configurable radial distance from an imaginary axis, such that the imaginary axis is approximately coincident with an axis of the target (9). The scan head (4) projects a contour line having a calibrated length onto the target surface, and the processor (3) stores an image of the projected contour line captured by an image capturing device (11). The processor (3) analyzes a series of captured images to determine the coordinates in three axes of the projected contour line, creates therefrom a 3D model of the region of interest, and determines a depth and perimeter of the wound from the 3D model. | 1. Apparatus comprising:a configurable scanner and a processor, the configurable scanner adapted for contactless measurement of volume of a wound on a target body part, said scanner comprising: a scan head comprising a line-laser projector and an image capturing device; said projector operable to produce a contour line on the target body part and said image capturing device having a field of view inclusive of said contour line;a scanning mechanism for translating the scan head along a motion path, said motion path being substantially semicircular and having a configurable radial distance from an imaginary axis;a positioning mechanism for locating the scan head proximate to the target body part such that the imaginary axis is approximately coincident with an axis of the target body part; andmeans for calibrating the positioning mechanism and the scanning mechanism responsive to a feature of the target body part;the processor operable to control a scanning procedure, said procedure comprising: operating the scan head so as to project a contour line onto the surface of the target body part, said contour line having a calibrated length;storing an image of the projected contour line captured by the image capturing device said image comprising a plurality of pixels; andmoving the scan head a distance along the calibrated motion path and repeating said operating step;and the processor further operable to analyze each captured image to determine the coordinates in three axes of at least one pixel of the projected contour line, said analyzing step comprising a calculation based on a known geometric relationship between the laser projector, the calibrated line length and the image capturing device;create a 3D model of the region of interest; anddetermine a volume of the wound from the 3D model. 2. A method for contactless measurement of volume of a wound on a target body part, said method comprising: positioning a configurable scanner, said scanner comprising a scan head, proximate to the target body part, said scanner further comprising a mechanism operable to translate the scan head along a motion path, said motion path being substantially semicircular and having a configurable radial distance from an imaginary axis, and said positioning step further comprising positioning said scanner such that the imaginary axis is approximately coincident with an axis of the target body part;determining a region of interest on the target body, comprising at least the wound;calibrating the configurable radial distance and the motion path;operating the scan head, said scan head comprising a laser line projector and an image capturing device, said projector operable to produce a contour line on the target body part and said image capturing device having a field of view inclusive of said contour line, said operating step comprising: projecting the contour line onto the surface of the target body part, said contour line having a calibrated length; andcapturing an image of... | Woundmatrix, Inc. | A61B005/00 G01V008/00
US07697967 | B2 | 2010-04-13 | Method and apparatus for providing analyte sensor insertion | 2006-09-28 | Devices and methods for positioning a portion of a sensor at a first predetermined location, displacing the portion of the sensor from the first predetermined location to a second predetermined location, and detecting one or signals associated with an analyte level of a patient at the second predetermined location are disclosed. Also provided are systems and kits for use in analyte monitoring. | 1. An assembly, comprising: a sensor;a mounting unit for placement on the skin of a patient;a sensor introducer coupled to the sensor and to the mounting unit, the sensor introducer configured to transcutaneously introduce a portion of the sensor through a skin of the patient to a first position relative to the mounting unit;a data processing unit configured to couple to the mounting unit, the data processing unit displacing the sensor to a second position relative to the mounting unit upon coupling to the mounting unit. 2. The assembly of claim 1 wherein the first position is closer to the mounting unit of the patient than the second position. 3. The assembly of claim 1 wherein the sensor includes an engagement portion configured to couple to a housing of the data processing unit, such that the portion of the sensor is displaced with the movement of the data processing unit when coupling to the mounting unit. 4. The assembly of claim 1 wherein the data processing unit is configured to be in electrical contact with the sensor to receive one or more signals associated with an analyte of the patient. 5. The assembly of claim 4 wherein the data processing unit is coupled to the mounting unit when in electrical contact with the sensor. 6. The assembly of claim 4 wherein the data processing unit transmits data associated with the one or more signals associated with the analyte. 7. The assembly of claim 6 wherein the data processing unit wirelessly transmits the data to a remote location. 8. The assembly of claim 7 wherein the transmitted data are output at the remote location. 9. The assembly of claim 1 wherein the sensor includes a glucose sensor. 10. The assembly of claim 1 wherein the sensor introducer includes a deployment mechanism to transcutaneously introduce the portion of the sensor. 11. The assembly of claim 10 wherein the deployment mechanism is actuated to transcutaneously introduce the portion of the sensor. 12. The assembly of claim 10 wherein the deployment mechanism includes a manual deployment mechanism. 13. The assembly of claim 10 wherein the deployment mechanism includes a spring biased deployment mechanism. 14. The assembly of claim 1 wherein the sensor is positioned at the first position prior to being positioned at the second position. 15. The assembly of claim 1 wherein the sensor is maintained at the second position during the sensing time period. 16. The assembly of claim 15 wherein the sensing time period includes one of approximately three days, approximately five days, or approximately seven days. 17. The assembly of claim 1 wherein the sensor includes a working electrode formed with one or more of carbon, gold, metal alloy or a conductive polymer. 18. The assembly of claim 1 wherein the portion of the sensor is transcutaneously introduced through the skin to the first position at a first angle relative to a surface of the skin, and further, wherein the transcutaneously introduced sensor is displaced to th... | Abbott Diabetes Care Inc. | A61B005/00
US07706600 | B2 | 2010-04-27 | Enhanced virtual navigation and examination | 2001-10-02 | Virtual navigation (2255) and examination of virtual objects are enhanced using methods of insuring that an entire surface to be examined has been properly viewed. A user interface (FIG. 23) identifies regions which have not been subject to examination and provides a mechanism (2250) to route the user to these regions in the 3D display. Virtual examination is further improved by the use of measuring disks (905) to enhance quantitative measurements such as diameter, distance, volume and angle. Yet another enhancement to the virtual examination of objects is a method of electronic segmentation, or cleaning, which corrects for partial volume effects occurring in an object. | 1. A method of electronically cleaning a virtual object comprising: using a computer or processor to perform the steps:defining a plurality of intensity value ranges representing corresponding material type classifications in the image data;identifying boundary regions between at least a portion of the material type classifications in the image data;defining at least one set of intersection conditions which correspond to expected intersection regions;casting segmentation rays from the boundary regions to detect regions which satisfy any of the at least one set of intersection conditions; andperforming intersection region specific correction on the detected regions. 2. The method of claim 1, further comprising the step of volumetric contrast enhancement. 3. The method of claim 2, wherein the virtual object is a colon and wherein the plurality of material types include air, soft tissue, stool and fluid. 4. The method of claim 3, wherein the intersection regions include airsoft tissue, air-stool and air-fluid regions. 5. The method of claim 4, wherein upon detecting an air-soft tissue region, the intersection specific correction includes labeling at least a portion of the voxels of the ray as colon wall and labeling a portion of the voxels of the ray as mucosa. 6. The method of claim 5, wherein upon detecting an air-fluid region, the intersection specific correction includes labeling the voxels of the region as air voxels. 7. The method of claim 6, wherein upon detecting an air-soft tissue region, the intersection specific correction includes labeling at least a portion of the voxels of the ray as colon wall and labeling a portion of the voxels of the ray as mucous. 8. The method of claim 4, wherein upon detecting an air-stool region, the intersection specific correction includes reconstructing the voxels in the region by labeling at least a portion of the stool voxels as fluid voxels and labeling a portion of the voxels of the ray as mucosa. 9. The method of claim 1, wherein the step of identifying boundary regions further comprises: selecting a material type for segmentation;identifying seed voxels in the regions of the selected material type; andapplying region growing from the seed voxels until a boundary between the selected material type and another material type is detected. | The Research Foundation of State University of New York | G06K009/00 G06K009/36 A61B005/05 G06T015/00
US08219173 | B2 | 2012-07-10 | Optimizing analyte sensor calibration | 2008-09-30 | Method and apparatus for optimizing analyte sensor calibration including receiving a current blood glucose measurement, retrieving a time information for an upcoming scheduled calibration event for calibrating an analyte sensor, determining temporal proximity between the current blood glucose measurement and the retrieved time information for the upcoming calibration event, initiating a calibration routine to calibrate the analyte sensor when the determined temporal proximity is within a predetermined time period, and overriding the upcoming scheduled calibration event using the current blood glucose measurement are provided. | 1. A method, comprising: receiving a reference blood glucose measurement obtained from a test strip;retrieving, using one or more processors, a time information for an upcoming scheduled calibration event for calibrating an analyte sensor;determining, using the one or more processors, temporal proximity between the reference blood glucose measurement and the retrieved time information for the upcoming calibration event; andinitiating, using the one or more processors, a calibration routine to calibrate the analyte sensor when the determined temporal proximity is within a predetermined time period. 2. The method of claim 1 wherein initiating the calibration routine includes calibrating the analyte sensor based on the received reference blood glucose measurement. 3. The method of claim 2 including determining, using the one or more processors, validity of the reference blood glucose measurement. 4. The method of claim 3 wherein determining validity of the reference blood glucose measurement includes analyzing the reference blood glucose measurement based on a predetermined threshold range, a temperature information, or a combination thereof. 5. The method of claim 2 including determining, using the one or more processors, the validity of an analyte sensor data. 6. The method of claim 5 wherein determining the validity of the analyte sensor data includes one or more of analyzing the analyte sensor data based on one or more of a rate of change of an analyte level, a temperature information, a predetermined analyte level threshold range, or one or more combinations thereof. 7. The method of claim 2 including overriding the upcoming scheduled calibration event when the calibration routine to calibrate the analyte sensor based on the received reference blood glucose measurement is successful. 8. The method of claim 1 wherein initiating the calibration routine includes validating one or more calibration condition parameters associated with the calibration of the analyte sensor. 9. The method of claim 1 including generating an output signal confirming completion of the upcoming scheduled calibration event. 10. The method of claim 1 including updating a calibration schedule for calibrating the analyte sensor based on the initiated calibration routine. 11. The method of claim 1 wherein initiating the calibration routine includes automatically performing the calibration routine to calibrate the analyte sensor when the determined temporal proximity is within the predetermined time period. 12. A method, comprising: receiving reference data associated with a monitored analyte level from a test strip;determining, using one or more processors, whether a next scheduled calibration event for calibrating an analyte sensor associated with the monitored analyte level is within a predetermined time period from the receipt of the reference data;validating, using the one or more processors, one or more conditions associated with the calibration of the analyte ... | Abbott Diabetes Care Inc. | A61B005/05
US08190247 | B2 | 2012-05-29 | Device, method and computer-readable storage medium for detecting and classifying of cardiac events | 2009-10-14 | Method for detecting cardiac events, e.g., Atrial Fibrillation (AF) or termination of AF. Based on analysis of the instability observed in heart rate, caused by irregular conduction from the atrium during AF. Change in heart interval is monitored on beat-to-beat basis to recognize instability that indicates presence of AF or Atrial Flutter. A packet of a number of consecutive intervals is evaluated, whether the length of an interval is stable compared with the length of the preceding interval, or whether the length of the subsequent interval has changed. After detection of an instability, instability counter is incremented. The result of the stability test for a packet of intervals is represented by the value of the instability counter. Depending upon whether or not an AF already declared, (indicated by AF status flag), different “X-out-of-Y” criterion are applied. AF status flag set/cleared when declaring AF/termination of AF. | 1. A method for detecting cardiac events in an implantable cardiac device comprising: calculating for at least a portion of consecutive heart intervals selected from an interval packet that comprises a number of the consecutive heart intervals, differences between pairs of the consecutive heart intervals;calculating at least one stability limit as a settable percentage of average values of intervals within the interval packet;comparing the differences with the at least one stability limit to form a result;calculating an instability counter depending on the result of the comparing;determining whether a cardiac event in the interval packet is indicated by comparing a value of the instability counter with a settable event compare count limit; and,declaring the cardiac event, if presence of the cardiac event is indicated in a pre-defined number of consecutive interval packets. 2. The method according to claim 1, wherein the cardiac event comprises Atrial Fibrillation, and wherein: said determining comprises determining whether presence of Atrial Fibrillation in the interval packet is indicated by comparing the value of the instability counter with a pre-defined Atrial Fibrillation compare count limit; and,said declaring comprises declaring the Atrial Fibrillation if presence of the Atrial Fibrillation is indicated in the pre-defined number of consecutive interval packets. 3. The method according to claim 2, wherein for a heart beat which is associated with noise or for a heart beat which is recognized as a Premature Ventricular Contraction, one of the following steps is executed: a current heart interval and a following heart interval are excluded from analysis; orthe instability counter is decremented by 1 and the current heart interval and the following heart interval are excluded from analysis, where in case the instability counter becomes 0, a new interval packet is created starting from a heart beat that follows a next heart beat; orthe instability counter is cleared and the new interval packet is created starting from the heart beat that follows the next heart beat. 4. The method according to claim 1, wherein the cardiac event comprises termination of Atrial Fibrillation, and wherein: said determining comprises determining whether absence of Atrial Fibrillation in the interval packet is indicated by comparing the value of the instability counter with a pre-defined termination compare count limit; and,said declaring comprises declaring termination of the Atrial Fibrillation if absence of the Atrial Fibrillation is indicated in the pre-defined number of consecutive interval packets. 5. The method according to claim 4, wherein for a heart beat which is associated with noise or for a heart beat which is recognized as a Premature Ventricular Contraction, one of the following steps is executed: a current heart interval and a following heart interval are excluded from analysis; orthe instability counter is incremented by 1 and the current heart in... | Biotronik CRM Patent AG | A61B005/04
US08696592 | B2 | 2014-04-15 | Breath biofeedback system and method | 2009-11-16 | A breath biofeedback method and system for encouraging a subject to modify respiration. The system includes a thoracic volume input module measuring thoracic volume data of the subject and a pattern module providing target breathing patterns in communication with a display generator. The display generator producing display information representing a displayable image including a first object having a first position determined as a function of the thoracic volume data and a second object having a second position determined as a function of the target breathing pattern and the thoracic volume data. The displayable image is designed such that when displayed on the display device the displayable image encourages the subject viewing the displayable image to modify respiration. | 1. A breath biofeedback system comprising: a thoracic volume input module for measuring a thoracic volume data of a subject;a pattern module providing at least one target breathing pattern; anda display generator in communication with said thoracic volume input device and said pattern module, said display generator producing display information representing a displayable image for display on a display device, said displayable image including: a first object having a first position determined as a function of said thoracic volume data; anda second object having a second position determined as a function of said at least one target breathing pattern and said first position, such that said second object moves in response to a than change in said first position relative to said at least one target breathing pattern;wherein said display generator produces said display information so that said displayable image when displayed on said display device encourages the subject viewing said displayable image to modify respiration. 2. A breath biofeedback system according to claim 1, further comprising a thoracic volume measuring device in communication with said thoracic volume input module. 3. A breath biofeedback system according to claim 1, wherein said pattern module includes a database. 4. A breath biofeedback system according to claim 1, wherein said pattern module includes at least one target breathing pattern designed to encourage the subject viewing said displayable image to modify respiration to cause said first object to avoid contact with said second object. 5. A breath biofeedback system according to claim 1, wherein said pattern module includes at least one target breathing pattern designed to encourage the subject viewing said displayable image to modify respiration to cause said first object to contact said second object. 6. A breath biofeedback system according to claim 1, wherein said thoracic volume data includes information representing respiration of the subject over time, said information including information for one or more inspiration cycles and one or more expiration cycles, wherein said first object moves in one direction during said one or more inspiration cycles and moves in another direction during said one or more expiration cycles. 7. A breath biofeedback system according to claim 1, wherein said thoracic volume input device comprises a device selected from the group consisting of a spirometer, a gas flowmeter, an optical device, a thoracic band, a thoracic vest, and any combinations thereof. 8. A breath biofeedback system according to claim 1, wherein said pattern module includes computer executable instructions for calculating said one or more target breathing patterns. 9. A breath biofeedback system according to claim 1, wherein said pattern module includes an algorithm for calculating said one or more target breathing patterns. 10. A breath biofeedback system according to claim 1, wherein said function is based on ... | University of Vermont and State Agricultural College | A61B005/08
US08386050 | B2 | 2013-02-26 | Calibration systems and methods for neural interface devices | 2008-10-15 | A system and method for a neural interface system with integral calibration elements may include a sensor including a plurality of electrodes to detect multicellular signals, an interface to process the signals from the sensor into a suitable control signal for a controllable device, such as a computer or prosthetic limb, and an integrated calibration routine to efficiently create calibration output parameters used to generate the control signal. A graphical user interface may be used to make various portions of the calibration and signal processing configuration more efficient and effective. | 1. A method of calibrating a neural interface system, comprising: detecting a set of multicellular signals emanating from a central nervous system of a patient using a sensor comprising a plurality of electrodes for chronic detection of the set of multicellular signals, while the patient imagines multiple movements;receiving the set of multicellular signals from the sensor on an interface and processing the set of multicellular signals to generate a processed signal, wherein the processing includes excluding a multicellular signal from the set of multicellular signals, and wherein the processed signal is generated using one or more calibration output parameters;transmitting the processed signal from the interface to a controlled device;receiving the processed signal on the controlled device, andentering into a lockout condition wherein the patient is prevented from controlling the controlled device prior to successfully completing the calibrating of the neural interface system and wherein a repeat calibration is required before the processed signals are transmitted to the controlled device. 2. The method of claim 1 wherein the patient imagines the movement of a part of the body. 3. The method of claim 1 further comprising comparing the multiple imagined movements to select the calibration output parameters. 4. The method of claim 1 further comprising categorizing the set of multicellular signals into three or more classifications for further processing into the processed signal for transmission to the controlled device. 5. The method of claim 1 wherein the detecting the set of multicellular signals is performed by a sensor having a two dimensional array of multiple protruding electrodes. 6. A method of calibrating a neural interface system, comprising: detecting a set of multicellular signals emanating from a central nervous system of a patient using a sensor comprising a plurality of electrodes for chronic detection of the set of multicellular signals, while the patient thinks of an imagined movement, imagined state, or imagined event;receiving the set of multicellular signals from the sensor on an interface and processing the set of multicellular signals to generate a processed signal, wherein the processing includes excluding a multicellular signal from the set of multicellular signals, and wherein the processed signal is generated using one or more calibration output parameters;transmitting the processed signal from the interface to a controlled device;receiving the processed signal on the controlled device, andentering into a lockout condition wherein the patient is prevented from controlling the controlled device prior to successfully completing the calibrating of the neural interface system and wherein a repeat calibration is required before the processed signals are transmitted to the controlled device. 7. The method of claim 6 wherein the patient imagines an emotion. 8. The method of claim 6 wherein the patient imagines a thought ... | BrainGate Co., LLC | A61N001/3605 A61B005/04001 A61B005/0422
US08187182 | B2 | 2012-05-29 | Sensor fusion for activity identification | 2008-08-29 | A mobile device monitors accelerations using one or more inertial sensors. A user activity is identified based on the accelerations. A first estimation is made of a user activity statistic associated with the user activity based on the accelerations. Location information is obtained by one or more location based sensors. A second estimation is made of the user activity statistic based on the location information. The user activity statistic is calculated based on the first estimation and the second estimation. | 1. A mobile apparatus comprising: an inertial sensor to monitor accelerations;a motion processor to identify a user activity based on the accelerations and to make a first estimation of a user activity statistic associated with the user activity based on the accelerations, the user activity statistic being a distance traveled, the motion processor further to calibrate a stride length correlation model based on the accelerations and the second estimation, wherein the stride length correlation model is used to make the first estimation;a location based sensor to obtain location information;a location processor to make a second estimation of the user activity statistic based on the location information; anda calculating logic to calculate the user activity statistic based on the first estimation and the second estimation, wherein the calculated user activity statistic is a result of a weighted combination of the first estimation and the second estimation. 2. The mobile apparatus of claim 1, further comprising: a transmitter to transmit the accelerations and the location information to an external computing device; anda receiver to receive an externally calculated user activity statistic from the external computing device. 3. The mobile apparatus of claim 2, wherein the accelerations and the location information are transmitted to the external computing device after the user activity ends. 4. The mobile apparatus of claim 3, wherein the externally calculated user activity statistic includes a reconstruction of an event that started when the user activity was initially detected and ended when the user activity ceased to be detected using the accelerations and the location information. 5. The mobile apparatus of claim 2, wherein the user activity statistic is one of a distance traveled, a route traveled, a speed of travel, a current position or a periodic human motion count. 6. The mobile apparatus of claim 2, wherein calculating the user activity statistic comprises: determining an first accuracy of the first estimation and a second accuracy of the second estimation;weighting the first estimation and the second estimation based on the first accuracy and the second accuracy; andcombining the weighted first estimation and the weighted second estimation. 7. The mobile apparatus of claim 2, further comprising: the calculating logic to verify the user activity based on the location information. 8. The mobile apparatus of claim 2, further comprising: The calculating logic to verify current location information based on the accelerations and past location information. 9. The mobile apparatus of claim 2, further comprising: The location processor to automatically trigger a preconfigured action If the location information indicates that a user is at a particular location. 10. The mobile apparatus of claim 1, wherein the stride length correlation model is calibrated if the first estimation and the second estimation do not match, and if an accuracy of t... | DP Technologies, Inc. | A61B005/00
US08167876 | B2 | 2012-05-01 | Tracking system using field mapping | 2008-10-27 | In some aspects, a method includes (i) causing current to flow among multiple sets of current injecting electrodes to generate a field in an organ, (ii) obtaining the positions of one or more measuring electrodes used for measuring the field generated by the current injecting electrodes, (iii) in response to the current flow, measuring the field at multiple locations in the organ using the one or more measuring electrodes, (iv) modeling the field using the measurements of the field from the one or more measuring electrodes and the positions of the one or more measuring electrodes, and (v) determining expected signal measurements of the field at additional locations within the organ using the model of the field. | 1. A method comprising: causing current to flow among multiple sets of current injecting electrodes to generate a field in an organ in a patient's body, the current injecting electrodes being secured to one or more stable locations relative to the organ in the patient's body;obtaining the positions within the organ of one or more measuring electrodes used for measuring the field generated by the current injecting electrodes;in response to the current flow, measuring the field at multiple locations in the organ using the one or more measuring electrodes;modeling the field using the measurements of the field from the one or more measuring electrodes and the positions within the organ of the one or more measuring electrodes;determining expected signal measurements of the field at additional locations within the organ using the model of the field; anddetermining a position of one or more additional electrodes in the organ based on measurements made by the additional electrodes and the determined expected signal measurements of the field. 2. The method of claim 1, wherein modeling the field comprises modeling the field based on physical characteristics of the organ. 3. The method of claim 2, wherein modeling the field based on physical characteristics comprises using Laplace's equation. 4. The method of claim 2, wherein modeling the field based on physical characteristics comprises using Poisson's equation. 5. The method of claim 2, wherein modeling the field based on physical characteristics comprises modeling a homogeneous medium. 6. The method of claim 2, wherein modeling the field based on physical characteristics comprises modeling an inhomogeneous medium. 7. The method of claim 2, wherein modeling of the field further comprises using a function that correlates field measurements with position coordinates. 8. The method of claim 7, wherein the function is a differentiable function. 9. The method of claim 2, wherein the current injecting electrodes are mounted on one or more catheters that are placed inside the body. 10. The method of claim 2, wherein the current injecting electrodes comprise one or more body-surface electrodes. 11. The method of claim 2, wherein the current injecting electrodes comprise both electrodes mounted on one or more catheters that are placed inside the body and body-surface electrodes. 12. The method of claim 11, wherein the electrodes mounted on one or more catheters comprise one or more electrodes secured to the organ. 13. The method of claim 11, wherein the electrodes mounted on the one or more catheters comprise one or more electrodes that can be moved and positioned at multiple locations in an organ. 14. The method of claim 2, wherein obtaining the position of the one or more measuring electrodes comprises using a tracking system to track the position of the one or more measuring electrodes. 15. The method of claim 14, wherein the tracking system comprises a system using a magnetic field for tracking. ... | Rhythmia Medical, Inc. | A61B018/18
US09717914 | B2 | 2017-08-01 | Use of cardiohemic vibration for pacing therapies | 2008-09-16 | An exemplary method includes receiving a signal from an intrathoracic vibration sensor, analyzing the signal for vibration associated with deceleration of blood flow into the left ventricle, based at least in part on the analyzing, deciding whether to call for adjustment to one or more parameters of a bi-ventricular pacing therapy. Other exemplary methods, devices, systems, etc., are also disclosed. | 1. A method comprising: measuring one or more cardiac electrocardiogram signals;sensing a vibration signal from an intrathoracic vibration sensor while receiving the electrocardiogram cardiac signals;processing the measured cardiac electrocardiogram signals to determine one or more optimized bi-ventricular pacing parameters;delivering bi-ventricular pacing pulses in accordance with the optimized pacing parameters;analyzing one or more features of the sensed vibration signal to detect a S3 heart sound while delivering bi-ventricular pacing pulses in accordance with the optimized pacing parameters; andadjusting one or more of the optimized bi-ventricular pacing parameters in response to the detection of the S3 heart sound. 2. The method of claim 1 wherein the adjustment adjusts an atrio-ventricular delay. 3. The method of claim 1 wherein the adjustment adjusts an interventricular delay. 4. The method of claim 1 wherein the deciding calls for the adjustment if the amplitude of the vibration signal exceeds the amplitude limit. 5. The method of claim 1 wherein the analyzing determines if an audible third heart sound exists. 6. The method of claim 1 wherein the intrathoracic vibration sensor comprises a MEMS accelerometer. 7. The method of claim 1 wherein the analyzing further comprises analyzing the vibration signal associated with opening of the mitral valve. 8. The method of claim 1 wherein the analyzing comprises comparing the vibration signal to one or more criteria derived from echocardiography E waves. 9. The method of claim 1 further comprising receiving a second vibration signal from another intrathoracic vibration sensor. 10. The method of claim 1 wherein the intrathoracic vibration sensor comprises a sensor positioned proximate to the left ventricle of the heart. 11. The method of claim 1 wherein the adjustment comprises use of a paced interventricular conduction delay. 12. The method of claim 1 further comprising repeating the analyzing and deciding and issuing an alert if the deciding calls for a predetermined number of successive adjustments. 13. An implantable system comprising an: an implantable cardiac resynchronization therapy (CRT) device coupled to one or more leads having one or more electrodes and at least one lead based vibration sensor, the CRT device comprisingmemory configured to store a baseline vibration signal;a processor;one or more pulse generators coupled to the one or more leads and the processor;the processor having control logic configured to receive electrocardiogram signals from the one or more electrodes and to process the measured electrocardiogram signals to derive one or more optimized pacing parameters and to control the delivery of bi-ventricular pacing pulses by the one or more pulse generators in accordance with the optimized pacing parameters, the control logic being further configure to receive a vibration signal from the vibration sensor and to analyze one or more features of the vibration sig... | Pacesetter, Inc. | A61N001/36 A61N001/365 A61N001/362 A61B005/0215 A61B005/026 A61B007/02 A61B008/08
US09314168 | B2 | 2016-04-19 | Detecting sleep events using localized blood pressure changes | 2008-09-30 | Techniques for detecting sleep events are disclosed. In some embodiments, a continuous non-invasive blood pressure (“CNIBP”) monitoring system may be used to obtain blood pressure values from a subject during a sleep study. Changes in the blood pressure over time may be determined and analyzed in order to identify a sleep event. The localized blood pressure changes may be interpreted in isolation or in combination with other signals collected from the subject. | 1. A method for detecting sleep events, the method comprising: detecting, using at least one light sensor, at least one photoplethysmograph (PPG) signal based at least in part on receiving light that passed through blood perfused tissue;calculating, using a continuous non-invasive blood pressure (CNIBP) monitor, blood pressure based at least in part on the at least one PPG signal;determining, using the CNIBP monitor, changes in the blood pressure;analyzing, using the CNIBP monitor, the changes in the blood pressure to identify an abrupt change in the blood pressure; andidentifying, using the CNIBP monitor, a sleep event based at least in part on the identified abrupt change in the blood pressure, wherein the sleep event is selected from the group consisting of sleep arousal and steep apneic event. 2. The method of claim 1, wherein detecting the at least one PPG signal comprises: detecting a first PPG signal from a first location on a subject; anddetecting a second PPG signal from a second location on a subject, wherein calculating the blood pressure comprises: detecting, using the CNIBP monitor, a first time associated with a first pulse in the first PPG signal;detecting, using the CNIBP monitor, a second time associated with a second pulse in the second PPG signal;determining, using the CNIBP monitor, a time difference between the first time and the second time; andcalculating, using the CNIBP monitor, the blood pressure based at least in part on the time difference. 3. The method of claim 1, wherein detecting the at least one PPG signal comprises: detecting a first PPG signal from a first location on a subject; andidentifying, using the CNIBP monitor, at least two characteristic points in the detected PPG signal,wherein calculating the blood pressure comprises: determining, using the CNIBP monitor, a time difference between two of the at least two characteristic points in the detected PPG signal; andcalculating, using the CNIBP monitor, the blood pressure based at least in part on the determined time difference. 4. The method of claim 1, wherein detecting the at least one PPG signal comprises: detecting a first PPG signal from a first location on a subject; anddetermining locations of pulses in the PPG signal, wherein calculating the blood pressure comprises: determining, using the CNIBP monitor, an area under a portion of one of the pulses; andcalculating, using the CNIBP monitor, the blood pressure based at least in part on the area. 5. The method of claim 1, wherein determining changes in the blood pressure comprises: calculating, using the CNIBP monitor, a first blood pressure value associated with a first time;calculating, using the CNIBP monitor, a second blood pressure value associated with a second time;determining, using the CNIBP monitor, a blood pressure difference between the first blood pressure value and the second blood pressure value;comparing, using the CNIBP monitor, the blood pressure difference to a pre-defined threshold... | Nellcor Puritan Bennett Ireland | A61B005/00 A61B005/021
US09968788 | B2 | 2018-05-15 | Timing coordination of implantable medical sensor modules | 2009-01-29 | In general, the disclosure is directed toward an implantable medical device that includes a plurality of sensor modules that are implanted within a patient. The sensor modules may cooperate with each other to coordinate the timing for performance of one or more sensor actions across the modules when making a measurement. Example measurements include tissue perfusion measurements, oxygen sensing measurements, sonomicrometry measurements, and pressure measurements. The coordination of the sensor modules may be controlled by a signal that is transmitted from a host controller to the sensor modules via a bus. In some examples, the bus may have two wires that transmit both timing information and data information to the sensor modules. The signal may be a signal that is substantially periodic, such as a pulsed signal. In additional examples, the signal may supply operating power and timing information to the sensor modules. | 1. An implantable medical device comprising: a host controller configured to transmit a signal over a two-wire bus; anda plurality of sensor modules that are each coupled directly to each wire of the two wire bus to receive the signal from the bus, wherein a timing coordination for performance of sensor actions by each of the plurality of sensor modules is based on the received signal in order to make a measurement, wherein each of the plurality of sensor modules includes one or more light emitters and one or more light detectors, and wherein the plurality of sensor modules are each configured to simultaneously receive power from the two-wire bus. 2. The implantable medical device of claim 1, wherein the signal is a pulsed signal that is substantially periodic. 3. The implantable medical device of claim 1, wherein the signal is a power pulse signal that supplies operational power and timing information to the plurality of sensor modules. 4. The implantable medical device of claim 1, wherein the plurality of sensor modules comprises: a first sensor module configured to receive the signal from the bus, detect a first signal condition within the received signal, and perform a first sensor action in response to the detected first signal condition; anda second sensor module configured to receive the signal from the bus, detect a second signal condition within the received signal, and perform a second sensor action in response to the detected second signal condition, wherein the first signal condition is defined to occur prior to or simultaneously with the second signal condition within the signal. 5. The implantable medical device of claim 4, wherein at least one light emitter of the one or more light emitters of the first sensor module is configured to emit light in response to the detected first signal condition, andwherein at least one light detector of the one or more light detectors of the second sensor module is configured to measure an amount of received light in response to the detected second signal condition. 6. The implantable medical device of claim 5, wherein the second sensor module is further configured to detect a third signal condition within the received signal, wherein the first sensor module is further configured to detect a fourth signal condition within the received signal, wherein the at least one light detector of the second sensor module is further configured to cease to measure the amount of received light in response to the detected third signal condition, wherein the at least one light emitter of the first sensor module is further configured to cease to emit light in response to the detected fourth signal condition, and wherein the third signal condition is defined to occur prior to or simultaneously with the fourth signal condition within the signal. 7. The implantable medical device of claim 5, wherein the at least one light emitter of one or more light emitters of the first sensor module comprises a light emitting ... | Medtronic, Inc. | A61B005/00 A61N001/365 A61B005/02 A61B005/145 A61B005/1459
US09576353 | B2 | 2017-02-21 | Method for verifying the relative position of bone structures | 2009-09-10 | A method for verifying the position of at least two bone structures relative to each other, comprising the method steps of: recording a three-dimensional dataset which represents the bone structures; segmenting the three-dimensional dataset into segments, wherein each segment represents a bone structure and the segments exhibit a known relative position in the three-dimensional dataset; changing the virtual relative position of the segments, such that the virtual relative position of the segments matches the actual relative position of the bone structures; and verifying whether the virtual relative position of the segments matches a target position of the bone structures. | 1. A method for verifying a relative position between at least two bone structures in an associated patient, the method comprising: recording a three-dimensional dataset which represents a relative position between the at least two bone structures;segmenting the three-dimensional dataset into at least two virtual segments, wherein each virtual segment comprises a three-dimensional representation of a respective bone structure of the at least two bone structures, and the at least two virtual segments exhibit a virtual fixed relative position between each other in the three-dimensional dataset;registering the at least two virtual segments with the at least two bone structures by virtually selectively shifting and/or rotating, using a computational unit, a position of each of the at least two virtual segments to obtain a virtual registered relative position between the virtual segments such that the virtual registered relative position between each of the virtual segments matches an actual relative position between each of the at least two bone structures in an associated patient;determining change-in-position data representative of an amount of the shifting and/or rotating selectively performed in the registering for matching the virtual registered relative position between each of the virtual segments with the actual relative position between each of the at least two bone structures in an associated patient; andverifying the relative position between the at least two bone structures by determining, based on the change-in-position data, whether the virtual registered relative position of the virtual segments after the registering matches a target relative position of the at least two bone structures. 2. The method according to claim 1, wherein the at least two bone structures are at least two vertebrae of a spine. 3. The method according to claim 1, wherein virtually changing the position of the segments relative to each other such that the virtual relative position of the segments matches an actual position of the bone structures comprises changing the virtual relative position of the segments based on CT-fluoroscopic matching. 4. The method according to claim 1 wherein virtually changing the position of the segments relative to each other such that the virtual relative position of the segments matches an actual position of the bone structures comprises scanning landmarks of the bone structures by means of a pointer, and virtually changing the position of the segments relative to each other until corresponding landmarks of the segments match the scanned landmarks. 5. The method according to claim 1, wherein the recording a three-dimensional dataset comprises recording the three-dimensional dataset preoperatively. 6. The method according to claim 1, wherein the verifying comprises assigning each segment of the three-dimensional dataset an individual reference frame and comparing a relative position of each reference frame with a target relativ... | Brainlab AG | A61B005/103 A61B005/117 G06T007/00 A61B019/00
US09289132 | B2 | 2016-03-22 | Catheter balloon having stretchable integrated circuitry and sensor array | 2009-10-07 | A system, device and method are presented for utilizing stretchable active integrated circuits with inflatable bodies. The invention allows for such operative features to come into direct contact with body structures, such as the inner wall of a lumen. Such direct contact increases accuracy of measurement and delivery of therapy. | 1. A device, comprising: an inflatable and expandable body having a stretchable surface, the stretchable surface having soft or elastic properties enabling the stretchable surface to be made longer or wider without tearing or breaking; anda stretchable electronic circuit embedded in or affixed to the stretchable surface of the inflatable and expandable body, the stretchable electronic circuit including a plurality of components that accommodate stretching or expanding of the stretchable surface of the inflatable and expandable body and remain functional when the stretchable surface is stretched or expanded, the plurality of components comprising: a plurality of discrete operative devices arranged as device islands on the stretchable surface of the inflatable and expandable body; anda plurality of stretchable interconnects embedded in or affixed to the stretchable surface of the inflatable and expandable body to electrically interconnect at least some of the plurality of discrete operative devices,wherein at least one stretchable interconnect of the plurality of stretchable interconnects is directly attached to a first discrete operative device and to a second discrete operative device of the plurality of discrete operative devices to directly electrically interconnect the first discrete operative device to the second discrete operative device. 2. The device of claim 1, wherein at least some of the discrete operative devices comprise a CMOS integrated circuit, and at least one stretchable interconnect of the plurality of stretchable interconnects is directly attached to a CMOS integrated circuit of one discrete operative device and to a CMOS integrated circuit of a discrete operative device adjacent to the one discrete operative device to directly electrically interconnect the adjacent CMOS integrated circuits. 3. The device of claim 1, wherein said stretchable electronic circuit is printable. 4. The device of claim 1, wherein said stretchable electronic circuit is operable when said inflatable and expandable body is inflated and the stretchable surface is stretched. 5. The device of claim 4, wherein said inflatable and expandable body is expanded to stretch up to 500 percent. 6. The device of claim 1, wherein said device further comprises a transceiver receiving data from at least one of the plurality of discrete operative devices. 7. The device of claim 1, wherein at least some of the plurality of stretchable interconnects are configured to be buckled when said inflatable and expandable body is relaxed. 8. The device of claim 1, wherein at least some of the plurality of stretchable interconnects are non-coplanar with said inflatable and expandable body when said inflatable and expandable body is relaxed. 9. The device of claim 1, wherein at least some of the plurality of stretchable interconnects are coplanar with said inflatable and expandable body when said inflatable and expandable body is inflated. 10. The device of claim 1, wherein... | MC10, Inc. | A61B005/01 A61B001/00 A61B005/02 A61B005/00 A61B005/053 A61B001/313 A61M025/10 A61F002/958
US20100099961 | A1 | 2010-04-22 | METHOD FOR DETERMINING MICROVASCULAR LESIONS | 2008-03-20 | The invention relates to a method for determining microvascular diseases wherein, first, a volume pulse development of a first blood constituent of the blood in a blood path is determined, and a volume pulse development of a second blood constituent in a blood path, being different from the first blood constituent, is determined. Thereafter, comparable reference points in the volume pulse development of the first blood constituent and in the volume pulse development of the second blood constituent are determined. Then, there is determined a temporal difference (Δt) of the determined reference points in the volume pulse developments of the first blood constituent and the second blood constituent. | 1. A method for determining microvascular diseases, comprising: determining a volume pulse development of a first blood constituent in a blood path,determining a volume pulse development of a second blood constituent being different from the first blood constituent, in a blood path,determining comparable reference points in the volume pulse development of the first blood constituent and in the volume pulse development of the second blood constituent, by means of a computation device,determining a temporal difference (Δt) of said determined reference points in the volume pulse developments of the first blood constituent and the second blood constituent by means of a computation device, and/or determining amplitude and respectively temporal differences between the reference points in the volume pulse development of the first blood constituent and in the volume pulse development of the second blood constituent by means of a computation device, followed by the computation of the ratios of said determined amplitude and respectively temporal differences between the volume pulse developments of the first blood constituent and the second blood constituent by means of a computation device. 2. The method according to claim 1, wherein said determining of the volume pulse development of the first blood constituent and of the second blood constituent further comprising: radiating at least two measuring radiations of two different wavelengths, by means of a radiation source;receiving the measuring radiation of the different wavelengths that has been emitted from a body part to be examined, by means of one or a plurality of light receivers;determining the pulsatile fraction of the received intensity caused by the blood pulsations and the resultant pulsatile absorption variations;performing the last-mentioned method steps one or a plurality of times, the respective pulsatile intensity developments for each wavelength of the measuring radiation being stored for each repetition cycle;combining the stored pulsatile intensity developments into a representation of the temporal development of the intensity for each used wavelength of the measuring radiation; anddetermining the volume pulse developments of the first blood constituent and of the second blood constituent on the basis of the detected intensity developments of the different wavelengths of the measuring beams. 3. The method according to claim 2, wherein the measuring radiations are preferably radiated continuously and the reception of these measuring radiations is performed by at least two light receivers, a respective one of the used wavelengths being detectable by the light receivers either through the constructional design or by an attached filter. 4. The method according to claim 2, wherein the two measuring radiations are emitted in a clocked manner and the light receiver or the plurality of light receivers are activated in this clock regime so that a quasi-continuous intensity curve can be determin... | Enverdis GmbH | A61B005/1455 A61B005/02
US20100106037 | A1 | 2010-04-29 | METHOD AND DEVICE FOR DETERMINING CARDIAC OUTPUT WITH CARBON DIOXIDE PARTIAL RE-BREATHING | 2008-03-05 | A method and apparatus (10) for determining cardiac output by directing airflow or gas flow (fluid) to a fluid containment structure (12) coupled to an inspiratory limb (16) of a ventilator circuit instead of the patient and enabling the patient to directly inhale fluid from the fluid containment structure and preventing the patient from inhaling through an expiratory limb (18) of the ventilator-circuit. The method and apparatus also prevents exhalation by the patient into the fluid containment structure. The method and apparatus also comprises an aid helps the patient become consistent in their breathing patterns. When the fluid containment structure fills with a volume of fluid, the aid provides an indication that the patient should inhale; when the fluid containment structure empties of fluid, the aid provides a signal that the patient should exhale. Thus, the aid provides feedback to the patient to help the patient control their ventilation pattern. | 1. A device comprising: an oral-nasal face mask;a ventilator having a first port;a ventilator circuit in fluid communication with said oral-nasal face mask, said ventilator circuit having an inspiratory limb having a port coupled to said ventilator and an expiratory limb having a port;a fluid containment structure having a first port in fluid communication with the inspiratory limb of said ventilator circuit and having a second port;an airflow direction system in fluid communication with the inspiratory and expiratory limbs of said ventilator circuit, said airflow direction system coupled to allow gas to only fill the fluid containment structure at a first point in time and to allow a patient to breathe gas only from the a fluid containment structure; anda non-invasive cardiac output (NICO) monitor coupled to the ventilator circuit; 2. The device of claim 1 wherein said ventilator circuit comprises a y-piece having a first path corresponding to the inspiratory limb of the ventilator circuit, a second path corresponding to the expiratory limb of the ventilator circuit and a third path adapted to couple to a rebreathing valve. 3. The device of claim 1 wherein said airflow direction system comprises: a first valve disposed in the inspiratory limb of the ventilator circuit, said first valve having a first port in fluid communication with the ventilator and a second port in fluid communication with a first port of the fluid containment structure;a second valve disposed in the inspiratory limb of the ventilator circuit, said second valve having a first port in fluid communication with a second port of the fluid containment structure and a second port in fluid communication with the third path; anda third valve disposed in the expiratory limb of the ventilator circuit. 4. The device of claim 1 wherein said first valve is in fluid communication with and positioned between the ventilator and the fluid containment structure and operable to allow a patient to inhale gas only from the fluid containment structure;said second valve is in fluid communication with and positioned in the inspiratory limb of said ventilator circuit between the fluid containment structure and the Y-piece and is operable to deliver a targeted volume of gas to the fluid containment structure only, but not to the patient wherein the first and second valves open in alternated order, but not at the same time; andsaid third valve is in fluid communication with the expiratory limb 18 and operable to prevent the patient from inhaling gas from the expiratory limb of the ventilator circuit. 5. A method comprising: applying a ventilator circuit to a patient's natural airway using an oral-nasal face mask.delivering mechanical ventilation with a specific predetermined tidal volume and ventilatory rate;measuring cardiac output (CO) with a non-invasive cardiac output (NICO) monitor using a NICO technique. 6. The method of claim 5 wherein delivering mechanical ventilation with a specific prede... | - | A61B005/029 A61M016/06 A61M016/20
US07699789 | B2 | 2010-04-20 | Method for monitoring lung collapse | 2005-09-21 | A method for measuring lung collapse and for providing information regarding recruitment and successfulness of actions taken to recruit the lung is provided. Alveolar- and proximal pressures are determined at different lung pressures or volumes. Patient airway resistance is calculated combining these measurements with flow measurement. Plotting the resistance against the lung pressure or volume gives a within-breath distribution of the resistance. Increase of this resistance at end-expiration volume or pressure indicates lung collapse. | 1. A method for monitoring lung collapse, the method comprising the steps of: determining, using a tracheal pressure sensing system, proximal pressure during at least two instances in a breathing cycle, one of the instances representing a higher lung volume and the other representing a lower lung volume;determining alveolar pressure at the respective instances;determining breathing gas flow at the respective instances;calculating, using a monitor, alveolar resistance based upon the determined proximal pressures, alveolar pressures and the breathing gas flows;plotting a within-breath distribution of alveolar resistance on a graph; andassessing a state of lung collapse based upon the calculated alveolar resistance. 2. The method of claim 1, wherein the step of determining the proximal pressure is further defined as determining a tracheal pressure. 3. The method of claim 2, wherein the tracheal pressure is measured at the trachea at a tip of an endotracheal tube. 4. The method of claim 1, further comprising the step of plotting the alveolar resistance against lung pressure on a graph representing within-breath distribution of the resistance. 5. The method of claim 1, further comprising the step of plotting the alveolar resistance against lung volume on a graph representing within-breath distribution of resistance. 6. The method of claim 1, further comprising the step of adjusting at least one ventilatory parameter based on the calculated alveolar resistance. 7. The method of claim 6, further defined as adjusting a PEEP. 8. The method of claim 1, further comprising the step of adjusting a patient position based on the calculated alveolar resistance. 9. The method of claim 1, further comprising the step of performing a recruitment manoeuvre based on the calculated alveolar resistance. 10. The method of claim 1, wherein the tracheal pressure is determined by modelling pressure drop in an endotracheal tube as a function of tube flow. 11. The method of claim 1, wherein alveolar resistance is estimated with an inspiration flow interrupter technique. 12. The method of claim 1, further comprising the step of calculating resistance for both inspiratory and expiratory phases of the breathing cycle. | The General Electric Company | A61B005/08
US20100069769 | A1 | 2010-03-18 | WIRELESS PYRO/PIEZO SENSOR BASE STATION | 2009-09-11 | This document discusses, among other things, an apparatus and method for receiving biomedical data of a patient. Biomedical data of the patient can be wirelessly received using a wireless sensor base station including a transceiver to receive the biomedical data from a wireless sleep sensor. A demultiplexer of the wireless sensor base station can separate respiration information from the biomedical data. Examples include providing the biomedical data to a polysomnograph (PSG) machine or a sleep therapy device using an output of the wireless sensor base station. | 1. An apparatus for receiving biomedical data from a patient, the apparatus comprising: a transceiver configured to wirelessly receive biomedical data from a wireless sleep sensor;a demultiplexer coupled to the transceiver, the demultiplexer configured to separate respiration information from the received biomedical data; andan output coupled to the demultiplexer, the output configured to provide the respiration information to a polysomnograph machine or a sleep therapy device. 2. The apparatus of claim 1, wherein the transceiver is configured to receive respiration airflow information from a wireless respiration sleep sensor. 3. The apparatus of claim 1, wherein the demultiplexer is configured to separate respiration airflow information from the received biomedical data. 4. The apparatus of claim 1, wherein the respiration airflow information includes respiration temperature and pressure information of inspiration airflow and expiration airflow of the patient; and wherein the multiplexer is configured to maintain a phase relationship of the respiratory temperature and pressure information. 5. The apparatus of claim 1, wherein the transceiver is configured to receive chest respiratory effort information from a wireless chest respiratory effort belt. 6. The apparatus of claim 1, wherein the demultiplexer is configured to separate chest respiratory effort information from the received biomedical data. 7. The apparatus of claim 1, wherein the transceiver is configured to receive abdominal respiratory effort information from a wireless abdominal respiratory effort belt. 8. The apparatus of claim 1, wherein the demultiplexer is configured to separate abdominal respiratory effort information from the received biomedical data. 9. The apparatus of claim 1, wherein the transceiver is configured to receive respiration airflow information from a wireless respiration sleep sensor, chest respiratory effort information from a wireless chest respiratory effort belt, and abdominal respiratory effort information from a wireless abdominal respiratory effort belt. 10. The apparatus of claim 1, wherein the demultiplexer is configured to separate respiration airflow information, chest respiratory effort information, and abdominal respiratory effort information from the received biomedical data. 11. A method for receiving biomedical data from a patient, the method comprising: receiving biomedical data from a wireless sleep sensor at a transceiver;separating respiration information from the received biomedical data using a demultiplexer; andproviding the respiration information to a polysomnograph (PSG) machine or a sleep therapy device. 12. The method of claim 11, wherein the receiving the biomedical data includes receiving respiration airflow information from a wireless respiration sensor. 13. The method of claim 11, wherein the separating includes separating respiration airflow information from the biomedical data. 14. The method of claim 12, wherein th... | Dymedix Corporation | A61B005/08 A61M021/02
US20100094153 | A1 | 2010-04-15 | Respiration monitoring | 2006-10-06 | A respiration sensor comprises a frame that is adapted to extend from a first point of contact on one side of a patient to a second point of contact on an opposing side of the patient, including a force sensor in the first point of contact. The second point of contact can comprise a patient support, which will usually support the patient in a generally horizontal state. The frame is preferably as shown in U.S. Pat. No. 5,681,326 with an arch extending over an area adapted to receive a patient. The first point of contact can include a plate which abuts the patient. The sensor is ideally located between the plate and the remainder of the frame. | 1. A respiration sensor, comprising a frame that is adapted to extend from a first point of contact on one side of a patient to a means permitting a second point of contact on an opposing side of the patient, including a force sensor in the first point of contact. 2. The respiration sensor according to claim 1 in which the means permitting a second point of contact comprises a part of the frame adapted to abut the patient. 3. The respiration sensor according to claim 1 in which the means permitting a second point of contact comprises a connector for fitting the sensor to a patient support. 4. The respiration sensor according to claim 1 in which the means permitting a second point of contact comprises at least part of a patient support of which the remainder of the respiration sensor is an integral part. 5. The respiration sensor according to claim 4 in which the patient support supports the patient in a generally horizontal state. 6. The respiration sensor according to claim 1 in which the frame is non-yielding and radiolucent. 7. The respiration sensor according to claim 1 in which the frame further comprises a radiolucent fixing means arranged inside the frame and on which the patient's body is intended to rest, said fixing means comprising a flexible casing which contains a yieldable substance, the fixing means being adapted to permit the patient to be partly sunk into the fixing means and oriented in a desired position at a first stage, and the yieldable substance of the fixing means being transformable into a non-yielding state to fix the patient in the desired position at a second stage. 8. The respiration sensor according to claim 1 in which the frame includes an arch extending over an area adapted to receive a patient. 9. The respiration sensor according to claim 1 in which the first point of contact includes a plate which abuts the patient. 10. The respiration sensor according to claim 9 in which the plate is attached to the frame via an adjustable means. 11. The respiration sensor according to claim 10 in which the adjustable means is a screw thread. 12. The respiration sensor according to claim 10 in which the sensor is located between the adjustable means and the plate. 13. The respiration sensor according to claim 16 in which the adjustable means is attached to the frame at the arch. 14. (canceled) 15. The respiration sensor according to claim 11 in which the sensor is located between the adjustable means and the plate. 16. The respiration sensor according to claim 8 in which the plate is attached to the frame via an adjustable means. 17. The respiration sensor according to claim 8 in which the adjustable means is a screw thread. 18. The respiration sensor according to claim 17 in which the adjustable means is attached to the frame at the arch. 19. The respiration sensor according to claim 8 in which the sensor is located between the adjustable means and the plate. 20. The respiration sensor according to claim 19 i... | Elekta AB (publ) | A61B005/08
US20100099972 | A1 | 2010-04-22 | Glucose Measuring Device Integrated Into a Holster for a Personal Area Network Device | 2009-12-23 | A glucose meter module integrated into a holster device that can securely accommodate another device such as a portable server device or an insulin pump is described. The glucose measuring module and the health device communicate with each other by a short range wireless modality. In the case in which the accommodated device is a server, such as personal digital assistant or cell phone, the device stores data in a memory, displays data on a visual display, and can wirelessly transmit such data to other devices within a personal area network. In the case where the accommodated device is a cell phone, the phone can further transmit data to remote sites. In the case where the accommodated device is an insulin pump, wirelessly received data are stored in a memory, are available for visual display on the insulin pump, and can be incorporated into the electronic processes that regulate the performance of the pump. | 1-27. (canceled) 28. A heath management system, comprising: an analyte measurement module comprising a test strip port for receiving an analyte test strip and a communication port for transmitting analyte data; anda server module configured to communicate with the analyte measurement module, wherein the server module comprises a display and a communication port, andwherein the server module is configured to generate one or more health management signals based on the received analyte data from the analyte measurement module and display the one or more health management signals. 29. The system of claim 28, wherein the display comprises a liquid crystal display (LCD) unit, a plasma display unit, or a touch-sensitive display unit. 30. The system of claim 28, wherein the server module comprises a personal digital assistant (PDA) or a cellular telephone. 31. The system of claim 28, wherein the server module is in physical contact with the analyte measurement module. 32. The system of claim 28, wherein the communication port of the analyte measurement module is a wireless communication port. 33. The system of claim 32, wherein the wireless communication port is configured for radio frequency communication, infrared communication, Bluetooth communication, or Wi-Fi communication. 34. The system of claim 28, wherein the communication port of the server module is a wireless communication port. 35. The system of claim 34, wherein the wireless communication port is configured for radio frequency communication, infrared communication, Bluetooth communication, or Wi-Fi communication. 36. The system of claim 28, wherein the analyte is glucose 37. The system of claim 36, wherein the health management signal is a blood glucose level. 38. The system of claim 28, wherein the analyte measurement module is displayless. 39. The system of claim 28, wherein the one or more heath management signals includes a graphical display signal, an audio alert signal, or a vibratory alert signal. 40. The system of claim 28, wherein the server module or the analyte measurement module is configured to generate an alert signal for output when the analyte data 41. The system of claim 28, wherein the health management signal is indicates an impending hyperglycemic state. 42. The system of claim 28, wherein the health management signal is indicates an impending hypoglycemic state. 43. The system of claim 28, wherein the health management signal comprises instructions communicated to an insulin pump. 44. The system of claim 28, wherein the server module is configured for providing instructional input to the analyte measurement module. 45. The system of claim 28, wherein the server module further comprises application software configured to communicate health management signals to a health care professional. 46. The system of claim 28, wherein the server module further comprises application software configured to communicate health management signals to a remote server or... | Abbott Diabetes Care Inc. TheraSense, Inc. | A61B005/145
US20100076348 | A1 | 2010-03-25 | COMPLETE INTEGRATED SYSTEM FOR CONTINUOUS MONITORING AND ANALYSIS OF MOVEMENT DISORDERS | 2009-09-23 | Disclosed embodiments include a complete integrated system designed to support continuous monitoring and objective analysis of movement disorders. According to one embodiment the integrated system allows for continuous monitoring of movement disorders during normal daily activities in home and other normal daily environments, as well as in the clinic. The integrated system comprises: 1) wearable movement monitoring devices including a plurality of inertial sensors, 2) a docking station with wireless capabilities, 3) a secure web-enabled data server, and 4) statistical signal processing methods, all of which are integrated to enable monitoring and analysis of movement disorders. | 1. An integrated movement monitoring system, comprising: (a) one or more wearable movement monitoring devices comprising one or more movement sensors for collecting a plurality of movement data; and(b) at least one secure data server for storing said plurality of movement data, said secure data server implemented in a digital computer with one or more processors. 2. The integrated movement monitoring system of claim 1, whereby said one or more movement sensors comprise one or more inertial sensors. 3. The integrated movement monitoring system of claim 2, whereby said inertial sensors include one or more accelerometers. 4. The integrated movement monitoring system of claim 3, whereby said one or more accelerometers are 3-axis accelerometers. 5. The integrated movement monitoring system of claim 4, whereby said inertial sensors include one or more gyroscopes. 6. The integrated movement monitoring system of claim 5, whereby said one or more movement sensors include one or more magnetometers. 7. The integrated movement monitoring system of claim 6, whereby said one or more wearable movement monitoring devices are wireless devices further comprising: (a) a power source;(b) a local storage memory;(c) a microcontroller, and(d) a wireless transmitter circuit for wireless transmitting said plurality of movement data to a wireless receiver. 8. The integrated movement monitoring system of claim 7, further comprising one or more docking stations, said docking station comprising: (a) a power supply for powering said docking station;(b) one or more charging dockets for re-charging said one or more wearable movement monitoring devices; and(c) an integrated base station. 9. The integrated movement monitoring system of claim 8, whereby said integrated base station comprises: (a) a power source;(b) a wireless receiver circuit; and(c) a wireless transmitter circuit. 10. The integrated movement monitoring system of claim 9, whereby said integrated based station further comprises a connection to a digital computer. 11. The integrated movement monitoring system of claim 10, whereby said digital computer is a regulatory compliant compliant secure data server. 12. The integrated movement monitoring system of claim 11, whereby said secure data server is a web-enabled clinical data management system especially adapted for (a) storing, (b) sharing, (c) managing, and (d) analyzing movement disorder data. 13. The integrated movement monitoring system of claim 12, whereby said web-enabled clinical data management system comprises: (a) a secure data storage module;(b) a secure data sharing and collaboration module;(c) a secure data management module;(d) a computational engine module; and(e) a plurality of graphical user interfaces. 14. The integrated movement monitoring system of claim 13, whereby said computational engine module comprises one or more digital signal processing and statistics methods for analysis and processing of said plurality of movement disorde... | APDM, INC | A61B005/11
US20100069780 | A1 | 2010-03-18 | METHOD AND APPARATUS FOR USING BIOPOTENTIALS FOR SIMULTANEOUS MULTIPLE CONTROL FUNCTIONS IN COMPUTER SYSTEMS | 2009-03-18 | A biosignal-computer-interface apparatus and method. The apparatus includes one or more devices for generating biosignals based on at least one physiological parameter of an individual, and a computer-interface device capable of performing multiple tasks, including converting the biosignals into at least one input signal, establishing a scale encompassing different levels of the input signal, multiplying the input signal into parallel control channels, dividing the scale into multiple zones for each of the parallel control channels, assigning computer commands to each individual zone of the multiple zones, and generating the computer command assigned to at least one of the individual zones if the level of the input signal is within the at least one individual zone. The individual zones can be the same or different among the parallel control channels. | 1. A biosignal-computer-interface apparatus comprising: means for generating biosignals based on at least one physiological parameter of an individual;computer-interface means for converting the biosignals into at least one input signal, establishing a scale encompassing different levels of the input signal, multiplying the input signal into parallel control channels, dividing the scale into multiple zones for each of the parallel control channels, assigning computer commands to individual zones of the multiple zones, and generating the computer command assigned to at least one of the individual zones if the level of the input signal is within the at least one individual zone;wherein the individual zones can be the same or different among the parallel control channels. 2. The biosignal-computer-interface apparatus according to claim 1, further comprising means for assigning different modalities to each of the computer commands. 3. The biosignal-computer-interface apparatus according to claim 2, wherein the different modalities include at least one modality chosen from the group consisting of single, dwell, repeat, and hold functions. 4. The biosignal-computer-interface apparatus according to claim 1, wherein the computer commands assigned to the multiple zones of the parallel control channels correspond to keystrokes of a computer keyboard. 5. The biosignal-computer-interface apparatus according to claim 4, wherein different modalities can be assigned to each of the computer commands. 6. The biosignal-computer-interface apparatus according to claim 5, wherein the different modalities include at least one keystroke modality chosen from the group consisting of single, dwell, repeat, and hold keystrokes. 7. The biosignal-computer-interface apparatus according to claim 1, wherein the generating means comprises non-invasive electrodes adapted to be placed on the skin of the individual. 8. The biosignal-computer-interface apparatus according to claim 1, wherein the generating means are adapted to sense muscle tension as the physiological parameter of the individual. 9. The biosignal-computer-interface apparatus according to claim 8, wherein the input signal corresponds to muscle tension of the individual sensed by the generating means, the scale encompasses a range of sensed muscle tensions, and the multiple zones of each parallel control channel are discrete muscle tension level ranges within the range of the sensed muscle tensions of the scale. 10. The biosignal-computer-interface apparatus according to claim 1, wherein at least one individual zone of the multiple zones of a first of the parallel control channels is different than at least one individual zone of the multiple zones of a second of the parallel control channels, and the computer commands generated by the computer-interface means comprise at least one computer command that is a combination of the computer commands assigned to the at least one individual zone of the first paralle... | OCZ TECHNOLOGY GROUP, INC. BRAIN ACTUATED TECHNOLOGIES | A61B005/05
US20100087727 | A1 | 2010-04-08 | MULTI-MODALITY IMAGING APPARATUS AND METHOD FOR REGISTRATION OF THE MULTIPLE MODALITIES | 2009-09-17 | Method to register multiple different imaging modalities warming an examination subject in a common image acquisition region of all imaging modalities, simultaneous or time-offset acquisition of at least one first image data set with a first imaging modality, simultaneous or time-offset acquisition of at least one second heat image data set with a second imaging modality, determining at least one item of heat information resulting from the warming of the examination subject is determined from each of the first image data set and the second heat image data set, and registration of the imaging modalities using the determined heat information. | 1. A method to bring two different imaging modalities into registration with each other, comprising the steps of: warming an examination subject in a common image acquisition region of a first imaging modality and a second imaging modality;acquiring an image data set of the examination subject in the image acquisition region;before, after or simultaneously with obtaining said image data set with said first imaging modality, acquiring a heat image data set of the examination subject in the image acquisition region with said second imaging modality;determining at least one item of heat information, resulting from said warming of the examination subject, from each of said image data set and said heat image data set; andbringing the first and second imaging modalities into registration with each other using said heat information respectively determined from said image data set and said heat image data set. 2. A method as claimed in claim 1 wherein each of said image data set and said heat image data set is comprised of image elements, selected from the group consisting of pixels and voxels, and comprising determining said item of heat information from each of said image data set and said heat image data set as an image element-dependent item of heat information. 3. A method as claimed in claim 2 comprising employing an imaging modality operable for heat imaging as said first imaging modality, and acquiring said image data set with said first imaging modality also as a heat image data set. 4. A method as claimed in claim 3 comprising identifying a warmest image element in each of the heat image data sets respectively acquired with said first and second imaging modality, and bringing said first and second imaging modalities into registration by comparing the respective warmest image elements in the respective heat image data sets. 5. A method as claimed in claim 3 comprising identifying a temperature gradient in each of the heat image data sets respectively acquired with said first and second imaging modality, and bringing said first and second imaging modalities into registration by comparing the respective temperature gradients in the respective heat image data sets. 6. A method as claimed in claim 5 comprising, with each of said first and second imaging modalities, imaging an anatomical landmark in the examination subject in the respective heat image data sets, and bringing said imagining modalities into registration using said anatomical landmark in the respective heat image data sets, in addition to said heat information. 7. A method as claimed in claim 1 comprising identifying, as said item of heat information in each of said image data set and said heat image data set, a focal point of heat distribution in at least one region of each of said image data set and said heat image data set, and bringing said first and second imaging modalities into registration by comparing the respective focal points of heat distribution in the image data set ... | - | A61B005/055 G06K009/00 A61B008/00 A61B006/00 A61N007/00
US20100076328 | A1 | 2010-03-25 | PULSE WAVE MEASUREMENT ELECTRODE UNIT AND PULSE WAVE MEASUREMENT DEVICE | 2007-11-12 | A pulse wave measurement electrode unit includes an electrode group and a supporting member. The electrode group includes a first electrode portion including a first current application electrode and a first voltage measurement electrode, and a second electrode portion, positioned spaced apart from the first electrode portion, including a second current application electrode and a second voltage measurement electrode. The supporting member supports the electrode group such that contacting surfaces of the electrodes with respect to a living body are arranged substantially on an identical plane. The electrodes are arranged lined in a direction an artery extends when the pulse wave measurement electrode unit is applied to the living body. According to such a configuration, a pulse wave measurement electrode unit having a simple configuration and enabling high precision volume pulse wave measurement can be provided. | 1. A pulse wave measurement electrode unit for acquiring a volume pulse wave of an artery of a plurality of arteries of a living body by measuring a fluctuation of a biological impedance, the pulse wave measurement electrode unit comprising: an electrode group including a pair of current application electrodes and a pair of voltage measurement electrodes, the electrode group to be brought into contact with a body surface of the living body during measurement; anda supporting member configured to support the electrode group, whereinthe electrode group includes a first electrode portion including one of the pair of current application electrodes and one of the pair of voltage measurement electrodes and (ii) a second electrode portion, positioned spaced apart from the first electrode portion, including the other one of the pair of current application electrodes and the other one of the pair of voltage measurement electrodes,the supporting member supports the electrode group such that (I) a contacting surface with respect to the living body of the first electrode portion and a contacting surface with respect to the living body of the second electrode portion are arranged substantially on an identical plane and (ii) the first electrode portion and the second electrode portion are arranged lined in a direction the artery extends when the pulse wave measurement electrode unit is brought into contact with the body surface of the living body during measurement, andeach of the pair of current application electrodes and each of the pair of voltage measurement electrodes have widths adapted to be arranged across a portion of the body surface located immediately above the artery such that only the artery of the plurality of arteries of the living body is measured. 2. The pulse wave measurement electrode unit of claim 1, wherein the first electrode portion includes a single electrode used as the one of the pair of current application electrodes and the one of the pair of voltage measurement electrodes, andthe second electrode portion includes a single electrode used as the other one of the pair of current application electrodes and the other one of the pair of voltage measurement electrodes. 3. The pulse wave measurement electrode unit of claim 1, wherein the first electrode portion includes two electrodes in which the one of the pair of current application electrodes and the one of the pair of voltage measurement electrodes are separated and independent, andthe second electrode portion includes two electrodes in which the other one of the pair of current application electrodes and the other one of the pair of voltage measurement electrodes are separated and independent. 4. The pulse wave measurement electrode unit of claim 3, wherein a contacting surface of each of the pair of current application electrodes and the pair of voltage measurement electrodes with the body surface of the living body has a substantially rectangular shape in plan view, anda length... | OMRON HEALTHCARE CO., LTD. | A61B005/024
US07693569 | B1 | 2010-04-06 | Method and system of determining motion in a region-of-interest directly and independently of k-space trajectory | 2004-10-12 | A system and method for determining motion in a region-of-interest directly from MR data acquired from the region-of-interest and independently of k-space trajectory are disclosed. | 1. A magnetic resonance (MR) imaging apparatus comprising: an MR imaging system having a plurality of gradient coils positioned about a bore of a magnet to impress a polarizing magnetic field and an RF transceiver system and an RF switch controlled by a pulse module to transmit RF signals to an RF coil assembly to acquire MR images; anda computer programmed to: sample non-spatially-encoded MR data of a central region of k-space from a region-of-interest (ROI) using any given k-space trajectory, wherein the non-spatially-encoded MR data is sampled during a repetition time interval of a pulse sequence;sample spatially-encoded MR data from the ROI during the repetition time interval, wherein the spatially-encoded MR data comprises MR imaging data;sample additional non-spatially-encoded MR data of the central region of k-space from the ROI; anddetermine motion in the ROI based on MR motion data comprising the non-spatially-encoded MR data and the additional non-spatially-encoded MR data, wherein the MR motion data is free of MR imaging data. 2. The MR imaging apparatus of claim 1 wherein the central region of k-space comprises the center of k-space and a plurality of k-space points about the center of k-space. 3. The MR imaging apparatus of claim 1 wherein the computer is further programmed to: determine a magnitude modulation among the non-spatially-encoded MR data and the additional non-spatially-encoded MR data; anddetermine a gating signal based on the determination of the magnitude modulation to at least one of prospectively and retrospectively trigger a gated acquisition. 4. The MR imaging apparatus of claim 1 wherein the additional non-spatially-encoded MR data is sampled during the repetition time interval. 5. The MR imaging apparatus of claim 4 wherein the non-spatially-encoded MR data is sampled during the repetition time interval prior to the onset of a spatial encoding gradient to sample the spatially-encoded MR data, and wherein the additional non-spatially-encoded MR data is sampled after application of a rewinder pulse. 6. The MR imaging apparatus of claim 5 wherein the gated acquisition is at least one of a cardiac gated acquisition scheme and a respiratory gated acquisition scheme. 7. The MR imaging apparatus of claim 5 wherein the computer is further programmed to determine a modulation among the non-spatially-encoded MR data and the additional non-spatially-encoded MR data for the determination of the motion, wherein the modulation is at least one of a phase modulation and a magnitude modulation. 8. The MR imaging apparatus of claim 1 wherein the computer is further programmed to sample the additional non-spatially-encoded MR data during a repetition time interval subsequent to the repetition time interval in which the non-spatially-encoded MR data is sampled. 9. The MR imaging apparatus of claim 1 wherein the computer is further programmed to: select an RF coil selected from the RF coil assembly that is most sensitive to t... | General Electric Company | A61B005/05
US20100063409 | A1 | 2010-03-11 | INTERACTIVE ALCOMETRY | 2008-01-31 | The invention relates to method and apparatus for the determination of alcohol concentration of expired air. By visualising current or accumulated measuring value and error in real time during ongoing measurement, interactive control of alcohol determination is enabled with respect to accuracy and time lapse. Preferably the measurement is performed without contact with compensation for the dilution of the breath sample, which is performed by simultaneous measurement of temperature, concentration of water vapour or carbon dioxide. The method is divided into a stepwise procedure based on the dependence of the measuring error on the dilution of the expired air, and accumulated time, both being possible to influence by the test person or operator. Special advantages are being obtained at measurements relative to a concentration limit. The alcohol determination is preferably performed by means of absorption spectroscopy within the infrared wavelength range. The apparatus according to the invention includes sensors for the abovementioned entities, an electronic unit for signal and data processing, a presentation unit, and is embedded in a compact housing for handheld use or integration. The response time of the sensors should not exceed 0.5 seconds in order to fulfil the requirement of real time operation. The housing is controllably openable at measurement, and includes a measuring cell illuminated with collimated infrared radiation and means for active air flow. | 1. Method for the determination of alcohol concentration in expired air, characterised in: Interaction between apparatus on the one hand and test person or operator on the otherSaid interaction referring to adaptation of accuracy and time lapse of said determination to current objective or requirementSaid interaction implying measuring value and error of said determination or thereto related entity being visualised to said test person or operator in real time during ongoing measurement, with possibility of choice for prolonged measuring time and compensation for possible dilution of said expired air, with the purpose of increasing said accuracySaid visualisation being performed by means of audiovisual or haptic indication from a presentation unit within said apparatus. 2. Method according to claim 1, characterised in that said visualisation having symbolic or numerical character, and being directed towards said test person or operator. 3. Method according to claim 1, characterised in that said measuring error is dependent on the dilution of said expired air, accumulated time of said determination, and noise, interference or other random variations of said measuring value. 4. Method according to claim 1, characterised by contactless sampling of said expired air with compensation for the dilution of the sample by measurement of temperature, concentration of water vapour or carbon dioxide or a combination of these entities. 5. Method according to claim 1, characterised in a stepwise procedure, including a starting condition, at which said apparatus is activated, followed by a waiting condition at which sensor signals corresponding to said measuring value and other values are controlled with respect to stability, subsequently followed by a condition of measuring and computation at which real time alveolar alcohol concentration of alcohol and measuring error is carried out and visualised, and a final condition following from accumulated inaccuracy having reached a minimum. 6. Method according to claim 1, characterised in that said alcohol determination is based on a physical property, e g infrared absorption, and that said measuring error after minimising, essentially has stochastic character. 7. Apparatus for the determination of alcohol concentration according to claim 1 characterised in at least one first sensor, the output signal of which is a monotonous function of said alcohol concentrationone second sensor, the output signal of which is a monotonous function of the dilution of said expired air, or thereto related entity, whereby the response time of said first and second sensor does not exceed 0.5 secondsone electronic unit for processing said signals from a program stored in a memory unit, said program intended for control and computations for said determinationone presentation unit for audiovisual or haptic visualisation of said determination, measuring value, or other relevant information. 8. Apparatus according to claim 7, characteri... | - | A61B005/097
US07711406 | B2 | 2010-05-04 | System and method for detection of electromagnetic radiation by amorphous silicon x-ray detector for metal detection in x-ray imaging | 2005-11-23 | Certain embodiments of the present invention provide a method for detecting an electromagnetic field in an imaging system including emitting an electromagnetic field with an electromagnetic transmitter, sensing an electromagnetic field with an imaging system detector, and reading a field image from the detector based at least in part on the electromagnetic field. The imaging system detector is capable of reading an object image and a field image. The detector may be an amorphous silicon flat panel x-ray detector. The electromagnetic transmitter may be used in surgical navigation. The position of a surgical device, instrument, and/or tool may be determined based in part on the field image. The detector may be coordinated to acquire the field image when the electromagnetic transmitter is emitting an electromagnetic field. The detector may be coordinated to acquire the object image when the electromagnetic transmitter is not emitting an electromagnetic field. | 1. A method for detecting an electromagnetic field in an imaging system, said method including: emitting an X-ray from an X-ray source and through an object;detecting the X-ray at an imaging system detector;reading an object image of the object based on the X-ray detection by the imaging system detector;emitting an electromagnetic field with an electromagnetic transmitter;sensing a scattered electromagnetic field with the imaging system detector in the direction of X-ray, the imaging system detector configured to read a field image from electromagnetic field data representing information about the scattered electromagnetic field sensed by the imaging system detector;reading a field image from the imaging system detector based at least in part on the electromagnetic field; andusing the field image to identify a specific area in the object image that is affected by metal in the object. 2. The method of claim 1, wherein the imaging system detector is an amorphous silicon flat panel x-ray detector. 3. The method of claim 1, further including determining the position of at least one of a surgical device, instrument, and tool based at least in part on the field image. 4. The method of claim 1, wherein the electromagnetic transmitter has a transmit mode and a non-transmit mode, the electromagnetic transmitter emitting the electromagnetic field when in the transmit mode, and the electromagnetic transmitter not emitting the electromagnetic field when in the non-transmit mode. 5. The method of claim 4, wherein the reading of the field image is coordinated to occur when the electromagnetic transmitter is in the transmit mode. 6. The method of claim 4, wherein the reading of the object image is coordinated to occur when the electromagnetic transmitter is in the non-transmit mode. 7. The method of claim 4, further including adjusting an electromagnetic model of a surgical navigation system based at least in part on the field image and the object image. | General Electric Company | A61B005/05
US07706864 | B2 | 2010-04-27 | Method and apparatus for electrically forcing cardiac output in an arrhythmia patient | 2003-05-05 | An electrical method and apparatus for stimulating cardiac cells causing contraction to force hemodynamic output during fibrillation, hemodynamically compromising tachycardia, or asystole. Forcing fields are applied to the heart to give cardiac output on an emergency basis until the arrhythmia ceases or other intervention takes place. The device is used as a stand alone external or internal device, or as a backup to an ICD, atrial defibrillator, or an anti-tachycardia pacemaker. The method and apparatus maintain some cardiac output and not necessarily defibrillation. | 1. A method for treating an arrhythmia in a patient, comprising the steps of: a. attaching a plurality of electrodes to external portions of a patient's body proximate the patient's thoracic region so that the electrodes may deliver electrical pulses which will be transmitted through portions of the patient's upper body;b. detecting the presence of arrhythmia in the patient;c. delivering non-defibrillatory electrical current pulses through the patient's body via the electrodes after detecting an arrhythmia, the non-defibrillatory electrical current pulses having an amplitude of less than the amplitude of a normal defibrillation shock, and greater than that which would only pace the heart, to force contraction of patient muscle and facilitate a minimum level of cardiac output; andd. delivering at least one defibrillation pulse having an amplitude sufficient to defibrillate the patient's heart. 2. The method of claim 1, wherein the arrhythmia is ventricular fibrillation. 3. The method of claim 1, wherein the arrhythmia is ventricular tachycardia. 4. The method of claim 1, wherein the non-defibrillatory electrical current pulses have an amplitude of between 200 and 5000 watts. 5. The method of claim 1, wherein the non-defibrillatory electrical current pulses have an amplitude of between 12.5 and 5000 average watts. 6. The method of claim 1, wherein the non-defibrillatory electrical current pulses have an amplitude of between 100 and 400 volts. 7. The method of claim 1, wherein the non-defibrillatory electrical current pulses have an amplitude of between 100 and 500 volts. 8. The method of claim 1, wherein the non-defibrillatory electrical current pulses have an amplitude of between 100 and 700 volts. 9. The method of claim 1, wherein the non-defibrillatory electrical current pulses have an amplitude of between 100 and 1000 volts. 10. The method of claim 1, wherein the non-defibrillatory electrical current pulses have an amplitude of between 100 and 2000 volts. 11. The method of claim 1, wherein the non-defibrillatory electrical current pulses have an amplitude of between 0.02 and 25 joules. 12. The method of claim 1, wherein the non-defibrillatory electrical current pulses have an amplitude of between 0.25 and 10 amperes. 13. The method of claim 1, wherein the non-defibrillatory electrical current pulses have an amplitude of between 0.5 and 10 amperes. 14. The method of claim 1, wherein the non-defibrillatory electrical current pulses are composed of shorter pulses shorter than the at least one defibrillation pulse. 15. The method of claim 14, wherein the shorter pulses have pulse widths of between 20 us and 2 ms. 16. The method of claim 1, wherein the non-defibrillatory electrical current pulses are composed of at least 10 shorter pulses shorter than the at least one defibrillation pulse. 17. The method of claim 1, wherein the non-defibrillatory electrical current pulses are composed of at most 50 shorter pulses shorter than the at ... | Galvani, Ltd. | A61B005/04
US07671599 | B1 | 2010-03-02 | Static electricity monitor comprising a walking footpad electrode and handrail electrode | 2007-01-31 | A static electricity monitor is disclosed operable to test a garment worn by a person, the garment comprising a first piece of footwear worn on a first foot of the person. The static electricity monitor comprises a first footpad electrode having a length of at least one meter, and a first handrail electrode running generally parallel to the first footpad electrode. The static electricity monitor further comprises control circuitry coupled to the first footpad electrode and the first handrail electrode, and operable to determine if the garment worn by the person passes a soundness test by taking a measurement as the person walks the first piece of footwear along the first footpad electrode while contacting a first hand to the first handrail electrode. | 1. A static electricity monitor operable to test a garment worn by a person, the garment comprising a first piece of footwear worn on a first foot of the person, the static electricity monitor comprising: a first footpad electrode having a length of at least one meter;a first handrail electrode wherein a length of the first handrail electrode runs generally parallel to the length of the first footpad electrode; andcontrol circuitry coupled to the first footpad electrode and the first handrail electrode, and operable to determine if the garment worn by the person passes a soundness test by taking a measurement as the person walks the first piece of footwear along the first footpad electrode while contacting a first hand to the first handrail electrode. 2. The static electricity monitor as recited in claim 1, wherein the control circuitry is further operable to apply a current to at least one of the first footpad electrode and the first handrail electrode. 3. The static electricity monitor as recited in claim 2, wherein the control circuitry further comprises an ohmmeter operable to measure a resistance between the first footpad electrode and the first handrail electrode in order to determine if the garment worn by the person passes the soundness test. 4. The static electricity monitor as recited in claim 1, wherein: the garment further comprises a second piece of footwear worn on a second foot of the person;the static electricity monitor further comprising a second footpad electrode having a length of at least one meter and running generally parallel to the first footpad electrode; andthe control circuitry is further operable to determine if the garment worn by the person passes the soundness test by taking a measurement as the person walks the second piece of footwear along the second footpad electrode while contacting the first hand to the first handrail electrode. 5. The static electricity monitor as recited in claim 4, further comprising a second handrail electrode running generally parallel to the second footpad electrode, wherein the control circuitry is further operable to determine if the garment worn by the person passes the soundness test by taking a measurement as the person walks the second piece of footwear along the second footpad electrode while contacting a second hand to the second handrail electrode. 6. The static electricity monitor as recited in claim 1, further comprising a second handrail electrode running generally parallel to the first footpad electrode, wherein the control circuitry is further operable to determine if the garment worn by the person passes the soundness test by taking a measurement as the person walks the first piece of footwear along the first footpad electrode while contacting a second hand to the second handrail electrode. 7. The static electricity monitor as recited in claim 1, further comprising: a first sensor operable to detect when the person enters a testing zone associated with the static el... | Western Digital Technologies, Inc. | G01N027/60 A61B005/05
US07670292 | B2 | 2010-03-02 | Determining respiratory or circulatory health condition in animals for improved management | 2005-11-30 | A method and system for managing at least one animal is disclosed. The method can include imaging, such as ultrasound imaging, a lung of a live animal, such as a ruminant animal or bovine animal. The imaging can be performed to determine a degree of respiratory damage from past respiratory illness. After imaging, information regarding respiratory damage can be used to select at least one aspect of the treatment, care or disposition of the animal. For example, the information can be used to select the amount or type of feed provided to the animal at a feedlot. The information also can be used to select how long the animal should be housed at the feedlot prior to slaughter. If an animal is diagnosed with a respiratory illness, information about its degree of respiratory damage from past respiratory illness also can be used to select the appropriate medical treatment or lack of treatment. | 1. A method for managing at least one animal, comprising: receiving a live animal at a feedlot;entering into a computer system information relating to the animal;directing the animal to a processing location remote from a feed pen;measuring the animal at the processing location and entering measurement data in the computer system including at least weight;associating the measurement data with a unique identifier for the animal in the computer system;imaging at least one lung of the animal to determine a degree of respiratory damage in the animal;assigning the animal a respiratory damage designation corresponding to the animal's degree of respiratory damage;recording the respiratory damage designation in the computer system;associating the respiratory damage designation with the unique identifier for the animal in the computer system;comparing an image of the animal's lung to at least one image from another animal to determine whether the image indicates active or past respiratory disease;determining in the computer system, from at least in part the measurement data and the respiratory damage designation, a projected condition for the animal; andselecting at least one aspect of treatment, care or disposition of the animal based on the animal's respiratory damage designation and projected condition. 2. The method according to claim 1, wherein the animal is a ruminant. 3. The method according to claim 1, wherein the animal is a bovine. 4. The method according to claim 1, wherein the respiratory damage is a result of past respiratory illness and the animal has substantially no symptoms of active respiratory illness at the time of imaging. 5. The method according to claim 1, wherein imaging comprises ultrasound imaging. 6. The method according to claim 1, wherein determining respiratory damage comprises evaluating scarring, fibrosis, necrosis, other lung lesions caused by past respiratory illness, or combinations thereof. 7. The method according to claim 1, wherein selecting at least one aspect of the treatment, care or disposition of the animal comprises selecting the amount or type of feed provided to the animal. 8. The method according to claim 1, wherein selecting at least one aspect of treatment, care or disposition of the animal comprises selecting how long the animal should remain at the feedlot prior to slaughter. 9. The method of claim 1, further comprising: receiving a plurality of live animals; andimaging at least one lung of each of the plurality of live animals to determine a degree of respiratory damage in each of the plurality of animals. 10. The method according to claim 9, wherein the animals are ruminants. 11. The method according to claim 9, wherein the animals are cattle. 12. The method according to claim 9, wherein the respiratory damage in one or more of the plurality of animals is a result of past respiratory illness and the one or more of the plurality of animals has substantially no symptoms of active respiratory il... | Micro Beef Technologies, Ltd. | A61B005/05 A61B008/00 A01K029/00 A01K037/00
US07706854 | B2 | 2010-04-27 | Device for recording cross-sectional images | 2006-04-25 | In order to improve the quality of cross-sectional images, which have been recorded along a longitudinal axis of a vessel of a body, it is proposed to add successive cross-sectional images to an overall cross-sectional image. Artifacts in the cross-sectional images are hereby weakened and pathological structures to be detected are high-lighted. | 1. A device for recording cross-sectional images of an area surrounding a lumen formed in a body, comprising: a probe unit having a probe sized and configured to be inserted into the lumen; anda processing unit connected to the probe unit, the processing unit configured to generate a sequence of cross-sectional images based on measuring information acquired by the probe unit along a longitudinal axis of the lumen, wherein the processing unit is configured to add up the generated cross-sectional images to form a cumulative cross-sectional image,wherein the generated cross-sectional images include a designated central cross-sectional image, and the processing unit is further configured to calculate and display a differential image based upon the central cross-sectional image and the cumulative cross-sectional image. 2. The device according to claim 1, wherein the generated cross-sectional images are weighted by the processing unit before being added up. 3. The device according to claim 2, wherein the generated cross-sectional images include a central cross-sectional image, and the generated cross-sectional images are weighted the stronger the closer they are located relative to the central cross-sectional image. 4. The device according claim 2, wherein the generated cross-sectional images include a designated central cross-sectional image, and the generated cross-sectional images are weighted the stronger the further away they are located relative to the central cross-sectional image. 5. The device according to claim 2, wherein weighting the generated cross-sectional images includes assigning weighting parameters to the generated cross- sectional images by a user. 6. The device according to claim 1, wherein the device is an optical tomography device. 7. The device according to claim 1, wherein the device is an intravascular ultrasonic device. | Siemens Aktiengesellschaft | A61B005/05
US09186512 | B2 | 2015-11-17 | Method and apparatus for organ specific inflammation monitoring | 2009-09-23 | An apparatus comprises an implantable sensor and a detection circuit. The implantable sensor provides a physiologic sensor signal and is to be positioned at a lymph node of a subject. The detection circuit detects a change in a physiologic parameter of the lymph node that exceeds a threshold change, and deems that the change in the physiologic parameter indicates a change in inflammation of an organ associated with the lymph node. | 1. An apparatus comprising: an implantable sensor configured to be positioned at a lymph node of a subject, wherein the implantable sensor provides a physiologic sensor signal;a therapy circuit configured to provide one or more of cardiac pacing therapy, cardiac resynchronization therapy, cardioversion therapy, and cardiac defibrillation therapy; anda detection circuit configured to: detect a change in a physiologic parameter of the lymph node that exceeds a threshold change wherein the change in the physiologic parameter includes at least one of a change in the electrical impedance of the lymph node that exceeds a threshold impedance change and a change in at least one of a change in size of the lymph node that exceeds a threshold size change;generate an indication that the change in the physiologic parameter corresponds to a change in physiological status associated with the lymph node; andadjust a parameter of the one or more of cardiac pacing therapy, cardiac resynchronization therapy, cardioversion therapy; and cardiac defibrillation therapy in response to the generated indication. 2. The apparatus of claim 1, wherein the implantable sensor is configured to be positioned at a cardiac-associated lymph node of the subject, and wherein the detection circuit is configured to generate an indication of worsening cardiomyopathy according to the detected change in the physiologic parameter. 3. The apparatus of claim 2, wherein the therapy circuit is configured to provide a therapy to treat the cardiomyopathy, andwherein the detection circuit is configured to alter the therapy according to a detected change in the physiologic parameter. 4. The apparatus of claim 1, wherein the implantable sensor is included on a distal end of an implantable lead-sensor assembly, wherein the implantable lead-sensor assembly includes a lead body shaped to mechanically bias the sensor against the lymph node. 5. The apparatus of claim 1, wherein the implantable sensor is included on a distal end of a transvenous electrode configured for placement in a blood vessel adjacent to the lymph node. 6. The apparatus of claim 1, wherein the apparatus is included in a leadless microelectronics device. 7. The apparatus of claim 1, wherein the detection circuit is configured to detect, using the physiologic sensor signal, at least one of a change in pressure in the lymph node that exceeds a threshold pressure change, and a change in flow rate of fluid in the lymph node. 8. The apparatus of claim 1, wherein the implantable sensor includes at least one of an acoustic transducer, an optical sensor, and a strain sensor. 9. The apparatus of claim 1, wherein the detection circuit is configured to detect a change in fluid content in the lymph node using the physiologic sensor signal. 10. The apparatus of claim 1, wherein the implantable sensor includes an implantable chemical sensor configured to provide a sensor signal representative of a cytokine concentration at the lymph node,... | Cardiac Pacemakers, Inc. | A61N001/365 A61N001/362 A61B005/00 A61B005/01 A61B005/03 A61B005/053 A61B005/107 A61B008/08
US08195280 | B2 | 2012-06-05 | Method of and apparatus for classifying arrhythmias using scatter plot analysis | 2009-12-31 | A method of classifying arrhythmias using scatter plot analysis to define a measure of variability of a cardiac rhythm parameter such as for example, without limitation, R-R interval, A-A interval, and the slope of a portion of a cardiac signal, is disclosed. The variability measurement is derived from a scatter plot of a cardiac rhythm parameter, employing a region counting technique that quantifies the variability of the cardiac rhythm parameter while minimizing the computational complexity. The method may be employed by an implantable medical device or system, such as an implantable pacemaker or cardioverter defibrillator, or by an external device or system, such as a programmer or computer. The variability measurement may be correlated with other device or system information to differentiate between atrial flutter and atrial fibrillation, for example. The variability information may also be used by the device or system to select an appropriate therapy for a patient. | 1. A system for classifying arrhythmias, the system comprising: a sensor for acquiring a cardiac signal;first processing means for deriving a recurring cardiac rhythm parameter from the cardiac signal and storing the parameter as a series of values;a database for plotting a point on a scatter plot for each pair of successive stored values, wherein an abscissa of the point is a first value of a pair of successive stored values, and an ordinate of the point is a second value of the pair of successive stored values,and wherein the scatter plot is divided into a plurality of regions;second processing means for deriving a measure of variability by counting the number of regions that have one or more points plotted therein; anda comparator for comparing the measure of variability to a variability threshold. 2. The system of claim 1 wherein the plurality of regions includes generally rectangular portions of the scatter plot. 3. The system of claim 1 wherein the plurality of regions includes generally curved portions of the scatter plot. 4. The system of claim 1 wherein the recurring cardiac rhythm parameter is derived from R-R intervals of the cardiac signal. 5. The system of claim 1 wherein the recurring cardiac rhythm parameter is derived from P-P intervals of the cardiac signal. 6. The system of claim 1 wherein the recurring cardiac rhythm parameter is derived from an amplitude of a portion of the cardiac signal. 7. The system of claim 1 wherein the recurring cardiac rhythm parameter is a slope of a portion of the cardiac signal. 8. The system of claim 1, further comprising means for selecting a therapy based on the result of comparing the measure of variability to a threshold. 9. The system of claim 1 further comprising means for measuring a rate derived from a recurring cardiac rhythm parameter. 10. The system of claim 9, wherein the comparator further compares the rate to a rate threshold. 11. The system of claim 10, further comprising means for classifying an arrhythmia based on the comparing of the measure of variability to the variability threshold and the comparing of the rate to a rate threshold. 12. The system of claim 1, wherein the means for deriving a measure of variability divides the number of regions counted containing one or more plotted points by the number of points in the window, N, to calculate a percent variability. 13. The system of claim 1, wherein the wherein the means for deriving a measure of variability weights the value of each plotted point by a weighting factor during counting the number of regions that contain one or more plotted points, the weighting factor capable of varying by region in the scatter plot. 14. A system for classifying arrhythmias, the system comprising: a sensor for acquiring a cardiac signal;first processing means for deriving a recurring cardiac rhythm parameter from the cardiac signal and storing the parameter as a series of values;a database for plotting a point on a scatter plot for e... | Medtronic, Inc. | A61B005/0456
US08257274 | B2 | 2012-09-04 | Medical sensor and technique for using the same | 2008-09-25 | According to various embodiments, a hat-based or headband sensor assembly may provide an output to indicate when a patient's body temperature changes. The sensor assembly may include sensors and other features to alert healthcare providers when a temperature is outside of a desired range. The sensor assembly may include a medical sensor, such as a pulse oximetry sensor, and a temperature sensor. | 1. An apparatus comprising: a stocking cap capable of being applied to a patient's head;a substrate disposed adjacent the stocking cap;a pulse oximetry sensor disposed on the substrate, wherein the pulse oximetry sensor comprises a light emitter and a light detector;a cable disposed on the substrate, wherein the cable extends from the substrate through an open portion of the stocking cap configured to be proximate to a top of the stocking cap when the stocking cap is applied to the patient; andan array of temperature sensors woven into the stocking cap, wherein each of the array of temperature sensors is capable of providing a feedback related to a temperature of the patient. 2. The apparatus, as set forth in claim 1, wherein the feedback comprises an electrical signal. 3. The apparatus, as set forth in claim 1, wherein each of the array of temperature sensors comprises a transducer. 4. The apparatus, as set forth in claim 1, wherein each of the array of temperature sensors comprises a colorimetric film. 5. The apparatus, as set forth in claim 1, wherein each of the array of temperature sensors is disposed on the substrate. 6. The apparatus of claim 1, wherein the stocking cap comprises a stocking cap capable of being placed on the head of a neonate. 7. The apparatus, as set forth in claim 1, wherein the cable is electrically connected to the pulse oximetry sensor and the temperature sensor. 8. The apparatus, as set forth in claim 1, comprising a digital LCD display disposed on the stocking cap configured to display the temperature of the patient. 9. A pulse oximetry system comprising: a pulse oximetry monitor; anda sensor assembly capable of being operatively coupled to the pulse oximetry monitor, the sensor assembly comprising:a stocking cap capable of being applied to a patient's head;a substrate disposed on the stocking cap;a pulse oximetry sensor disposed on the substrate, wherein the pulse oximetry sensor comprises a light emitter and a light detector;a cable disposed on the substrate, wherein the cable extends from the substrate generally through the stocking cap and configured to be generally proximate to a top of the stocking cap when the stocking cap is applied to the patient; andan array of temperature sensors woven into the stocking cap, wherein each of the array of temperature sensors is capable of providing a feedback to the pulse oximetry monitor. 10. The system, as set forth in claim 9, wherein each of the array of temperature sensors comprises a transducer. 11. The system, as set forth in claim 9, wherein each of the array of temperature sensors comprises a colorimetric film. 12. The system, as set forth in claim 9, wherein each of the array of temperature sensors is disposed on the substrate. 13. The system, as set forth in claim 9, wherein the stocking cap comprises a stocking cap capable of being placed on the head of a neonate. 14. A sensor comprising: a structure capable of being applied to a patient's head;a su... | Nellcor Puritan Bennett LLC | A61B005/00
US08255038 | B2 | 2012-08-28 | System and method for non-uniform image scanning and acquisition | 2009-08-25 | A system employs non-uniform and nonlinear patient monitoring signals in automatically adaptively varying image resolution, image scanning frequency and acquisition speed and gates and synchronizes the image scanning and acquisition of an imaging system. A system acquires medical images of patient anatomy using a trigger generator. The trigger generator generates a trigger signal comprising a non-periodic sequence of pulses in a first signal portion within individual heart beat cycles. The first signal portion is periodically repeated for multiple sequential individual heart beat cycles. An image acquisition device acquires multiple images of a patient anatomical portion in response to corresponding multiple individual pulses of the non-periodic sequence of pulses. A display processor presents acquired images on a display for review by a user. | 1. A system for acquiring medical images of patient anatomy, comprising: means for generating a trigger signal comprising a non-periodic intra-heart cycle sequence of pulses non-periodically spaced in time within a first signal portion, said first signal portion occurring within individual heart beat cycles of a plurality of heart beat cycles and being periodically repeated for a plurality of sequential individual heart beat cycles;an image acquisition device configured for acquiring a plurality of images of a patient anatomical portion in response to a corresponding plurality of individual pulses of said non-periodic intra-heart cycle sequence of pulses; anda display processor configured for presenting acquired images on a display for review by a user. 2. A system according to claim 1, wherein said trigger signal comprises a non-periodic, non-uniform sequence of pulses. 3. A system according to claim 2, wherein said trigger signal comprises a non-periodic, non-uniform, non-linear sequence of pulses non-periodically spaced in time within said first signal portion. 4. A system according to claim 1, wherein said trigger signal is generated by deriving said non-periodic intra-heart cycle sequence of pulses as a function of parameters including at least two of, (a) an ECG signal, (b) a vital sign signal and (c) a blood related signal. 5. A system according to claim 4, wherein said trigger signal is generated by deriving said non-periodic intra-heart cycle sequence of pulses as a function of parameters including at least one of, (a) a frequency signal, (b) a spectrum signal and (c) an energy signal. 6. A system according to claim 1, wherein said image acquisition device adapts image resolution comprising number of pixels of individual images of said plurality of images in synchronism with said plurality of individual pulses of said non-periodic intra-heart cycle sequence of pulses. 7. A system according to claim 1, wherein said image acquisition device adapts exposure time of at least one image of said plurality of images in synchronism with said plurality of individual pulses of said non-periodic intra-heart cycle sequence of pulses. 8. A system according to claim 1, wherein said image acquisition device adapts image sensitivity of at least one image of said plurality of images in synchronism with said plurality of individual pulses of said non-periodic intra-heart cycle sequence of pulses. 9. A system according to claim 1, wherein said image acquisition device adapts imaging device operational speed for at least one image of said plurality of images in synchronism with said plurality of individual pulses of said non-periodic intra-heart cycle sequence of pulses. 10. A system for acquiring medical images of patient anatomy, comprising: means for generating a trigger signal comprising a non-periodic intra-heart cycle sequence of pulses non-periodically spaced in time within a first signal portion within individual heart beat cycles of a plura... | Siemens Medical Solutions USA, Inc. | A61B006/00
US08831717 | B2 | 2014-09-09 | Estimation of propensity to symptomatic hypotension | 2007-09-06 | The invention relates to estimation of a patient's propensity to suffer from symptomatic hypotension during extracorporeal blood treatment. An electromagnetic test signal, which is applied over a thoracic region of the patient via at least one transmitter electrode. A result signal produced in response to the test signal is received via at least one receiver electrode on the patient. A test parameter is derived based on the result signal. The test parameter expresses a fluid status of the thoracic region of the patient, and it is determined whether the test parameter fulfills an alarm criterion. If the test parameter fulfills an alarm criteria, an alarm signal is generated. This signal indicates that the patient is hypotension prone, and that appropriate measures should be taken. | 1. An alarm apparatus for estimating a patient's propensity to suffer from symptomatic hypotension during extracorporeal blood treatment, the apparatus comprising: an output interface configured to generate an electromagnetic test signal, said electromagnetic test signal being configured to be fed to at least one transmitter electrode, said at least one transmitter electrode being configured to apply the test signal over a thoracic region of the patient;an input interface configured to receive a result signal via at least one receiver electrode on the patient's body, the result signal being produced in response to the electromagnetic test signal; andan analysis unit configured to determine a bio-impedance parameter based on the result signal, wherein the analysis unit comprises: a processing module configured to derive a test parameter based on the result signal, the test parameter expressing a fluid status of the thoracic region of the patient,a comparison module configured to test whether the test parameter fulfills an alarm criterion, andan alarm triggering module configured to cause an alarm signal to be generated if the alarm criterion is fulfilled, the electromagnetic test signal comprising at least two signal components with mutually different spectral properties, the input interface is adapted to receive a set of result signal components via the at least one receiver electrode, the set of result signal components being produced in response to the electromagnetic test signal, and the processing module is configured to derive the test parameter based on the set of result signal components. 2. The alarm apparatus according to claim 1, wherein the test parameter describes bio-impedance properties of the patient's thoracic region. 3. The alarm apparatus according to claim 1, wherein the test parameter expresses an extracellular-to-intracellular fluid ratio in the thoracic region of the patient. 4. The alarm apparatus according to claim 2, wherein the test parameter reflects an admittance ratio calculated as a first admittance value divided by a second admittance value, the first admittance value expressing an estimate of a low-frequency response to a first signal component in the electromagnetic test signal, and the second admittance value representing a difference between a high-frequency response to a second signal component in the electromagnetic test signal and the low-frequency response. 5. The alarm apparatus according to claim 3, wherein the comparison module is configured to deem the alarm criterion as fulfilled if the test parameter exceeds a first threshold value. 6. The alarm apparatus according to claim 2, wherein the test parameter expresses an extracellular fluid volume, and the comparison module configured to deem the alarm criterion as fulfilled if the test parameter exceeds a second threshold value. 7. The alarm apparatus according to claim 2, wherein the test parameter expresses an intracellular fluid volume, and the co... | Gambro Lundia AB | A61B005/05 A61B005/053 A61B005/03
US09095274 | B2 | 2015-08-04 | Real time medical data analysis system | 2008-08-31 | A medical data analysis system utilizing a cloud computing resource. Exemplary embodiments provide real time medical testing data to a cloud computing resource via middleware. Exemplary middleware may condition the data for use by the cloud computing resource and the middleware may appropriately format the results of the analysis provided by the cloud for display on a user interface device. | 1. A method of analyzing medical data, comprising: sensing at least one medical parameter of a patient to provide sensed medical data;transmitting the sensed medical data to a cloud computing resource via a middleware for processing in at least near real time, the middleware including an application engine, a user interface application linked to the application engine by a user programming interface, a business component operatively connected to the application engine, and a hardware abstraction layer linked to the business component by a system application programming interface, the hardware abstraction layer being situated between the application engine and the business component and a middleware hardware;receiving analysis results from the cloud computing resource; andtransmitting the analysis results to a user interface device. 2. The method of claim 1, wherein sensing at least one medical parameter of a patient includes sensing a plurality of medical parameters. 3. The method of claim 2, wherein the plurality of medical parameters includes a plurality of vascular flow readings. 4. The method of claim 1, wherein sensing at least one medical parameter of a patient utilizes one or more topical sensors. 5. The method of claim 1, wherein sensing at least one medical parameter of a patient includes sensing electrocardiogram information. 6. The method of claim 1, wherein sensing at least one medical parameter of a patient includes sensing magnetic resonance information. 7. The method of claim 1, further comprising processing the sensed medical data with respect to at least one of demographic data, baseline medical data, prior medical data, and comparison medical data. 8. The method of claim 1, wherein the sensing at least one medical parameter of a patient, transmitting the sensed medical data to a cloud computing resource, receiving analysis results from the cloud computing resource, and transmitting the analysis results to a user interface device occur during a surgical procedure. 9. The method of claim 8, wherein the analysis results transmitted to the user interface device include a predictive warning. 10. The method of claim 8, wherein the surgical procedure is modified based upon the analysis results displayed by the user interface. 11. The method of claim 1, wherein the sensing at least one medical parameter of a patient, transmitting the sensed medical data to a cloud computing resource, receiving analysis results from the cloud computing resource, and transmitting the analysis results to a user interface device occur in real time. 12. The method of claim 1, wherein transmitting the sensed medical data to a cloud computing resource, receiving the analysis results from the cloud computing resource, and transmitting the analysis results to the user interface device are performed by the middleware. 13. The method of claim 1, wherein sensing at least one medical parameter of a patient includes sensing a plurality of medical paramete... | Empire Technology Development LLC | A61B005/00 A61B008/06 A61B008/08 G06Q050/22 A61B008/00 A61B005/0402
US08834383 | B2 | 2014-09-16 | Apparatus to monitor pulsating objects within the body | 2007-08-28 | The invention concerns an apparatus, system, wearable apparatus and concomitant processing system to detect instants in time at which a cyclically pulsating object within the body of an individual is temporarily quiescent, such an object being the heart, an artery or the lungs. The essence of the invention is the use of a doppler radar motion sensor, normally used for vehicular speed detection or the detection of building occupancy. The doppler radar motion sensor is arranged to transmit electromagnetic signal towards the object and receive reflected electromagnetic signal from the object, and the apparatus is further arranged to identify the instants in time at which the reflected signal indicates the object is temporarily quiescent. The invention is particularly suitable for ambulatory monitoring of the heart. | 1. An apparatus configured to detect instants in time at which a cyclically pulsating object within the body of an individual is temporarily quiescent, the apparatus comprising: a doppler radar motion sensor (201), the sensor configured to transmit an electromagnetic signal toward the object and receive a reflected electromagnetic signal from the object; anda processing system configured to identify the instants in time at which the reflected signal indicates the object is temporarily quiescent. 2. The apparatus of claim 1, wherein the apparatus is configured to detect a direction of motion of a moving object toward and/or away from the detector, the processing system further configured to identify the instants in time at which the reflected signal indicates the object is neither moving toward nor away from the detector. 3. The apparatus of claim 2, wherein the doppler radar motion sensor (201) is arranged to output two further signals, wherein a phase shift between the two further signals is non-zero when the object is moving toward and/or away from the detector, the processing system further configured to identify the instants in time at which there is substantially no phase shift between the two further signals. 4. The apparatus of claim 3, wherein the processing system is arranged to identify the instants in time at which the two further signals attain their maximum amplitudes or minimum amplitudes contemporaneously. 5. Apparatus as claimed in claim 3, characterized in that the apparatus is arranged to identify the time instants for which the first order derivative of both further signals are simultaneously substantially zero. 6. The apparatus of claim 1, wherein the doppler radar motion sensor (201) is configured to emit a continuous wave electromagnetic signal. 7. The apparatus of claim 6, wherein the doppler radar motion sensor (201) emits the continuous wave electromagnetic signal at a frequency in a range between 400 MHz and 5 GHz. 8. The apparatus of claim 7, wherein the doppler radar motion sensor (201) emits the continuous wave electromagnetic signal at a frequency in a range between 800 MHz and 4 GHz. 9. The apparatus of claim 8, wherein the doppler radar motion sensor (201) emits the continuous wave electromagnetic signal at a frequency of 2.45 GHz. 10. A method to detect instants in time at which a cyclically pulsating object within the body of an individual is temporarily quiescent, the method comprising transmitting doppler radar from a doppler radar motion sensor (201) toward the object, receiving reflected radar from the object, and identifying, with a processing system, the instants in time at which the reflected signal indicates the object is not moving. 11. A system configured to detect instants in time at which a cyclically pulsating object within the body of an individual is temporarily quiescent, the system comprising: a doppler radar motion sensor (201), the sensor configured to: transmit an electromagnetic sig... | Koninklijke Philips N.V. | A61B005/02 A61B005/11 A61B005/024 A61B005/05 G01S013/88 A61B005/00 G01S013/62
US08019407 | B2 | 2011-09-13 | Heart monitoring device and method | 2008-10-24 | A heart monitor for processing input signals that represent periodically reoccurring events in a sequence of heart cycles. According to the invention graphical data representing a scatter plot of at least two dimensions, one dimension representing interval duration or its inverse and the other dimension representing change of duration or its inverse, respectively, are generated. The scatter plot comprises data points of which each data point represents heart interval duration or its inverse plotted against the change of duration with respect to a neighboring interval or the inverse of said change respectively. | 1. A heart monitor that processes input signals that represent periodically reoccurring events in a sequence of heart cycles, comprising: a signal input;an event detector connected to said signal input wherein said event detector is configured to respond to signal features that represent reoccurring cardiac events obtained via said signal input;at least one timer connected to said event detector and configured to determine an interval duration or its inverse of a time interval between two successive signal features that represent a cardiac event in respective heart cycles;an interval evaluation stage connected to said at least one timer and configured to determine a derivative of said interval duration of two successive time intervals or an inverse thereof;a processing stage connected to said interval evaluation stage and said at least one timer and configured to generate graphical data that represents a scatter plot of at least two dimensions, one dimension that represents said interval duration or its inverse and another dimension that represents said derivative of said interval duration or its inverse respectively, wherein the scatter plot comprises data points of which each data point represents the interval duration or its inverse plotted against said derivative of said interval duration with respect to a neighboring interval or the inverse of said derivative of said interval duration respectively;an analyzer stage wherein said processing stage is connected to said analyzer stage wherein said analyzer stage is configured to process said graphical data and to detect a cluster of data points in said scatter plot and to generate one or more metric, that depends on a location of one or more clusters of data points in said scatter plot; and,said analyzer stage further configured to utilize any combination of said generated one or more metric associated with said data points of which each said data point represents the interval duration or its inverse plotted against said derivative of said interval duration with respect to said neighboring interval or the inverse of said derivative of said interval duration respectively, wherein said one or more metric is selected froma count of non-zero cells,a count of non-zero columns,a count of non-zero rows,a count of local peaks,a total trajectory distance along RR axis,a total trajectory distance along dRR axis,a distance to global center,a distance to positive center,a distance to negative center. 2. The heart monitor of claim 1, wherein said signal input is configured to receive any biosignal selected from an electrocardiogram signal, a blood pressure signal, a transthoracic impedance signal, a pulse oximeter signal, a finger plethysmography signal. 3. The heart monitor of claim 2, wherein said signal input is connected or can be connected to at least two sensing electrodes that are configured to pick up myocardial potentials in a heart. 4. The heart monitor of claim 2, wherein the event detector is c... | Biotronik CRM Patent AG | A61B005/04
US09532717 | B2 | 2017-01-03 | Method for diagnosing vulvovaginal disorders | 2008-10-28 | A method for diagnosing the presence of a vulvovaginal disorder is provided. The method uses a source of cross-polarized light to detect subsurface irritation in the vulvovaginal area. The presence of subsurface irritation is then used to diagnose the presence of a vulvovaginal disorder. | 1. An enhanced and improved method of diagnosing the subsurface presence of vulvovaginitis comprising: a. providing a source of cross-polarized light;b. illuminating an anatomical site of the vulvovaginal area with the cross-polarized light in vitro or in vivo;c. viewing the cross-polarized light to detect presence of subsurface irritation at the anatomical site; andd. diagnosing the presence of vulvovaginitis;wherein the anatomical site is at least one of the vulva, introitus, or vagina;wherein the subsurface irritation is at least one of erythema or dryness; andwherein the vulvovaginitis includes at least one of vulvar vestibulitis syndrome, or Lichen sclerosus. 2. The method of claim 1 wherein an instrument provides the source of cross-polarized light. 3. The method of claim 2 wherein the instrument blocks a reflected component, thus providing a greatly enhanced view of subsurface irritation at the anatomical site. 4. A method for monitoring the treatment of subsurface vulvovaginitis comprising: a. providing a source of cross-polarized light;b. illuminating an anatomical site of the vulvovaginal area with the cross-polarized light in vitro or in vivo;c. viewing the cross-polarized light to detect presence of subsurface irritation at the anatomical site;d. diagnosing the presence of vulvovaginitis;e. treating the vulvovaginitis;f. providing the source of cross-polarized light;g. illuminating the anatomical site of the vulvovaginal area with the cross-polarized light in vitro or in vivo;h. viewing the cross-polarized light to detect the presence of subsurface irritation at the anatomical site; andi. comparing the subsurface irritation prior to treating the vulvovaginitis with the subsurface irritation after treating the vulvovaginitis;wherein the anatomical site is at least one of the vulva, introitus, or vagina; andwherein the subsurface irritation is at least one of erythema or dryness. 5. The method of claim 4 wherein the vulvovaginitis includes at least one of vulvitis, vulvar vestibulitis syndrome, or Lichen sclerosus. 6. The method of claim 4 wherein the treating is at least one of administering antibiotics or application of a topical agent. 7. The method of claim 4 wherein an instrument provides the source of cross-polarized light. 8. The method of claim 7 wherein the instrument blocks a reflected component, thus providing a greatly enhanced view of subsurface irritation at the anatomical site. 9. A method for monitoring the treatment of subsurface vulvar vestibulitis syndrome comprising: a. providing a source of cross-polarized light;b. illuminating an anatomical site of the vulvovaginal area with the cross-polarized light in vitro or in vivo;c. viewing the cross-polarized light to detect presence of subsurface irritation at the anatomical site;d. diagnosing the presence of vulvar vestibulitis syndrome;e. treating the vulvar vestibulitis syndrome;f. providing the source of cross-polarized light;g. illuminating the anatomical site... | The Procter & Gamble Company | A61B005/00
US20100056961 | A1 | 2010-03-04 | METHOD AND DEVICE FOR DETECTING DEGLUTITION IN BABIES | 2007-10-25 | A method for detecting deglutition includes steps of: generating in the computer memory a number of addresses perfectly identifiable from a start point on which electrical transients received from the sensor element will be recorded; shooting the first computer memory scan upon receiving the signal of the first suction movement detected by the cutaneous electrodes or pressure transducers; recording electrical transients of records from the microphone or movement sensors at the different memory addresses: consider as a fresh start for recording electrical transients from the microphone every new signal of a new suction movement; averaging the electrical transients of records from the sensor element at different memory addresses; compare averaged electrical transients during apneas to normal breathing (to show that the ingested milk was swallowed during the times when the infant develops apneas). The device includes: a respiration sensor element; a suction sensor element; and a deglutition sensor element. | 1-8. (canceled) 9. A method for detecting the deglutition signal of an infant wherein time-locked signal averaging technologies are used by employing a computer to record the electrical transients from sensor means, characterized in that comprises the following steps: a. Generating in a computer memory where signals, preferably sounds, will be recorded, a number of addresses or parts perfectly identifiable from a start point on which electrical transients received from the sensor means will be recorded;b. Triggering the first computer memory scan upon receiving the signal of the first suction movement detected by the cutaneous electrodes or pressure transducers;c. Recording the electrical transients of the records from the sensor means or the movement sensors at the different memory addresses:d. Retriggering the recording electrical transients from the sensor means every new signal of a new suction movement;e. Averaging the electrical transients of the records from the sensor means at the different memory addresses.f. Comparing the results of the averaged electrical transients to the periods of time when the infant breathes developing apneas. 10. A method for detecting the deglutition signal in an infant according to claim 9, characterized in that said sensor means is a microphone. 11. A method for detecting the deglutition signal in an infant according to claim 9, characterized in that said sensor means are movement sensors in case of detecting trachea, glottis or bone-muscle movements and cutaneous electrodes or pressure transducers. 12. A suction, deglutition and respiration coordination diagnosis and recording device for carrying out the method of claim 9, characterized by comprising: a. A computer, a computer memory, and wherein the sensor means comprised of at least one respiration sensor;b. At least one suction sensor; andc. At least one deglutition sensor. 13. A device as claimed in claim 9, wherein said respiration sensor is a thermistor located at the infant's naris. 14. A device as claimed in claim 9, wherein said suction sensor is comprised by two cutaneous electrodes resting on the skin, one on the cheek and the other under the chin, or an elastic tube located inside the feeding bottle's teat and connected to a pressure transducer. 15. A device as claimed in claim 9, wherein said deglutition sensor means is a flat mini-microphone. 16. A device as claimed in claim 9, wherein said deglutition sensor means is a trachea, glottis, bone-muscle movement detector. | - | A61B005/11
US20100094097 | A1 | 2010-04-15 | SYSTEM AND METHOD FOR TAKING RESPONSIVE ACTION TO HUMAN BIOSIGNALS | 2008-10-15 | To enhance interaction and use with electronic devices, the present disclosure describes several improved systems and methods of taking responsive action to a detected human mental state. A training signal containing biosignal data corresponding to a mental state of the user while the user concentrates on a perceptual cue may be established. In some embodiments, user input or other information may be stored in association with the training signal. Biosignal data from the user may be monitored at an appropriate time and, if a match between the monitored biosignal data and the training signal is determined, a predetermined response is taken by an electronic device. | 1. A method of taking action in response to biosignals detected from a user, comprising: establishing a training signal containing biosignal data corresponding to a mental state of the user while the user concentrates on a perceptual cue;associating a user specified action to be carried out by an electronic device with the training signal;monitoring biosignal data from the user; andcomparing the monitored biosignal data to the training signal and, if a match between the monitored biosignal data and the training signal is determined, commanding the electronic device to carry out the user specified action. 2. The method of claim 1, wherein the perceptual cue includes a visual representation of an item that is physically observed by the user at the time of establishing the training signal. 3. The method of claim 1, wherein the perceptual cue includes a trademark. 4. The method of claim 1, wherein the user specified action relates to one of a calling function, a messaging function, an audiovisual content playback function, a search function, or a navigation function. 5. The method of claim 1, wherein the perceptual cue includes a visual cue associated with a location, and a position of the electronic device is determined at the time of establishing the training signal. 6. The method of claim 5, wherein the user specified action is determining return directions to the position. 7. The method of claim 1, wherein the user specified action is automatically carried out if the match is made with a level of confidence that is above a predetermined threshold. 8. The method of claim 1, wherein the user specified action is established by recording a macro of steps. 9. The method of claim 1, wherein: establishing the training signal includes establishing an ordered set of training signals, each containing biosignal data corresponding to a mental state of the user while the user concentrates on a perceptual cue;for each training signal, the associated user specified action is outputting a navigational prompt associated with the training signal;the monitoring of biosignal data is carried out as the user travels to a destination; andif a match between the monitored biosignal data and one of the training signals is determined, the commanding of the electronic device includes outputting the corresponding navigational prompt to the user. 10. The method of claim 9, wherein at least one of the perceptual cues is a representation of a landmark at which a navigational prompt is desired. 11. The method of claim 9, wherein at least one of the perceptual cues is a trademark associated with a landmark at which a navigational prompt is desired. 12. The method of claim 9, further comprising detecting turns made by the user and advancing through the ordered set of training signals based on the detected turns. 13. The method of claim 1, wherein the user specified action is constructing a search string using text representing search criteria that is associated with th... | - | A61B005/00
US20100069726 | A1 | 2010-03-18 | COMPOSITIONS AND METHODS FOR RAPID ONE-STEP DIAGNOSIS | 2009-06-04 | Devices for fast easy monitoring of analyte levels, disease, or other physiological changes are provided. In some cases, the devices may include particles or the like that can be placed and read at the site of detection, typically on or in the skin or mucosa. In one embodiment, the particles may include anisotropic particles. Typically the devices will typically provide a visual colorimetic signal, but other signals are possible, such as smell, taste (e.g., release of food acceptable flavor), or tactile (e.g., shape change). The devices are preferably single use, disposable devices, although some may be able to provide multiple readings over a period of time. These devices may be used with any patient and are particularly useful for pediatric and elderly patients, as well as for the military, and people without health insurance. The devices can be used to assess when intervention may be required without expensive testing at a physician's office, or simply for routine maintenance of those who are concerned about their health. | 1. A single step diagnostic device for determination of the presence and/or amount of an analyte in a subject, wherein the device is in a form suitable for administration topically, under or within the skin or mucosal surface,and wherein the device comprises a reactive agent that reacts with or interacts with an analyte to be detected at the site of administration, anda signaling agent which, alone and/or in combination with another species, generates a signal that can be detected visually, by feel, by smell, or by taste, at the site of reaction with the analyte, wherein the reactive agent and the signaling agent may be the same or different. 2-16. (canceled) 17. A method of determining the presence or amount of analyte comprising administering to a subject topically, under or within the skin or mucosal surface to the site where analyte is to be measured a single step diagnostic device for determination of the presence and/or amount of an analyte in the subject, whereinthe device comprises a reactive agent that reacts with an analyte to be detected at the site of administration anda signaling agent, which, alone and/or in combination with another species, generates a signal that can be detected visually, by feel, by smell, or by taste, at the site of reaction with the analyte, without reference to an external or secondary device or reference sample. 18-22. (canceled) 23. A method of determining a target indicative of an analyte, comprising: exposing the target to a group of particles, at least some particles of the group of particles having at least two distinct surface regions including at least a first surface region and a second surface region, wherein the first surface region is able to fasten the target;fastening the first surface region of the at least some particles to the analyte to cause a change in particle orientation; anddetermining a determinable feature of the particles, thereby determining the target, to determine the analyte. 24-70. (canceled) 71. A method, comprising: delivering particles, suitable for determining an analyte within the skin of a subject for a period of time of at least about a 15 minutes to the skin of the subject via a plurality of skin insertion objects. 72-82. (canceled) 83. A method, comprising: administering, into the skin of a subject, particles having at least two distinct regions, each region being present on the surface of the particles. 84-85. (canceled) 86. A diagnostic sensor composition foreign to a subject, constructed to be resident in the epidermis of the subject to an extent greater than in the dermis of the subject, the composition responsive to an analyte so as to produce a detectable signal in the presence of the analyte distinguishable from a signal in the absence of the analyte. 87-92. (canceled) 93. A method, comprising: determining a physical condition of a subject by determining the visual appearance of a material located in the skin of the subject. 94-97. (canceled) 98. A c... | Seventh Sense Biosystems, Inc. | A61B005/00 A61K049/00
US20100069775 | A1 | 2010-03-18 | EEG-Related Methods | 2009-08-03 | This invention provides an EEG-based methods of determining whether a test subject is a specific individual, has a sufficiently positive attitude or is sufficiently alert to perform a pre-defined task. | 1. A method of determining whether a test subject is a specific individual comprising: a) recording a first electroencephalograph (EEG) over a first period of time from the specific individual;b) exposing the specific individual during the first period of time to a first series of sensory stimuli comprising at least one sensory stimulus familiar to the specific individual and at least four sensory stimuli not familiar to the specific individual, wherein all the sensory stimuli are of the same modality, and quantitating the amplitude of a P300 waveform evoked by the at least one sensory familiar stimulus in the first EEG;c) recording a second EEG over a second period of time from the test subject;d) exposing the test subject during the second period of time to a second series of sensory stimuli comprising the at least one sensory stimulus familiar to the specific individual and to at least four sensory stimuli not familiar to the specific individual, wherein all the sensory stimuli are of the same modality;g) determining from the EEG whether the sensory stimulus familiar to the specific individual evokes a P300 waveform in the test subject and quantitating the amplitude of the P300 waveform so evoked in the second EEG; andh) comparing the amplitude of the P300 waveform quantitated in step e) with the amplitude of the P300 waveform quantitated in step b),wherein a P300 waveform quantitated in step e) of greater amplitude than the amplitude of the P300 waveform quantitated in step b) indicates that the test subject is the specific individual, and wherein the failure of the sensory stimulus familiar to the specific individual to evoke a P300 waveform or a P300 waveform quantitated in step e) of the same or lower amplitude than the amplitude of the P300 waveform quantitated in step b) indicates that the test subject is not the specific individual. 2. A method of determining whether a test subject possesses a sufficiently positive attitude to perform a predefined task with a second subject who is known to the test subject comprising: a) determining from a first electroencephalograph (EEG) of the test subject recorded over a first period of time if the subject is alert enough to proceed to step b) of the method, and if so, proceeding to step b);b) recording a second EEG over a second period of time from the test subject wherein the second EEG is recorded using a bilateral electrode with one pole of the bilateral electrode positioned over the left cerebral hemisphere (LCH) of the test subjects' brain and with another pole of the bilateral electrode positioned over the right cerebral hemisphere (RCH) of the test subjects' brain;c) exposing the specific individual during the second period of time to a first series of visual images, the first series comprising at least one image of the face of the second subject and at least four images not of the face of the second subject, and quantitating (a) the amplitude of a P300 waveform evoked by the image of the f... | - | A61B005/0476
US20100087752 | A1 | 2010-04-08 | ASSESSMENT OF URINARY SYSTEM FUNCTION BY PATTERN MATCHING | 2008-03-20 | A system for monitoring urinary system operation comprises a sensor for detecting a level of one or more compounds in tissues of a subject's bladder. A processor identifies a pattern in a time variation of the level detected by the sensor. The processor generates an indicator of bladder function based at least in part on the identified pattern. In some embodiments the processor generates a possible diagnosis based upon the identified pattern and one or more pieces of additional information. The additional information may comprise one or more of: a residual amount of urine after urination; a maximum uroflow rate; and, a delay in onset of urination. | 1. Apparatus for monitoring urinary tract function, the apparatus comprising: an input for receiving sensor signals indicative of levels of one or more compounds in tissues of a subject's bladder; andan analysis unit configured to:receive a signal indicating time variations in the levels indicated by the sensor signals;identify a pattern in the time variations; andgenerate an indicator of urinary tract function based at least in part on the identified pattern. 2. Apparatus according to claim 1, wherein the analysis unit is configured to identify time trends in the levels indicated by the sensor signals and to determine whether the time trends are increasing or decreasing during a period after an onset of voiding. 3. Apparatus according to claim 2, wherein the one or more compounds for which the sensor signals indicate levels is selected from the group consisting of oxygenated haemoglobin, non-oxygenated haemoglobin, total haemoglobin, and cytochrome. 4. Apparatus according to claim 1 comprising a means for identifying a first time corresponding to an onset of voiding. 5. Apparatus according to claim 4 wherein the means for identifying the first time comprises a user interface control that can be manually operated to indicate an onset of voiding. 6. Apparatus according to claim 4 wherein the means for identifying the first time comprises means for detecting an onset signature in the sensor signals, the onset signature characteristic of the onset of voiding. 7. Apparatus according to claim 6 wherein the onset signature comprises a departure of a level indicated by one or more of the sensor signals from a baseline value. 8. Apparatus according to claim 4 wherein the means for identifying the first time comprises an input for receiving a signal from a bladder contraction detector. 9. Apparatus according to claim 8 comprising a bladder contraction detector connected to provide a signal indicative of bladder contractions to the input. 10. Apparatus according to claim 9 wherein the bladder contraction detector is configured to detect bladder contractions by directing energy towards the subject's bladder and detecting energy returning from the subject's bladder. 11-13. (canceled) 14. Apparatus according to claim 4 wherein the means for identifying the first time comprises a uroflow detector. 15. Apparatus according to claim 4 wherein the means for identifying the first time comprises a urine detector. 16. Apparatus according to claim 15 wherein the urine detector is configured to detect urine by detecting a change in electrical conductivity between two or more electrodes in a path of the urine. 17. Apparatus according to claim 4 wherein the means for identifying the first time comprises an EMG input for receiving an EMG signal and means for detecting in an EMG signal received at the EMG input an EMG signature that is characteristic of the onset of voiding. 18. Apparatus according to claim 4 comprising means for determining a second time co... | - | A61B005/05 A61B005/103
US07678127 | B2 | 2010-03-16 | Multi-lancet device with sterility cap repositioning mechanism | 2004-08-19 | A lancing device has a carousel of lancets removably received in a housing. In exemplary embodiments, the lancing device includes a sterility cap positioning mechanism that removes sterility caps from the lancets for actuation and afterwards replaces the sterility caps onto the lancets. Preferably, the lancing device includes a lancet advancing mechanism that automatically advances sequential lancets of the lancet carousel for charging and actuating, and a drive mechanism for actuating the lancets. Also provided are replacement lancet carousels, which include a cylindrical carrier with axial openings and a plurality of the lancets axially oriented in the openings. | 1. A lancing device for use with at least one lancet having a lancet tip held by a lancet body and covered by a sterility cap, the lancing device comprising: a housing defining an opening through which the lancet tip can extend to lance skin, and configured for receiving the lancet with the sterility cap at least partially between the lancet tip and the housing opening; anda sterility cap repositioning mechanism including a cap-engaging member that is coupled to the housing and operable to move from a first position adjacent the sterility cap on the lancet tip, through a first motion to engage and remove the sterility cap from the lancet tip, and to a second position wherein the sterility cap is repositioned from between the lancet tip and the opening, wherein the cap-engaging member in the second position retains the sterility cap within the housing, and wherein the cap-engaging member is rotationally coupled to the housing and defines a cap opening configured to receive and engage the sterility cap, a body opening configured to receive the lancet body therethrough when the cap-engaging member is rotated to the second position and the lancing device is actuated, and a channel configured to receive the lancet tip therethrough when the cap-engaging member rotates through the first motion, wherein the channel extends between the cap opening and the body opening. 2. The lancing device of claim 1, wherein the cap-engaging member is further operable to move from the second position, through a second motion to replace the sterility cap on the lancet tip, and back to the first position. 3. The lancing device of claim 1, wherein the cap opening is curved. 4. The lancing device of claim 3, wherein the cap opening has a semi-circular profile. 5. The lancing device of claim 1, wherein the lancing device is operable to propel the lancet from a set position to lance skin, and wherein the cap-engaging member is operable to move the first lancet back to the set position during the second motion. 6. A lancing device for use with a plurality of lancets each having a lancet tip held by a lancet body and covered by a sterility cap, the lancing device comprising: a housing for carrying the plurality of lancets, the housing defining an opening through which a first lancet tip of a first one of the lancets can extend to lance skin in a lancing stroke, and configured for receiving the first lancet with the first sterility cap at least partially between the first lancet tip and the housing opening; anda sterility cap repositioning mechanism including a cap-engaging member that is coupled to the housing, and operable to move from a first position adjacent the first sterility cap on the first lancet tip, through a first motion to engage and remove the first sterility cap from the first lancet tip, and to a second position wherein the first sterility cap is repositioned from between the first lancet tip and the opening, wherein the cap-engaging member is rotationally ... | Facet Technologies, LLC | A61B005/151
US20100081892 | A1 | 2010-04-01 | Systems and Methods for Combined Pulse Oximetry and Blood Pressure Measurement | 2008-09-30 | The present disclosure relates to pulse oximetry measurements and, more particularly, relates to a combined sensor that includes a pulse oximetry (SpO2) sensor component and a continuous non-invasive blood pressure (CNIBP) sensor component. The combined sensor can be positioned such that the SpO2 sensor component is located over tissues where pulsatility is weak while the CNIBP sensor component may be located over tissues where pulsatility is strong. A second separate CNIBP sensor may be used to together with the CNIBP sensor component of the combined sensor in order to detect the differential pressure pulse transit time from the heart to two different locations on the body. A pulse signal detected by the CNIBP sensor component of the combined sensor can be used to trigger the SpO2 measurement from the SpO2 sensor component in order to improve SpO2 measurement fidelity. | 1. A sensor, comprising: a support structure;a pulse oximetry (SpO2) sensor component comprising at least one emitter and at least one detector, wherein the SpO2 sensor component is coupled to the support structure; anda continuous non-invasive blood pressure (CNIPB) sensor component comprising at least one emitter and at least one detector, wherein the CNIBP sensor component is coupled to the support structure. 2. The sensor of claim 1, wherein the support structure is a flexible support structure. 3. The sensor of claim 1, wherein the support structure is capable of being attached to a subject such that the SpO2 sensor component is positioned over tissue having weak pulsatility and such that the CNIPB sensor component is simultaneously positioned over tissue having strong pulsatility. 4. The sensor of claim 1, wherein the support structure is capable of being attached to a head of a subject such that the SpO2 sensor component is positioned approximately over an eyebrow of the subject and such that the CNIPB sensor component is simultaneously positioned approximately over a temporal artery of the subject. 5. The sensor of claim 1, wherein the support structure is capable of being attached to a head of a subject such that the SpO2 sensor component is positioned on the head of the subject near a top of an ear of the subject and such that the CNIPB sensor component is simultaneously positioned on the head of the subject underneath an earlobe of the subject. 6. The sensor of claim 1, wherein the CNIBP sensor component coupled to the support structure is a first CNIBP sensor component, the sensor further comprising a second CNIBP sensor component that is not coupled to the support structure. 7. The sensor of claim 1, wherein the CNIBP sensor component is a single wavelength sensor component. 8. The sensor of claim 1, wherein the SpO2 sensor component is a dual wavelength sensor component. 9. A pulse oximetry and blood pressure monitor, comprising: a combined sensor comprising: a support structure;a pulse oximetry (SpO2) sensor component comprising at least one emitter and at least one detector, wherein the SpO2 sensor component is coupled to the support structure;a continuous non-invasive blood pressure (CNIPB) sensor component comprising at least one emitter and at least one detector, wherein the CNIBP sensor component is coupled to the support structure; anda processor capable of measuring pulse oximetry and blood pressure based at least in part on a pulse signal detected by CNIBP sensor component and a photoplethysmograph (PPG) signal detected by the SpO2 sensor component. 10. The monitor of claim 9, wherein the combined sensor support structure is a flexible support structure. 11. The monitor of claim 9, wherein the combined sensor support structure is capable of being attached to a subject such that the SpO2 sensor component is positioned over tissue having weak pulsatility and such that the CNIPB sensor component is simultaneously pos... | NelIcor Puritan Bennett Ireland | A61B005/1455 A61B005/0205
US20100069779 | A1 | 2010-03-18 | Soft tissue moisture analyzer | 2008-09-15 | A device and method for evaluating the moisture of soft tissue within a mouth of a subject, the device including: (a) an alternating current source, adapted to produce an alternating current; (b) an electrode arrangement having at least first and second electrodes, separated by an electrically insulating region, the arrangement having an at least semi-rigid region that fixes the electrodes in a spaced-apart manner, and (c) a processor, wherein the first electrode is electrically connected to the alternating current source, and the second electrode is electrically connected to the processor, and wherein, when the electrode arrangement is provided with the alternating current, and is disposed against the soft tissue, the soft tissue electrically bridges between the electrodes to form an electrical circuit, wherein an electrical signal is produced by: the alternating current passing from the first electrode to the second electrode via the soft tissue, and wherein the processor is adapted to receive electrical information originating from the electrical signal, via the circuit, and to produce an output relating to the moisture of the soft tissue, based on the electrical information. | 1. A device for evaluating a parameter associated with moisture of soft tissue within a mouth of a subject, the device comprising: (a) an alternating current source, adapted to connect to a power supply and to produce an alternating current;(b) an electrode arrangement having at least a first electrode and a second electrode, said first electrode electrically separated from said second electrode by an electrically insulating region, said arrangement having an at least semi-rigid region that fixes said electrodes in a spaced-apart manner, said arrangement adapted to contact the soft tissue within the mouth of the subject,said electrodes and said insulating region composed of biocompatible materials, and(c) a processor, associated with said electrode arrangement,wherein a first lead from said first electrode is electrically connected to said alternating current source, and a second lead from said second electrode is electrically connected to said processor,and wherein, when said electrode arrangement is provided with said alternating current, and is disposed against the soft tissue, the soft tissue electrically bridges between said electrodes to form an electrical circuit, wherein an electrical signal is produced by said alternating current passing from said first electrode to said second electrode via the soft tissue,and wherein said processor is adapted to receive electrical information originating from said electrical signal, via said circuit, and to produce an output relating to, or derived from, the parameter, based on said electrical information. 2. The device of claim 1, further comprising: (d) an analog-to-digital conversion unit, electrically connected to said electrical circuit, and adapted to convert said electrical signal from an analog form to a digital form. 3. The device of claim 1, wherein the parameter associated with soft tissue within the mouth includes an impedance of said current through the soft tissue. 4. The device of claim 1, wherein the parameter associated with soft tissue within the mouth includes a level of moisture within the soft tissue. 5. The device of claim 1, wherein said processor is designed and configured to compute a representation of a level of moisture in the soft tissue within the mouth of the subject, at least partially based on said electrical information. 6. The device of claim 5, wherein said output includes a value based on a relative moisture scale. 7. The device of claim 4, wherein said processor correlates a rate of saliva production to said level of moisture-within the soft tissue. 8. The device of claim 1, further comprising: (d) a display, electrically associated with said processor, and adapted to display said output. 9. The device of claim 7, further comprising: (d) a display, electrically associated with said processor, and adapted to display said rate of saliva production. 10. The device of claim 1, further comprising: (d) a capacitor, electrically disposed between said electrode arr... | - | A61B005/053
US07695441 | B2 | 2010-04-13 | Automated diagnostic hearing test | 2003-05-15 | Method and system are disclosed for automated testing of a patient's hearing. The automated hearing test allows the patient to quickly and accurately test his own hearing with minimal or no assistance from an audiologist or other hearing health professionals. The test prompts and instructs the patient for inputs and responses as needed. The patient can select one or several tests to be performed, including air and bone conduction testing with masking, speech reception threshold, speech discrimination, tympanogram, acoustic reflex, and otoacoustic emissions testing. Multiple languages are supported. Data obtained from one test may be used for another test or another iteration of the same test to calculate masking levels. The automatic hearing test also detects ambient noise and can compensate for it in the test results. If a contingency occurs, the automated hearing test is configured to page the operator for assistance. | 1. A system for quickly and conveniently testing a patient's hearing without a sound isolation chamber and with minimal assistance from an operator, comprising: transducers;a hearing test device connected to the transducers;a computer connected to the hearing test device and storing an automated hearing test thereon, the automated hearing test configured to cause the computer to:present to the patient a list of available hearing tests, including a pure tone test, a speech reception test, and a speech discrimination test;prompt the patient to select one or more hearing tests from the list of available hearing tests; andperform each hearing test selected by the patient, wherein test data obtained during one hearing test is used in another hearing test, and test data obtained during one iteration of a hearing test is used in subsequent iterations of that hearing test;wherein the automated hearing test includes a pure tone frequency module configured to cause the computer to obtain a hearing threshold for a plurality of predetermined frequencies and obtain an unmasked bone conduction hearing threshold for one or more of the predetermined frequencies; andwherein the automated hearing test further includes a pure tone threshold module configured to cause the computer to, for each frequency being tested, obtain an unmasked bone conduction hearing threshold for the patient, determine a better ear and a poorer ear based on the unmasked bone conduction threshold, and determine one or more hearing thresholds, including at least an air conduction hearing threshold, for the better ear and the poorer ear, and issue a bone conduction threshold warning for the first frequency being tested if the air conduction hearing threshold for the better ear is larger than the unmasked bone conduction threshold by a predetermined amount. 2. The system according to claim 1, wherein the automated hearing test further causes the computer to prompt the patient to select from a list of available languages to be used for the hearing tests. 3. The system according to claim 1, wherein the computer is further connected to a tympanometer, and the list of available hearing tests includes a tympanogram test, acoustic reflex test, and otoacoustic emissions test, the automated hearing test further causes computer to acquire tympanogram or acoustic reflex data for each ear of the patient if the tympanogram or acoustic reflex test is selected. 4. The system according to claim 1, wherein the predetermined frequencies are between 250 Hz and 8000 Hz. 5. The system according to claim 4, wherein the pure tone module further causes the computer to skip the hearing threshold for certain frequencies if the hearing threshold for other frequencies meet predefined criteria. 6. The system according to claim 1, wherein the pure tone threshold module further causes the computer to determine, for each frequency being tested, a masked bone hearing threshold for the poorer ear if an air-bone gap for e... | Tympany, LLC | A61B005/00
US07699778 | B2 | 2010-04-20 | Ultrasound cardiac stimulator | 2003-02-19 | An ultrasound cardiac stimulation system comprising: a spatially selective ultrasound source comprising at least one ultrasound transducer located outside the circulatory system; and a controller; where the controller generates an electrical response in the heart by directing the ultrasound source to transmit a high enough power level of ultrasound to one or more locations in the heart. | 1. An ultrasound cardiac stimulation system comprising: a spatially selective ultrasound source comprising at least one ultrasound transducer located outside a circulatory system of a body; and a controller;wherein the controller generates an electrical response in a heart by directing the ultrasound source to transmit a pulse or pulses of ultrasound to one or more locations in the heart on a periodic basis suitable for cardiac pacing, wherein said of ultrasound pulse or pulses are configured to include a rower level and duration suitable to induce an action potential in the heart. 2. A system according to claim 1 and including an injector which injects cardiac drugs into the bloodstream, wherein the controller changes a rate at which cardiac tissue absorbs the drugs by directing the ultrasound source to transmit a high enough power level of ultrasound to one or more locations in the heart. 3. A system according to claim 1, wherein the controller is operative to choose the ultrasound power level. 4. A system according to claim 3, wherein the system has sufficient precision to control the ultrasound power level supplied to cardiac tissue to within ±10%. 5. A system according to claim 4, wherein the system has sufficient precision to control the ultrasound power level supplied to cardiac tissue to within ±3%. 6. A system according to claim 3, and including an injector which injects one or both of drugs for treating the heart and contrast agents into the bloodstream. 7. A system according to claim 6 wherein the injector injects drugs into the bloodstream, and the controller is further configured to change the rate at which cardiac tissue absorbs the drugs by directing the ultrasound source to transmit a high enough power level of ultrasound to one or more locations in the heart. 8. A system according to claim 1, wherein the controller is operative to choose the one or more locations to which the ultrasound is transmitted. 9. A system according to claim 8, wherein the controller controls the ultrasound source to direct ultrasound energy to a designated location, and a point of highest power flux density falls within an axial precision of 3 mm of said designated location. 10. A system according to claim 9, wherein the point of highest power flux density remains within the axial precision of the designated location for at least 1 millisecond. 11. A system according to claim 8, wherein the controller controls the ultrasound source to direct ultrasound energy to a designated location, and the point of highest power flux density falls within a transverse precision of 1 mm of said designated location. 12. A system according to claim 11, wherein the point of highest power flux density remains within the transverse precision of the designated location for at least 1 millisecond. 13. A system according to claim 8, wherein the controller additionally controls the ultrasound source to direct a high enough power level of ultrasound to one or more loc... | Technion Research & Development Foundation Ltd. | A61B008/00 A61B005/00
US07676076 | B2 | 2010-03-09 | Neural network based method for displaying an examination image with normalized grayscale values | 2006-03-01 | Image processing method for a digital medical examination image, the pixels of which are assigned a gray-scale value in each instance, with a minimum and a maximum gray-scale value being defined as limit values for the purpose of displaying the examination image, with the pixels being subjected to an evaluation by means of a neural network, in order to determine such pixels and to disregard them when defining the gray-scale values which are located in a direct radiation region or in a projected collimator region. | 1. A method of processing a digital medical examination image based on image information recorded with a flat panel detector, with the recorded image information characterized by first gray-scale values and with the examination image including pixels having assigned second gray-scale values, wherein for the second gray scale values a minimum gray-scale value and a maximum gray-scale value are determined as limit values for displaying the examination image, the method comprising: generating the recorded x-ray image information with the flat panel detector by transmitting a first portion of a dose of energy through a collimator for recording collimator region information of the image, by transmitting another portion of the dose through a body part for recording body part information of the image, and by transmitting still another portion of the dose to record direct radiation information of the image,prior to recording the x-ray image information with the flat panel detector, training a neural network with sample images to generate probability distributions for identifying pixels as located in the direct radiation region, in the image region or in the projected collimator region,forming an image matrix consistent with the first gray scale values, the matrix including matrix values associated with the collimator region information, the body part information and the direct radiation information,determining a signal-to-noise ratio for individual ones of the matrix values, each ratio corresponding to an individual pixel, by taking into account values corresponding to a plurality of other pixels adjacent the individual pixel,determining gradient values among individual ones of the matrix values and associated with individual pixels by taking into account matrix values corresponding to a plurality of other pixels adjacent individual pixels,after training the neural network, feeding the determined signal-to-noise ratios and gradient values to input nodes of the neural network,determining with the trained neural network probabilities as to whether individual matrix values are associated with the direct radiation information or the body part information or the collimator region information,identifying with the trained neural network, and based on the probabilities, pixels corresponding to the direct radiation information or the collimator region information;determining limit values for generating the second set of gray-scale values applicable to pixels other than those identified as corresponding to the direct radiation information or the collimator region information,automatically generating the second set of gray scale values in accord with the limit values anddisplaying a recording of the medical examination image in accord with the second set of gray scale values, based only on information associated with the image region and without influencing the second gray scale values as applied to the displayed recording with subjectively selected settings of a u... | Siemens Aktiengesellschaft | G06K009/00 G06K009/62 G06K009/34 G06T001/40 A61B005/05
US20100099954 | A1 | 2010-04-22 | Data-driven sleep coaching system | 2009-05-06 | System and method for a user to monitor and/or modify his or her sleep. In one embodiment, the sleep coaching system comprises a sensor for sensing a physiological signal of a sleeping user such as an EEG, computer memory databases for storing user and sleep-related data and advice, and a processor that generates a set of advice to improve user sleep satisfaction based on the user and sleep-related data. The advice to improve user sleep satisfaction, which may be communicated to the user, may comprise a sleep coaching plan, which may include one or more sleep coaching workshops that the user may undertake. | 1. A kit for an interactive sleep coaching program, comprising a sleep sensor of the type that measures a physiological signal and generates and displays sleep data that characterizes a user's sleep; anda sleep coaching program for collecting information about that respective user's sleeping conditions and for selecting as a function of an algorithm that considers the collected information, a targeted set of advice stored within a data base of stored advice, for improving the sleep satisfaction of the respective user, whereby the user may collect advice from the sleep coaching program and employ the sleep sensor to determine interactively whether the advice and sleep coaching program are improving their sleep satisfaction. 2. The kit of claim 1, wherein the sleep coaching program includes means for collecting user data respective of at least one of demographic data and lifestyle data. 3. The kit of claim 1, wherein the sleep coaching program includes means of collecting data representative of the user sleep data. 4. The kit of claim 1, wherein the sleep coaching program includes means for collecting data representative of user goals for improving sleep satisfaction and employs goals when selecting advice. 5. The kit of claim 1, wherein the sleep coaching program collects data from sensor representative of a baseline measure of user sleep. 6. The kit of claim 1, wherein the sleep coaching program generates an assessment of changes in sleep quality as a function of a previous measure of sleep data and subsequent measures of user sleep data. 7. The kit of claim 1 wherein the sleep coaching program allows the user to select a program for improving sleep satisfaction and selects the advice as a function of the user selected program. 8. The kit of claim 1, wherein the sleep coaching program generates assessments as a function of milestones within the sleep coaching program. 9. The kit claim of 8, wherein the sleep coaching program generates the assessments as a function of a measured baseline of users sleep. 10. The kit claim of 8, wherein the sleep coaching program generates the assessments as function of a normalized baseline representative of a normative sleep measure of a predetermined population. 11. The kit of claim 1, wherein the sleep coaching program allows the user to enter sleep data for providing feedback to the sleep coaching program to select subsequent advice from the data base. 12. The kit of claim 1, wherein the sleep coaching program collects diary data from the user representative of events in the user's life over a selected time period that affect the user's sleeping conditions. 13. The kit of claim 1, further comprising means for communicating with a live sleep coach and exchanging sleep data of the user and receiving expert advice from the live sleep coach. 14. An interactive sleep coaching system, comprising: a sensor of the type that can be worn by a user to measure a physiological signal to collect user sleep data,... | Zeo, Inc. | A61B005/00 G09B019/00
US08273031 | B2 | 2012-09-25 | Methods and apparatus for determining cardiac output and left atrial pressure | 2009-12-23 | Method and apparatus are introduced for determining proportional cardiac output (CO), absolute left atrial pressure (LAP), and/or other important hemodynamic variables from a contour of a circulatory pressure waveform or related signal. Certain embodiments of the invention provided herein include the mathematical analysis of a pulmonary artery pressure (PAP) waveform or a right ventricular pressure (RVP) waveform in order to determine beat-to-beat or time-averaged proportional CO, proportional pulmonary vascular resistance (PVR), and/or LAP. The invention permits continuous and automatic monitoring of critical hemodynamic variables with a level of invasiveness suitable for routine clinical application. The invention may be utilized, for example, to continuously monitor critically ill patients with pulmonary artery catheters installed and chronically monitor heart failure patients instrumented with implanted devices for measuring RVP. | 1. A method for estimating the left atrial pressure of a patient, comprising: receiving a cardiac cycle waveform from a patient representing pulmonary artery pressure;performing, by a computing device having processor, a mathematical analysis of the cardiac cycle waveform; anddetermining, by the computing device, an asymptotic value of the cardiac cycle waveform were cardiac contractions to cease, wherein an estimate for a left atrial pressure is given by the asymptotic value. 2. The method of claim 1 wherein the step of performing a mathematical analysis further comprises analyzing temporal variations of at least an interval of the cardiac cycle waveform within a cardiac cycle. 3. The method of claim 1 wherein the step of performing a mathematical analysis further comprises analyzing temporal variations of at least an interval of the cardiac cycle waveform from one cardiac cycle to another. 4. The method of claim 1 further comprises: fitting the sum of one or more basis functions, at least one of which is or includes a constant term, to one or more individual diastolic decay intervals of the cardiac cycle waveform over one or more cardiac cycles; and selecting the constant term as the asymptotic value. 5. The method of claim 4 further comprises defining at least one of the one or more basis functions as complex exponential functions. 6. The method of claim 1 further comprises determining at least one proportional cardiac output or proportional pulmonary vascular resistance from the cardiac cycle waveform. 7. The method of claim 6 wherein proportional cardiac output is computed by: a. determining a Windkessel time constant of a pulmonary arterial tree;b. computing a mean value of pulmonary artery pressure minus left atrial pressure over one or more cardiac cycles, wherein left atrial pressure is given by the asymptotic value of the cardiac cycle waveform; andc. dividing the result of step (b) by the time constant, thereby determining proportional cardiac output. 8. The method of claim 7 wherein the time constant is computed by: (a) fitting the sum of one or more basis functions, at least one of which is or includes a constant term, to the diastolic decay interval of the cardiac cycle waveform over multiple cardiac cycles;(b) extrapolating the computed basis functions to low-pressure values; and(c) fitting a mono-exponential function to the extrapolated pressure values at times such that the faster wave and inertial effects have dissipated, wherein the mono-exponential function provides the Windkessel time constant of the pulmonary arterial tree. 9. The method of claim 8 wherein at least one of the basis functions is defined as a complex exponential function. 10. The method of claim 6 wherein proportional pulmonary vascular resistance is computed by determining a Windkessel time constant of a pulmonary arterial tree; and selecting the time constant as the value for proportional pulmonary vascular resistance. 11. The method of claim 6 fur... | Board of Trustees Operating Michigan State University Massachusetts Institute Of Technology | A61B005/02
US07955241 | B2 | 2011-06-07 | Multi-mode pelvic exercise probe | 2009-12-08 | A perineometer exercise probe for home or clinical use assesses the strength of pelvic floor muscles and provides audible, visual and tactile biofeedback signals as training aids during pelvic exercises. The exercise probe is selectively operable in a passive reaction mode, in which audible, visual and tactile biofeedback signals proportional to pelvic muscle contractions are generated, and in an active vibrating mode in which therapeutic vibrations are applied directly to internal pelvic musculature with or without co-generation of biofeedback signals proportional to the strength of pelvic muscle contractions; and in a combination of both modes simultaneously. The probe reacts the pelvic contraction forces and thus provides passive tactile feedback signals that are experienced simultaneously with audible, visual and vibration-induced tactile biofeedback signals for improving the endurance and strength of pelvic floor muscles. Biofeedback signaling is facilitated by wireless two-way communication between the probe and a portable monitor. | 1. A probe receivable within a pelvic cavity for sensing contraction pressure applied by pelvic floor muscles against the probe, the probe comprising: a probe body having a head portion adapted to seat within an area of a pelvic cavity and having a shaft portion adapted to seat at the introitus of the pelvic cavity, the shaft portion ending at a distal end portion;a transducer sleeve fitted intermediate the distal end portion and the head portion, the transducer sleeve including a variable impedance element capable of exhibiting a change in electrical impedance in response to pelvic contraction forces applied to the transducer sleeve; andan electronic circuit module enclosed within the probe body and electrically coupled to the variable impedance element, the electronic circuit module including a transmitter for transmitting feedback signals in response to contraction forces applied to the transducer sleeve. 2. The probe as recited in claim 1, wherein the electronic circuit module is enclosed at least partially within the shaft portion. 3. The probe as recited in claim 1, wherein the electronic circuit module is enclosed at least partially within the distal end portion. 4. The probe as recited in claim 1, wherein the transmitter is enclosed at least partially within the distal end portion. 5. The probe as recited in claim 1, wherein the distal end portion comprises a handle. 6. The probe as recited in claim 1, wherein the distal end portion comprises a removable closure cap. 7. The probe as recited in claim 1, wherein the transducer sleeve comprises an extended pressure-responsive area that is substantially coextensive in length with shaft portion. 8. The probe as recited in claim 1, wherein the transducer sleeve comprises an adhesive deposit attached to a sidewall of the probe. 9. The probe as recited in claim 1, wherein the transducer sleeve further comprises a pressure transducer. 10. The probe as recited in claim 1, wherein the transducer sleeve further comprises transducer patches. 11. The probe as recited in claim 1, wherein the transducer sleeve is fitted in overlapping relation about a shaft portion. 12. The probe as recited in claim 1, wherein the variable impedance element is distributed around and uniformly throughout a portion of the transducer sleeve. 13. The probe as recited in claim 1, wherein the transducer sleeve and electronic circuit module cooperate to selectively operate in a passive, reaction mode in which passive tactile feedback signals are proportional to pelvic floor muscle contractions and an active, vibrating mode in which vibration therapy is applied directly, and a combination thereof. 14. The probe as recited in claim 1, wherein the transceiver transmits signals selected from the group consisting of cabled-feedback signals and wireless feedback signals transmitted by a transceiver. 15. A system for training a patient's pelvic floor muscles, comprising in combination: a probe body having a head portion ... | Anatasol, LLC | A63B071/00
US08340748 | B2 | 2012-12-25 | Fetus electrocardiogram signal measuring method and its device | 2008-01-22 | Disclosed are a fetus electrocardiogram signal measuring method and its device that are capable of measuring the electrocardiogram signals of a fetus even during fetus movements and even at a gestational age during which the measurement current is weak, without the need for reattaching the electrodes and providing any shield room, even if the mother is a hospitalized or ambulant pregnant woman. The fetus electrocardiogram signal measuring device includes (1) high input impedance electrodes, (2) region-variable ground electrodes, and (3) a differential amplifier circuit and an optimization computing section. | 1. A fetus electrocardiogram signal measuring method for measuring, in an on-line manner, fetus electrocardiogram waveforms from a plurality of electrodes for attachment to a breast and an abdomen of a mother's body during pregnancy, the method comprising the steps of: (a) providing a high input impedance electrode section having an impedance of 100 GΩ or above for directly acquiring biological information, the high input impedance electrode section comprising: a skin contact electrode section composed of a plurality of measurement electrodes and a reference electrode, each electrode being a high input impedance electrode of an impedance of 100 GΩ or above;a preamplification section having a characteristic of a high input impedance of 100 GΩ or above; anda shield cable,(b) providing a region-variable ground electrode section for addressing various positional variations of the fetus, the region-variable ground electrode section being constituted of one or more region-variable ground electrodes;(c) providing a differential amplification section serving as a main measuring member and having a differential characteristic; and(d) providing an electrode optimization computing section that selects an optimal ground electrode region and an optimal electrode out of combinations of all of the electrodes, in order to optimally control the fetus position/state so that a maximum signal with low noise can be measured,wherein the preamplification section is a preamplifier including an operational amplifier located between the differential amplification section and an electrode measurement point; andwherein the preamplification section reduces a bias current flowing from the region-variable ground electrode section to the differential amplification section down to a current on an order of picoamperes, and performs a potential difference measurement with a high sensitivity better than ±1 μV. 2. The fetus electrocardiogram signal measuring method according to claim 1, wherein each of the plurality of measurement electrodes and reference electrode is provided with a dielectric metal, an electrically-conductive polymeric gel, and connecting means therebetween. 3. The fetus electrocardiogram signal measuring method according to claim 1, wherein the region-variable ground electrode section is a variable ground electrode capable of changing a measurement region of a biological signal in response to a change in a fetus position or in a fetus size depending on a gestational age, and to fetus movements; andwherein the region-variable ground electrode section comprises: region-variable ground electrodes each constituted of one or more plane electrodes; andan electrode optimal region constituting section constituting an optimal region on a basis of optimal region information output from the electrode optimization computing section. 4. The fetus electrocardiogram signal measuring method according to claim 3, wherein the region-variable ground electrodes are constituted of... | Tohoku Techno Arch Co., Ltd. | A61B005/02 A61B005/04
US08388545 | B2 | 2013-03-05 | System, method and apparatus for measuring blood flow and blood volume | 2006-01-18 | A method of calculating blood flow in an organ of a subject using output radiofrequency signals transmitted to the organ and input radiofrequency signals received from the organ, the method comprises determining a phase shift of the input radiofrequency signals relative to the output radiofrequency signals and using the phase shift to calculate the blood flow in the organ. | 1. A system for measuring blood flow in an organ of a subject, the system comprising: a radiofrequency generator configured to generate output radiofrequency signals;a plurality of electrodes, designed to be connectable to the skin of the subject, said electrodes being for transmitting said output radiofrequency signals to the organ and for sensing input radiofrequency signals of the organ; anda signal processing unit configured to determine a phase shift of said input radiofrequency signals relative to said output radiofrequency signals, and to calculate the blood flow in the organ using a linear relationship between said phase shift and the blood flow. 2. The system of claim 1, wherein said signal processing unit comprises an envelope elimination unit designed and configured to reduce or eliminate amplitude modulation of said input radiofrequency signals so as to provide input radiofrequency signals of substantially constant envelope. 3. The system of claim 2, wherein said envelope elimination unit is designed and configured to maintain a phase modulation of said input radiofrequency signals. 4. The system of claim 2, wherein said envelope elimination unit comprises a limiter amplifier. 5. The system of claim 1, wherein said signal processing unit comprises: a mixer, electrically communicating with said radiofrequency generator and at least a portion of said plurality of electrodes, said mixer being designed and configured to mix said output radiofrequency signals and said input radiofrequency signals, to provide a mixed radiofrequency signal being indicative of the blood flow; andelectronic circuitry configured to filter out a portion of said mixed radiofrequency signal so as to substantially increase a signal-to-noise ratio of a remaining portion of said mixed radiofrequency signal. 6. The system of claim 5, wherein said mixer is operable to provide a radiofrequency sum and a radiofrequency difference. 7. The system of claim 6, wherein said electronic circuitry comprises a low pass filter configured to filter out said radiofrequency sum. 8. The system of claim 5, wherein said electronic circuitry comprises an analog amplification circuit configured to amplify said remaining portion of said mixed radiofrequency signal. 9. The system of claim 5, wherein said electronic circuitry comprises a digitizer configured to digitize said remaining portion of said mixed radiofrequency signal. 10. The system of claim 5, wherein said electronic circuitry is designed and constructed so as to minimize sensitivity of said input radiofrequency signals to impedance differences between said plurality of electrodes and the organ of the subject. 11. The system of claim 10, wherein said electronic circuitry comprises at least one differential amplifier characterized by an impedance being substantially larger than said impedance differences between said plurality of electrodes and the organ of the subject. 12. The system of claim 5, further comprising a da... | Cheetah Medical, Inc. | A61B005/02
US08571629 | B2 | 2013-10-29 | Detection of deception and truth-telling using fMRI of the brain | 2007-11-13 | Methods for deriving an indication of truth or deception are disclosed. Some methods include (a) monitoring the activation of a plurality of regions of a subject's brain, while the subject responds to questions and (b) measuring one or more physiological parameters while the subject responds to questions and combining the results of (a) and (b) to form a composite evaluation indicative of truth or deception in the subject's response. Another method further includes (c) measuring one or more behavioral components while the subject responds to questions and then combining the results of (a), (b), and (c) to form a composite evaluation indicative of truth or deception in the subject's response. Methods for scoring, weighting, and combining the measurements for (a), (b), and (c), and combinations thereof, are also disclosed. | 1. A method of deriving an indication of truth or deception comprising the steps of: (a) monitoring activation of a plurality of regions of a subject's brain by applying functional magnetic resonance imaging (fMRI) while the subject responds to questions including relevant questions to determine an fMRI indicium of response for each such region;(b) measuring a plurality of physiological parameters of the subject including respiratory volume, at least one cardiac parameter related to change in heart rate, and galvanic skin response (“GSR”) while the subject responds to questions including relevant questions and deriving a score for each physiological parameter based on such measurements; and(c) combining the results of steps (a) and (b) by: (i) calculating a composite activation score based on the degrees of activation of all of said plurality of regions, by applying a weighting factor to the fMRI indicium of response for each of said regions of the brain, the weighting factor for each region being related to a probability that activation of such region indicates deception; and(ii) combining such composite with the scores for all of the physiological parameters to form a further score indicative of truth or deception in the subject's response to the relevant questions. 2. A method as claimed in 1 further comprising the step of monitoring a response of the subject's brain while the subject responds to a series of control questions, wherein said step of monitoring activation of a plurality of regions of the subject's brain while the subject responds to relevant questions includes comparing an indicium of activity for each of said regions during response to the relevant questions with the same indicium during response to control questions. 3. A method as claimed in 2 wherein said indicium of activity is a binary indicator having a first value indicative of activation and a second value indicative of inactivation. 4. A method as claimed in 2 wherein said indicium of activity is a degree of activation or inactivation each represented by a real number value. 5. A method as claimed in 2 wherein the subject's response to said control questions includes known lies and known truths. 6. A method as claimed in claim 1 wherein, for each region in a first set of regions of the brain, activation of which is associated with lying, said weighting factors have a first sign and for each region in a second set of regions of the brain, activation of which is associated with truthfulness, said weighting factors have a second sign opposite to said first sign. 7. A method as claimed in claim 1 wherein, for each region, the step of applying a weighting factor includes multiplying an indicium of activation by the factor for such region. 8. A method as claimed in claim 1 further comprising the step of determining said factors by monitoring activation of a plurality of regions of the brains of a plurality of subjects while the subjects respond to control questions. 9... | Truth Test Technologies, LLC | A61B005/05
US08852101 | B2 | 2014-10-07 | Method and apparatus for providing analyte sensor insertion | 2009-09-30 | Devices and methods for positioning a portion of a sensor at a first predetermined location, displacing the portion of the sensor from the first predetermined location to a second predetermined location, and detecting one or signals associated with an analyte level of a patient at the second predetermined location are disclosed. Also provided are systems and kits for use in analyte monitoring. | 1. A method comprising: transcutaneously positioning a portion of a sensor at a first predetermined location under a skin layer; andcoupling a data processing unit to a mounting unit such that the portion of the sensor is displaced from the first predetermined location to a second predetermined location under the skin layer when the data processing unit is coupled to the mounting unit; wherein the first predetermined location has a first width and the second predetermined location has a second width, wherein the first width is greater than the second width. 2. The method of claim 1, wherein the first predetermined location includes a first predetermined depth under the skin layer, and further, wherein the second predetermined location includes a second predetermined depth. 3. The method of claim 2, wherein the second predetermined depth is greater than the first predetermined depth. 4. The method of claim 2, wherein the portion of the sensor at the second predetermined depth is in fluid contact with interstitial fluid. 5. The method of claim 2, wherein the first predetermined depth is not greater than through epidermal tissue and the second predetermined depth is through dermal tissue. 6. The method of claim 2, wherein the second predetermined depth is into subcutaneous tissue. 7. The method of claim 1, wherein transcutaneously positioning the portion of the sensor at the first predetermined location includes deploying the portion of the sensor at a first predetermined speed. 8. The method of claim 7, wherein displacing the portion of the sensor includes displacing the portion of the sensor to the second predetermined location at a second predetermined speed. 9. The method of claim 8, wherein the first predetermined speed is at a higher velocity than the second predetermined speed. 10. The method of claim 1, wherein displacing the portion of the sensor from the first predetermined location to the second predetermined location includes manually displacing the portion of the sensor. 11. The method of claim 1, further including retaining the portion of the sensor at the second predetermined location during a useful life of the sensor. 12. The method of claim 1, wherein tissue trauma at the second predetermined location is less than the tissue trauma at the first predetermined location. 13. The method of claim 1, further comprising detecting, using the sensor, one or more signals associated with an analyte level at the second predetermined location. | Abbott Diabetes Care Inc. | A61B005/00 A61B005/145 A61B005/1486
US08280503 | B2 | 2012-10-02 | EMG measured during controlled hand movement for biometric analysis, medical diagnosis and related analysis | 2009-10-23 | Biometric assessment is performed by use of electromyography (EMG) signals detected from muscles at several locations on the hand/or other part of the body subject to fine motor control. The EMG signals are sensed and registered and the sensed signals are processed for use in performing the biometric assessment. | 1. A method of performing a biometric assessment comprising the steps of: sensing electromyography (EMG) signals from a hand and/or forearm of a subject while the subject performs a controlled handwriting activity, wherein the EMG signals are sensed by a plurality of electrodes positioned within a glove;analyzing the sensed EMG signals to detect patterns in the EMG signals; andcomparing the detected patterns to at least one known pattern of EMG signals obtained during a controlled handwriting activity, wherein the at least one known pattern is indicative of a biological condition. 2. The method of claim 1, wherein the at least one known pattern of EMG signals is sensed from the subject during a learning process. 3. The method of claim 1, further comprising the step of conducting a biometric assessment based on the at least one known pattern and at least one measurement of a current neurological state of the subject. 4. The method of claim 3, further comprising the step of analyzing the subject's reaction to a drug based on the biometric assessment. |  | A61B005/04 A61B005/103 A61B005/117 A61B005/00 G01L005/16 G09B019/00
US08562548 | B2 | 2013-10-22 | Rehabilitation device and controlling method thereof | 2009-09-18 | The present invention provides a rehabilitation device using a walking assistance device (1) having an actuator which generates and provides torque to a lower limb joint of a wearer wearing the walking assistance device (1), comprising a floor reaction force pattern storing unit (330) configured to store a reference floor reaction force pattern; a control target floor reaction force setting unit (340) for determining a control target floor reaction force based on the floor reaction force pattern stored in the floor reaction force pattern storing unit (330); a target torque calculating unit (350) for calculating a target torque of the actuator to achieve the control target floor reaction force determined by the control target floor reaction force setting unit (340); and an actuator output controller (150) for controlling output of the actuator such that the actuator generates a torque matching the target torque calculated by the target torque calculating unit (350); wherein the floor reaction force that the wearer receives is increased and decreased by the application of torque generated by the actuator. | 1. A rehabilitation device including a walking assistance device having an actuator which is operable to generate and provide torque to at least one lower limb joint of a wearer wearing the walking assistance device, said rehabilitation device comprising: a floor reaction force pattern storing unit configured to store a plurality of different reference floor reaction force patterns, the plurality of different reference floor reaction force patterns being stored in the floor reaction force pattern storing unit prior to use of the rehabilitation device by the wearer;a floor reaction force pattern selecting unit for selecting a reference floor reaction force pattern from the plurality of reference floor reaction force patterns;a control target floor reaction force setting unit for determining a control target floor reaction force based on the reference floor reaction force pattern selected by the floor reaction force pattern selecting unit;a target torque calculating unit for calculating a target torque of the actuator to achieve the control target floor reaction force determined by the control target floor reaction force setting unit; andan actuator output controller for controlling output of the actuator such that the actuator generates a torque matching the target torque calculated by the target torque calculating unit;wherein an applied floor reaction force that the wearer receives is variable by an application of torque generated by the actuator. 2. The rehabilitation device according to claim 1, wherein each of the plurality of reference floor reaction force patterns is based on a standard floor reaction force which a physically unimpaired person receives during walking in a normal manner. 3. The rehabilitation device according to claim 1, wherein each of the reference floor reaction force patterns stored in the floor reaction force pattern storing unit is a pattern in which a floor reaction force varies according to change in a joint angle of the lower limb joint. 4. The rehabilitation device according to claim 1, wherein the floor reaction force pattern selecting unit selects a reference floor reaction force pattern from the plurality of reference floor reaction force patterns through external manipulation. 5. The rehabilitation device according to claim 1, further comprising: a caterpillar-type treadmill on which the wearer walks;a hoisting unit for partially-hoisting an upper part of lower limbs of the wearer on the treadmill; anda hoisting load controller for controlling a hoisting load of the hoisting unit. 6. The rehabilitation device according to claim 1, further comprising a walking status detector that provides an actual floor reaction force to the target torque calculating unit. 7. The rehabilitation device according to claim 1, wherein the control target floor reaction force setting unit receives the reference floor reaction force pattern from the floor reaction force pattern selecting unit to determine the control target flo... | Honda Motor Co., Ltd. | A61H003/00
US08353829 | B2 | 2013-01-15 | Analyte monitoring device and methods of use | 2009-12-21 | An analyte monitor includes a sensor, a sensor control unit, and a display unit. The sensor has, for example, a substrate, a recessed channel formed in the substrate, and conductive material disposed in the recessed channel to form a working electrode. The sensor control unit typically has a housing adapted for placement on skin and is adapted to receive a portion of an electrochemical sensor. The sensor control unit also includes two or more conductive contacts disposed on the housing and configured for coupling to two or more contact pads on the sensor. A transmitter is disposed in the housing and coupled to the plurality of conductive contacts for transmitting data obtained using the sensor. The display unit has a receiver for receiving data transmitted by the transmitter of the sensor control unit and a display coupled to the receiver for displaying an indication of a level of an analyte. The analyte monitor may also be part of a drug delivery system to alter the level of the analyte based on the data obtained using the sensor. | 1. A method of communicating glucose information, comprising: receiving a plurality of analyte related signals detected by an analyte sensor using a wireless communication protocol;processing the received plurality of analyte related signals to generate glucose data and to determine an acceleration of analyte level increase or decrease reaching or exceeding a threshold value; andtransmitting the generated glucose data and/or an indication associated with the determined acceleration of the analyte level increase or decrease reaching or exceeding the threshold value using a telephone connection. 2. The method of claim 1 wherein the wireless communication protocol includes one of an RF communication protocol, or optical communication protocol. 3. The method of claim 1 further including outputting the generated glucose data. 4. The method of claim 3 wherein outputting the generated glucose data includes outputting one or more of a visual output, an audible output, or a vibratory output. 5. The method of claim 4 wherein the visual output includes one or more of a graphical output, a text output or a numerical output. 6. The method of claim 1 further including determining a dose of medication based at least in part on the generated glucose data. 7. The method of claim 6 wherein the medication includes insulin. 8. The method of claim 6 further including outputting the determined dose of medication. 9. The method of claim 6 further including transmitting the determined dose of medication to a drug administration system. 10. The method of claim 9 wherein the determined dose of medication is transmitted wirelessly to the drug administration system. 11. The method of claim 1 further including receiving calibration information from an in vitro glucose monitor. 12. The method of claim 11 wherein processing the received plurality of analyte related signals includes calibrating the plurality of analyte related signals based on the received calibration information. 13. The method of 1 wherein the telephone connection includes a telephone interface. 14. The method of claim 1 further including outputting the indication associated with the determined acceleration of the analyte level increase or decrease reaching or exceeding the threshold value. 15. The method of claim 1 further including activating an alarm when the determined acceleration of the analyte level increase or decrease reaches or exceeds the threshold value. 16. The method of claim 1 wherein the threshold value is associated with an impending hypoglycemic condition, an impending hyperglycemic condition, a hypoglycemic condition, or a hyperglycemic condition. | Abbott Diabetes Care Inc. | A61B005/00
US08423112 | B2 | 2013-04-16 | Medical sensor and technique for using the same | 2008-09-30 | According to embodiments, a medical sensor may be configured for use on mucosal tissue. Such a sensor may include a portion that facilitate the application of the sensor to the tissue and a portion that includes the optical components of the sensor. The two portions of the sensor may be reversibly coupled to one another. In embodiments, such sensors may be used to determine patient hematocrit. | 1. A sensor comprising: an attachment portion comprising a curved structure configured to secure the sensor to a patient, wherein the attachment portion comprises a first light pipe configured to direct light into a mucosal tissue of the patient and comprises a second light pipe configured to receive light from the mucosal tissue of the patient; andan optical portion comprising a light emitter and a light detector, wherein the attachment portion is configured to removably couple to the optical portion such that the light emitter is operatively coupled to the first light pipe and the detector is operatively coupled to the second light pipe. 2. The sensor, as set forth in claim 1, wherein a terminus of the first light pipe and a terminus of the second light pipe are spaced about 2 mm to about 2.5 mm from one another. 3. The sensor, as set forth in claim 1, wherein a terminus of the first light pipe and a terminus of the second light pipe are spaced such that the emitted light penetrates the mucosal tissue of the patient with a mean depth of penetration of less than 2 mm. 4. The sensor, as set forth in claim 1, wherein the attachment portion is configured to be nonadhesively applied to the mucosal tissue of the patient. 5. The sensor, as set forth in claim 1, wherein the curved structure comprises a hook configured to attach the sensor to a lip of the patient when the attachment portion is removably attached to the optical portion of the sensor. 6. The sensor, as set forth in claim 1, wherein the optical portion comprises a universal serial bus port. 7. The sensor, as set forth in claim 1, wherein the optical portion comprises an analog to digital converter configured to digitize a signal generated by the detector. 8. The sensor, as set forth in claim 1, wherein the sensor is configured to sense information related to oxygen saturation or hematocrit values. 9. The sensor, as set forth in claim 1, wherein the attachment portion comprises an adhesive portion configured to adhere to the patient's mucosal tissue. 10. The sensor, as set forth in claim 1, wherein the first light pipe and the second light pipe are spaced about 2 mm to about 2.5 mm from one another at a surface of the patient's mucosal tissue. 11. The sensor, as set forth in claim 1, wherein the first light pipe and the second light pipe are spaced such that the emitted light penetrates the patient's mucosal tissue with a mean depth of penetration of less than 2 mm. 12. A medical monitoring system comprising: a medical monitor; anda sensor configured to operatively couple to the monitor, the sensor comprising:an attachment portion configured to be applied to a patient's mucosal tissue, wherein the attachment portion comprises a curved structure configured to secure the sensor to the patient near the patient's mucosal tissue, wherein the curved structure comprises a first light pipe configured to direct light into the patient's mucosal tissue and comprises a second light pipe conf... | Covidien LP | A61B005/1455
US09125594 | B2 | 2015-09-08 | Method and system for contour fitting and posture identification, and method for contour model adaptation | 2008-12-10 | A method for contour fitting and posture identification initially receives sensor data formed of a plurality of sensor signals. Thereafter at least one candidate posture or contour is determined from a set of at least one posture model based on the sensor data. Finally, user posture is determined from the at least one candidate posture through a decision making process. The sensor data can also be used to modify the at least one posture model for increasing identification accuracy. The sampling frequency of each sensor signal is dynamically adjusted to receive the sensor data in a nearly real-time manner. | 1. A method for posture identification, comprising the steps of: receiving, using a control device, sensor data formed of a plurality of sensor signals correlated with a user posture of a user from a plurality of sensors;determining, using the control device, at least one candidate posture from a set of at least one posture model based on the sensor data; anddetermining, using the control device, the user posture from the at least one candidate posture through a decision-making process,wherein the receiving step comprises the steps of: determining at least one sampling frequency of the sensor signals;obtaining the sensor signals according to the at least one sampling frequency; andadjusting the at least one sampling frequency of the sensor signals based on an evaluation result of the sensor signals; andwherein the step of determining, using the control device, the at least one candidate posture comprises the steps of: calculating characteristic values comprising a kurtosis estimate and a skewness estimate of a probability distribution from the plurality of sensor signals; anddetermining the at least one candidate posture by applying the characteristic values to each posture model in the set of at least one posture model. 2. The method of claim 1, further comprising a step of modifying one posture model in the set of at least one posture model based on sensor data of a corresponding predetermined posture of the user to adapt the posture model to the user. 3. The method of claim 1, wherein the set of at least one posture model comprises a supine body posture, a left side lying body posture, and a right side lying body posture. 4. The method of claim 1, wherein the plurality of sensors comprise pressure sensors. 5. The method of claim 1, wherein each posture model in the set of at least one posture model comprises a posture template or a posture probability model. 6. The method of claim 5, wherein the step of determining, using the control device, the at least one candidate posture further comprises a step of: determining the at least one candidate posture based on the analysis of a corresponding match value, wherein the corresponding match value is a distance or a similarity measure. 7. The method of claim 1, wherein the decision-making process is based on maximum posteriori probability estimation and linear discriminant analysis. 8. The method of claim 1, wherein the kurtosis estimate and the skewness estimate are calculated by following equations:Kurtosis={n⁡(n+1)(n-1)⁢(n-2)⁢(n-3)⁢Σ⁡(xi-x_s)4}-3⁢(n-1)2(n-2)⁢(n-3)Skewness=n(n-1)⁢(n-2)⁢Σ⁡(xi-x_s)3wherein Kurtosis is the kurtosis estimate, Skewness is the skewness estimate, n is a number of samples of the probability distribution, s is a sample standard deviation of the probability distribution, xi is a sample of the probability distribution, and x is a mean of the probability distribution. 9. The method of claim 1, wherein a posture model in the set of at least one posture model is represen... | INDUSTRIAL TECHNOLOGY RESEARCH INSTITUTE | A61B005/103 A61B005/00 A61B005/11 A61B005/107
US09713444 | B2 | 2017-07-25 | Human-digital media interaction tracking | 2008-12-23 | A system for human-digital media interaction tracking. One example system includes a database that stores information regarding a user's activity history for various different cognitive tasks, and a computing device that receives user behavior information indicating usage by a user of an interactive software program, the interactive software program associated with at least one of the cognitive tasks. The computing device, in response to the receipt of user behavior information indicating usage by the user of the interactive software program, updates the database information regarding the user's activity history for the at least one of the cognitive tasks. | 1. A system for cognitive training based on user-digital media interaction tracking, comprising: a plurality of computing devices having a plurality of commercially available third-party interactive digital media stored therein, said digital media including a video game and a web-browser, each of the plurality of computing devices including: a processor and a memory, the memory including: one or more of the plurality of digital media in the form of executable software programs;a user-digital media interaction monitor configured to plug-in as a monitoring extension to each of the digital media without modification of interactive content of said digital media, the user-digital media interaction monitor having executable instructions that configure the computing device to: identify a user identity for the user; andunobtrusively track the user-digital media interaction, which includes a speed and duration of active interaction of the user with each of the plurality of digital media;a computer server with a processor and a memory, the memory including: a database having a first predetermined weighted mapping between each of the plurality of digital media with one or more of a plurality of cognitive tasks, and a second predetermined weighted mapping between each of the plurality of cognitive tasks with one or more of a plurality of brain areas, wherein the plurality of cognitive tasks include at least two of memory, attention, motor function, visual search, decision making, inhibitory control, computation and speed of processing; andexecutable instructions that configure the computer server to: perform an analysis that determines a duration of exercise of each of the plurality of cognitive tasks and brain areas for the user based on the first predetermined weighted mapping, the second predetermined weighted mapping and a daily, weekly or monthly history of the user-digital media interaction across the plurality of the computing devices; anddetermine a plan of cognitive exercise of one or more of the plurality of cognitive tasks and one or more of the plurality of brain areas for the user, the plan including a schedule with a recommended duration of user-digital media interaction with each of the plurality of digital media; andserve the plan to at least one of the computing devices;wherein each of the computing devices are further configured to receive and display the plan. 2. The system of claim 1, wherein the memory of one of the computing devices further includes executable instructions that configure the one of the computing devices to perform a computing device specific analysis of a history of device specific user-digital media interaction on the one of the computing devices. 3. The system of claim 1, wherein the analysis further comprises at least one of: analyzing the user-digital media interaction to produce charts, graphs, illustrations, or animations, generating recommendations for the user of an additional executable interactive software p... | DIGITAL ARTEFACTS, LLC | A61B005/16 G09B019/00 G09B019/22 G06F017/30 G06Q010/00 G06Q050/24
US09761004 | B2 | 2017-09-12 | Method and system for automatic detection of coronary stenosis in cardiac computed tomography data | 2009-06-18 | A method and system for automatic coronary stenosis detection in computed tomography (CT) data is disclosed. Coronary artery centerlines are obtained in an input cardiac CT volume. A trained classifier, such as a probabilistic boosting tree (PBT) classifier, is used to detect stenosis regions along the centerlines in the input cardiac CT volume. The classifier classifies each of the control points that define the coronary artery centerlines as a stenosis point or a non-stenosis point. | 1. A method for detecting coronary stenosis in a cardiac computed tomography (CT) volume, comprising: obtaining at least one coronary artery centerline in said CT volume, said at least one coronary artery centerline comprising a plurality of control points;detecting stenosis regions along said at least one coronary artery centerline in said CT volume by classifying each of said plurality of control points as a stenosis point or a non-stenosis point using a trained machine learning based classifier; anddisplaying CT images with a visual indication of the control points classified as stenosis points. 2. The method of claim 1, wherein said machine learning based trained classifier is a probabilistic boosting tree (PBT) classifier trained based on training data. 3. The method of claim 2, wherein said training data comprises a plurality of training cardiac CT volumes having annotated stenosis regions and annotated coronary artery centerlines comprising a plurality of control points, and said PBT classifier is trained by sampling a plurality of sampling points surrounding each control point of the coronary artery centerlines of the training CT volumes and extracting plurality of local features at each sampling point. 4. The method of claim 1, wherein said step of classifying each of said plurality of control points as a stenosis point or a non-stenosis point using said trained machine learning based classifier comprises: determining, for each of said plurality of control points, a probability of being in a stenosis region, using said trained machine learning based classifier; andclassifying each of said plurality of control points as a stenosis point or a non-stenosis point based on the determined probability and a threshold. 5. The method of claim 1, wherein said at least one coronary artery centerline comprises Left Main (LM), Left Anterior Descending (LAD), Left Circumflex (LCX), and Right Coronary Artery (RCA) coronary artery trunk centerlines. 6. The method of claim 5, wherein each of said LM, LAD, LCX, and RCA coronary artery trunk centerlines comprises a plurality of control points, and said step of detecting stenosis regions along said at least one coronary artery centerline comprises: classifying each of said plurality of control points of each of said LM, LAD, LCX, and RCA coronary artery trunk centerlines as a stenosis point or a non-stenosis point using said trained machine learning based classifier. 7. The method of claim 6, wherein said LM coronary artery trunk centerline comprises eight uniformly distributed control points, and said LAD, LCX, and RCA coronary artery centerlines each comprise 64 uniformly distributed control points. 8. The method of claim 1, wherein said step of obtaining at least one coronary artery centerline in said CT volume comprises: automatically obtaining said at least one coronary artery centerline in said CT volume using machine learning based coronary artery detection. 9. The method of claim 1, further ... | Siemens Healthcare GmbH | A61B006/03 G06T007/00 G06T007/13
US20100098831 | A1 | 2010-04-22 | NON INVASIVE DUAL BIOMETRIC IDENTIFICATION METHOD AND SYSTEM TO COLLECT AND SAFELY RETAIN FINGERPRINTS AND DNA FROM AN INDIVIDUAL | 2008-10-22 | Non invasive method for collecting and retaining fingerprints and a DNA sample from an individual in a digit epithelial record comprising these steps: a) release the digit-epithelial record from its protection cover; b) lift the cover of the area with abrasive; c) rub the finger back and forth by pressing the finger; d) lower its cover; e) lift the cover of the area with graphite; f) rub the fingertip used in step c) by pressing the finger on the area with graphite; g) lower its cover; h) lift the cover of the area with adhesive; i) press the same fingertip used in step f) on the area with adhesive; J) lower its cover; and k)prepare the epithelial-digit record for later use. System to collect and safely retain digital impressions and a DNA sample from an individual by using the described method. | 1. A non invasive Dual Biometric Identification Method to collect and safely retain fingerprints and a DNA sample to obtain a full DNA profile of an individual in a digit epithelial record comprising three areas: one area with graphite, one area with an abrasive surface and one area with adhesive for fingerprint collecting, wherein the areas are fixed to a laminar cellulose support, compromising: a) releasing the digit-epithelial record from its protection cover;b) lifting the cover of the area with abrasive;c) rubbing the finger back and forth by pressing the finger on the area with abrasive;d) lowering the cover of the area with abrasive to preserve the collected cellular material;e) lifting the cover of the area with graphite;f) rubbing the fingertip used in step c) by pressing the finger on the area with graphite;g) lowering the cover of the area with graphite;h) lifting the cover of the area with adhesive;i) pressing the same fingertip used in step f) on the area with adhesive, in a normal way and without displacement.j) lowering the cover of the area with adhesive and collect the fingerprint to preserve the fingerprint obtained in step i);k) preparing the epithelial-digit record for later use. 2. The method of claim 1, wherein in order to obtain a sample of epithelial cells in step c), the finger is rubbed on its side, pressing firmly on the abrasive area, during at least eight cycles, wherein each cycle equals one “back and forth” movement without lifting the finger and maintaining it in contact to the abrasive. 3. The method of claim 1, wherein in order to collect the fingerprint in step f), the finger is rubbed on its central zone pressing firmly on the graphite are, during at least five cycles, wherein each cycle equals one “back and forth” movement without lifting the fingertip and maintaining it in contact to the graphite. 4. The method of claim 1, which further comprises the following steps: l) soaking a swab into alcohol;m) lifting the cover of the area with abrasive in order to disclose the sample of epithelial cells previously obtained;n) lifting the epithelial cells by using a swab, soaked in alcohol with adhesive, at least part of the epithelial cells that are in the abrasive area;o) placing the swab with adhered epithelial cells inside a device for processing and determination of DNA profile; andp) lowering the cover of the area with abrasive to preserve the rest of the epithelial cell material collected. 5. The method of claim 1, wherein the finger used to collect the epithelial sample and fingerprint is the thumb. 6. The method of claim 1, wherein the graphite zone is graphite powder in solid suspension. 7. The method of claim 6, wherein the graphite powder is a form chosen from activated charcoal powder, soot, fine graphite powder or super fine graphite powder of any charcoal in solid suspension. 8. The method of claim 7, wherein the graphite solid suspension comprises a material chosen from silicone, polyethylen glyc... | - | A61B005/117
US20100069792 | A1 | 2010-03-18 | BIOSENSOR CARTRIDGE, BIOSENSOR DEVICE, SAMPLE COLLECTING METHOD, MANUFACTURING METHOD OF BIOSENSOR CARTRIDGE, AND NEEDLE INTEGRAL SENSOR | 2007-11-01 | A biosensor cartridge capable of performing puncturing in an exact position, and easily collecting and measuring a sample of a puncture hole without requiring the operation of bringing a sample collection opening close to the puncture hole is provided. When tip portion 11a of biosensor chip body 11 is pushed against a subject M, elastic body 20 protruding from a tip portion 11a of biosensor chip body 11 is compressed, and puncturing tool 12 for puncturing protrudes. Thus, the subject M can be punctured. Additionally, if a pushing force is weakened, puncturing tool 12 is extracted from the subject M by the restoring force of elastic body 20, and the sample R flows out of the puncture hole. Additionally, cover member 19 is provided around biosensor chip body 11. Thus, when puncturing is performed by thin plate-shaped biosensor cartridge 10, biosensor chip body 11 can be prevented from deforming, and puncturing can be accurately performed in a desired puncturing position. | 1. A biosensor cartridge comprising: a biosensor chip,a puncturing tool fixed to a portion of the biosensor chip and protruding from the tip of the biosensor chip,an elastic body provided at the tip of the biosensor chip, and a cover member provided around the biosensor chip. 2. The biosensor cartridge of claim 1, wherein the elastic body and the cover member are bonded together. 3. The biosensor cartridge of claim 1, wherein the elastic body forms an enclosed space so as to contain a sample collection opening provided at the tip of the biosensor chip and a puncture hole formed in a subject by the puncturing tool. 4. The biosensor cartridge of claim 1, wherein the elastic body has stickiness. 5. The biosensor cartridge of claim 1, wherein puncturing is performed by compressing the elastic body to make the puncturing tool protrude from the tip of the elastic body. 6. A biosensor device comprising: the biosensor cartridge of claim 1, anda measuring instrument which is connected to detecting electrodes of the biosensor cartridge and obtains information on a sample which has been collected. 7. The biosensor device of claim 6, further comprising: a driving unit for puncturing, anda connector for attaching the biosensor chip, the connector being attached to the driving unit. 8. The biosensor device of claim 7, wherein the cover member and the connector fit to each other. 9. A sample collecting method comprising the steps of: performing puncturing using the biosensor cartridge of claim 1, andcollecting a sample from the sample collection opening using a suction unit connected to the biosensor cartridge. 10. A method of manufacturing a biosensor cartridge including a biosensor chip having a sample collection opening at a tip face thereof and a puncturing tool fixed to a tip portion of the biosensor chip and having a tip portion protruding therefrom, the method comprising the step of:making a first fitting portion provided in a cover member having the puncturing tool integrally and a second fitting portion provided in the biosensor chip fit to each other. 11. The method of manufacturing a biosensor cartridge of claim 10, wherein the first fitting portion is a fitting hole provided in the cover member, and the second fitting portion is the biosensor chip body which makes the biosensor chip fit to the fitting hole. 12. The method of manufacturing a biosensor cartridge of claim 10, wherein the first fitting portion is either a protrusion or a recess provided along an insertion direction in the cover member, and the second fitting portion is the other of a protrusion and a recess which fits to either the protrusion or the recess provided in the biosensor chip. 13. The method of manufacturing a biosensor cartridge of claim 10, wherein the biosensor chip and the puncturing tool are fixed together by joining the biosensor chip and the cover member with an adhesive. 14. The method of manufacturing a biosensor cartridge of claim 10, wherein the cover ... | National Institute of Advanced Industrial Science and Technology Sumitomo Electric Industries, Ltd. | A61B005/151 H01R043/00
US20100056894 | A1 | 2010-03-04 | Self-Cleaning Membrane for Implantable Biosensors | 2009-05-01 | The present disclosure relates, according to some embodiments, to compositions, devices, systems, and methods including and/or for preparing and/or using a thermoresponsive nanocomposite hydrogel. In some embodiments, the disclosure relates to methods of preparing a hydrogel including, for example, photochemically curing an aqueous solution of NIPAAm and copoly(dimethylsiloxane/methylvinylsiloxane) colloidal nanoparticles (˜219 nm). At temperatures above a volume phase transition temperature (VPTT) of ˜33-34° C., a hydrogel may deswell and become hydrophobic, while lowering the temperature below a VPTT may cause the hydrogel to swell and become hydrophilic. | 1. A biosensor membrane comprising a hydrogel comprising cross-linked poly(N-isopropylacrylamide) and one or more polysiloxane colloidal nanoparticles. 2. A biosensor membrane according to claim 1, wherein the biosensor membrane is contiguous. 3. A biosensor membrane according to claim 1, wherein the biosensor membrane comprises one or more pores. 4. A biosensor system comprising a photodiode and a biosensor membrane comprising a hydrogel comprising cross-linked poly(N-isopropylacrylamide) and one or more polysiloxane colloidal nanoparticles. 5. A biosensor system according to claim 4 further comprising a thermocycler and a temperature controller configured and arranged to control the temperature of the thermocycler. 6. A biosensor system according to claim 5 further comprising a display, wherein the biosensor system is configured and arranged in a wrist-watch format. 7. A biosensor system according to claim 5 further comprising an implantable piece comprising at least a portion of the biosensor membrane. 8. A biosensor system according to claim 7, wherein the implantable piece comprises a catheter. 9. A method for cleaning an implanted biosensor membrane comprising providing an implanted biosensor membrane comprising a hydrogel comprising cross-linked poly(N-isopropylacrylamide) and one or more polysiloxane colloidal nanoparticles; providing a thermocycler in thermal communication with the biosensor membrane; andcycling the temperature of the thermocycler around the volume phase transition temperature (VPTT) of the biosensor membrane. 10. A method for detecting an analyte comprising providing an implanted biosensor configured and arranged to detect an analyte, the biosensor comprising a biosensor membrane comprising a hydrogel comprising cross-linked poly(N-isopropylacrylamide) and one or more polysiloxane colloidal nanoparticles;detecting the analyte. 11. A method according to claim 10, wherein the analyte is selected from the group consisting of cholesterol, a cardiac marker, glucose, and combinations thereof. 12. A method according to claim 10 further comprising: providing a thermocycler in thermal communication with the biosensor membrane; andcycling the temperature of the thermocycler around the volume phase transition temperature (VPTT) of the biosensor membrane. 13. A material comprising: one or more polysiloxane colloidal nanoparticles; anda hydrogel comprisinga crosslinked poly(N-isopropylacrylamide) or a crosslinked copolymer of N-isopropylacrylamide, anda monomer selected from the group consisting of acrylic acid, methacrylic acid, acrylamide, and N-vinylpyrrolidone. 14. A biosensor system comprising a photodiode and a biosensor membrane comprising one or more polysiloxane colloidal nanoparticles and a hydrogel comprising cross-linked poly(N-isopropylacrylamide) and a hydrophobic and/or hydrophilic comonomer. 15. A biosensor system according to claim 14 further comprising a thermocycler and a temperature controller confi... | - | A61B005/145 G01N027/26 C08L083/04 B08B007/00
US20100076293 | A1 | 2010-03-25 | Health Monitor | 2009-11-30 | Methods and devices to detect analyte in body fluid are provided. Embodiments include enhanced analyte monitoring devices and systems. | 1. An glucose monitoring system, comprising: an analyte sensor having a portion in fluid contact with an interstitial fluid under a skin layer;an on body unit operatively coupled to the analyte sensor, the on body unit receiving analyte related signals from the analyte sensor and storing the analyte related signals in a memory until a data transfer request is received, the on body unit transmitting the analyte related signals in response to the data transfer request; anda glucose meter including a processor, the glucose meter providing the data transfer request, and further receiving the analyte related data on demand from the on body unit. 2. The system of claim 1 wherein the on body unit stores the analyte related signals in the memory without a data transmission attempt until the data transfer request is received from the glucose meter. 3. The system of claim 1 wherein the on body unit receives the data transfer request when the on body unit is in signal communication with the glucose meter. 4. The system of claim 1 wherein the on body unit transmits the analyte related signals only in response to the data transfer request. 5. The system of claim 1 wherein the glucose meter includes a memory for storing the analyte related signals received from the on body unit in response to the data transfer request. 6. The system of claim 1 wherein the analyte sensor is a glucose sensor. 7. The system of claim 1 wherein the on body unit receives the data transfer request based on radio frequency (RF) communication protocol. 8. The system of claim 1 wherein the glucose meter includes an output unit to output the received analyte related signals under the control of the processor. 9. The system of claim 8 wherein the output unit outputs an audible indicator, a visual indicator, a vibratory indicator, or one or more combinations thereof. 10. The system of claim 1 wherein the on body unit does not continuously broadcast the analyte related signals. 11. The system of claim 1 wherein the on body unit transmits a current glucose data and one or more prior glucose data in response to the data transfer request. 12. The system of claim 1 wherein the glucose meter includes a strip port to receive an in vitro test strip. 13. The system of claim 12 wherein the glucose meter outputs an indication based on a glucose measurement from a blood sample received from the in vitro test strip. 14. The system of claim 1 wherein the analyte sensor requires no system calibration. 15. The system of claim 1 wherein the analyte sensor requires no user calibration. 16. The system of claim 1 wherein the analyte sensor is automatically calibrated. 17. The system of claim 1 wherein the processor of the glucose meter performs data analysis of the analyte related signals received from the on body unit. 18. The system of claim 17 wherein processor of the glucose meter performs data analysis of the received analyte related signals based a blood glucose measurement. 19. The sy... | Abbott Diabetes Care Inc. | A61B005/145
US20100069773 | A1 | 2010-03-18 | WIRELESS PYRO/PIEZO SENSOR SYSTEM | 2009-09-11 | This document discusses, among other things, a system and method for detecting biomedical data for diagnosing sleep disorders of a patient. Biomedical data of the patient can be detected using one or more wireless sensors. The biomedical data can be processed to separate various information including respiration temperature and pressure information. The various information can be wirelessly communicated to a base station coupled to a polysomnograph (PSG) machine configured to display the information for diagnosing sleep disorders. | 1. A system for detecting biomedical data for diagnosing sleep disorders of a patient, the system comprising: a wireless sensor configured to detect the biomedical data from the patient;a wireless base station configured to wirelessly receive the biomedical data from the wireless sensor; anda polysomnograph (PSG) machine coupled to the wireless base station, the PSG machine configured to display information about the received biomedical data to a user for diagnosing sleep disorders. 2. The system of claim 1, wherein the wireless sensor is configured to produce a first output indicative of airflow temperature and to produce a second output indicative of airflow pressure. 3. The system of claim 1, including: a processor coupled to the wireless base station, the processor configured to separate inspiratory and expiratory temperature change from the biomedical data; andwherein the PSG machine is coupled to the processor and configured to display the separated inspiratory and expiratory temperature change information to the user for diagnosing sleep disorders. 4. The system of claim 3, wherein the PSG machine is configured to display the received biomedical data from the wireless sensor and the separated inspiratory and expiratory temperature change information from the processor to the user for diagnosing sleep disorders. 5. The system of claim 1, including: a processor coupled to the wireless base station, the processor configured to separate inspiratory and expiratory pressure change from the biomedical data; andwherein the PSG machine is coupled to the processor and configured to display the separated inspiratory and expiratory pressure change information to the user for diagnosing sleep disorders. 6. The system of claim 5, wherein the PSG machine is configured to display the received biomedical data from the wireless sensor and the separated inspiratory and expiratory pressure change information from the processor to the user for diagnosing sleep disorders. 7. The system of claim 1, including: a processor coupled to the wireless base station, the processor configured to separate inspiratory and expiratory temperature change from the biomedical data and to separate inspiratory and expiratory pressure change from the biomedical data; andwherein the PSG machine is coupled to the processor and configured to display the separated inspiratory and expiratory temperature change information and the separated inspiratory and expiratory pressure change information to the user for diagnosing sleep disorders. 8. The system of claim 7, wherein the PSG machine is configured to display the received biomedical data from the wireless sensor and the separated inspiratory and expiratory temperature change information and the separated inspiratory and expiratory pressure change information from the processor to the user for diagnosing sleep disorders. 9. The system of claim 1, wherein the wireless sensor includes at least one of a respiration sensor, a chest ... | Dymedix Corporation | A61B005/08
US20100105999 | A1 | 2010-04-29 | Graphical User Interface for Glucose Monitoring System | 2009-11-19 | Graphical user interfaces (GUIs) for a medical device such as a blood glucose meter, systems and methods are provided. Embodiments include GUIs in which a user may navigate between icons and select certain display outputs which summarize all or certain glucose data over particular time periods. In certain embodiments, animated icons and/or graphs and/or text summaries may be provided. | 1.-69. (canceled) 70. A portable analyte monitoring apparatus, comprising: a processor;an electronic display in communication with the processor;one or more user input features, anddigital memory comprising processor-readable code for programming the processor to generate and display a temporary user-readable output based on stored analyte data,wherein the temporary user-readable output comprises multiple icons configured for manipulation by a user using the one or more user input features, including navigation between the icons and selection among multiple configurations of the icons to produce a selected display output which summarizes all or certain analyte data over a particular time period, andwherein the selected display output comprises a scrolling word summary on a portion of the electronic display that is smaller than the complete scrolling word summary. 71. The portable analyte monitoring apparatus of claim 70, wherein the analyte is glucose. 72. The portable analyte monitoring apparatus of claim 70, wherein the electronic display is a liquid crystal display (LCD). 73. The portable analyte monitoring apparatus of claim 70, wherein the one or more user input features comprise one or more input buttons. 74. The portable analyte monitoring apparatus of claim 73, wherein the one or more input buttons are one or more touch screen buttons. 75. The portable analyte monitoring apparatus of claim 70, wherein the one or more user input features comprise a microphone. 76. The portable analyte monitoring apparatus of claim 70, further comprising a test strip receptacle configured to provide to the processor one or more signals indicative of an analyte concentration in a sample received at the test strip receptacle. 77. The portable analyte monitoring apparatus of claim 70, wherein the processor is configured to generate and display one or more feedback messages, icons or both, in connection with one or more analyte measurements. 78. The portable analyte monitoring apparatus of claim 70, wherein the analyte is glucose and the processor is configured to generate and display a notification of an analyte measurement above or below a selected target range. 79. The portable analyte monitoring apparatus of claim 70, wherein the analyte is glucose and the processor is configured to generate and display a notification of a hypoglycemic event and a reminder to test again after a predetermined time period. 80. The portable analyte monitoring apparatus of claim 70, wherein the processor is configured to generate a reminder to conduct an activity following a user-selected period of time. 81. The portable analyte monitoring apparatus of claim 80, wherein the reminder is an alarm. 82. The portable analyte monitoring apparatus of claim 80, wherein the activity is analyte testing, a meal, exercise, or insulin dosing. 83. A portable analyte monitoring apparatus, comprising: a processor;an electronic display in communication with the processor;one or mo... | Abbott Diabetes Care Inc. | A61B005/145
US20100063368 | A1 | 2010-03-11 | Computational system and method for memory modification | 2009-08-31 | Systems and methods are described relating to accepting an indication of memory-dampening agent use and altering an artificial sensory experience to modify at least one effect of the memory-dampening agent. | 1. A system, comprising: means for accepting an indication of memory-dampening agent use; andmeans for altering an artificial sensory experience to modify at least one effect of the memory-dampening agent. 2. The system of claim 1, wherein the means for accepting an indication of memory-dampening agent use comprises: means for accepting an identification of at least one memory-dampening agent prescribed for the individual. 3. The system of claim 1, wherein the means for accepting an indication of memory-dampening agent use comprises: means for accepting a memory-dampening agent time schedule. 4. The system of claim 1, wherein the means for accepting an indication of memory-dampening agent use comprises: means for accepting a memory-dampening agent delivery type schedule. 5. The system of claim 1, wherein the means for accepting an indication of memory-dampening agent use comprises: means for accepting a memory-dampening agent delivery dosage administration schedule. 6. The system of claim 1, wherein the means for accepting an indication of memory-dampening agent use comprises: means for accepting a memory-dampening agent loading dose. 7. The system of claim 1, wherein the means for accepting an indication of memory-dampening agent use comprises: means for accepting an analysis at least one of sweat, blood, breath, heart rate, brain activity, respiration, or voice quality to detect the at least one indication of memory-dampening agent use. 8. The system of claim 7, wherein the means for accepting an analysis at least one of sweat, blood, breath, heart rate, brain activity, respiration, or voice quality to detect the at least one indication of memory-dampening agent use comprises: means for accepting an analysis of brain activity using at least one of near infra-red imaging, EEG, magnetoencephalography, functional magnetic resonance imaging, or computer-aided tomography. 9. The system of claim 1, wherein the means for accepting an indication of memory-dampening agent use comprises: means for detecting a concentration of the memory-dampening agent. 10. The system of claim 1 wherein the means for accepting an indication of memory-dampening agent use comprises: means for comparing a measured value of the memory-dampening agent in the individual to a stored baseline value of the memory-dampening agent for the individual to identify a differential indicative of memory-dampening agent use. 11. The system of claim 1, wherein the means for accepting an indication of memory-dampening agent use comprises: means for accepting an indication of a prescribed medication. 12. The system of claim 1, wherein the means for altering an artificial sensory experience to modify at least one effect of the memory-dampening agent comprises: means for altering access to at least a portion of the at least one artificial sensory experience. 13. The system of claim 12 wherein the means for altering access to at least a portion of the at least one artificial sensory ... | Searete LLC, a limited liability corporation | A61B005/00 A61M021/00
US20100076299 | A1 | 2010-03-25 | Inducing Desirable Temperature Effects On Body Tissue Using Alternate Energy Sources | 2009-09-22 | A system for inducing desirable temperature effects on body tissue, the body tissue being disposed about a lumen. The system includes an elongate catheter having a proximal end and a distal end with an axis therebetween with an energy delivery portion for transmission of energy. A tissue analyzer configured to characterize the body tissue in the lumen proximate the energy delivery portion and an energy source coupled to the energy delivery portion transmitting tissue treatment energy, wherein the energy is non-RF energy. A processor coupled to the tissue analyzer and energy source, the processor configured to determine an appropriate treatment energy for the characterized body tissue so as to mildly heat the body tissue with the energy delivery portion without ablating. | 1. A system for inducing desirable temperature effects on body tissue, the body tissue being disposed about a lumen, the system comprising: an elongate catheter having a proximal end and a distal end with an axis therebetween, the catheter having an energy delivery portion for transmission of energy;a tissue analyzer configured to characterize the body tissue in the lumen proximate the energy delivery portion;an energy source coupled to the energy delivery portion transmitting tissue treatment energy, wherein the energy is non-RF energy; anda processor coupled to the tissue analyzer and energy source, the processor configured to determine an appropriate treatment energy for the characterized body tissue so as to mildly heat the body tissue with the energy delivery portion without ablating. 2. The system of claim 1, wherein the energy source comprises a laser energy source. 3. The system of claim 2, wherein the energy delivery portion comprises at least one radially oriented window coupled to at least one optical conduit extending between the proximal end of the catheter and the at least one window for transmission of laser energy to the body tissue from the laser energy source. 4. The system of claim 1, wherein the energy source is an ultrasound energy source. 5. The system of claim 4, wherein the energy delivery portion comprises at least one ultrasound transducer configured to deliver ultrasound energy to the body tissue. 6. The system of claim 4, wherein the frequency of the energy is between 1 kHz to 20 MHz. 7. The system of claim 1, wherein the energy source is a microwave energy source. 8. The system of claim 7, wherein the energy delivery portion comprises at least one microwave antenna configured to deliver microwave energy to the body tissue. 9. The system of claim 1, wherein the processor has predetermined treatment energy characteristics suitable for mildly heating different characterized materials. 10. The system of claim 1, wherein the processor is configured to adjust the treatment energy in response to feedback from the tissue analyzer during heating of the body tissue. 11. The system of claim 1, wherein the tissue analyzer comprises an optical coherence tomographer coupled to at least one optical conduit extending between the proximal end of the catheter and at least one radially oriented window, the tomographer generating image signals from imaging light from the body tissue so as to characterize the body tissue, the imaging light transmitted through the at least one window. 12. A method for inducing desirable temperature effects on body tissue within a body lumen, the method comprising: positioning an energy delivery portion of a catheter within the lumen adjacent the tissue to be heated;characterizing the tissue in the lumen proximate the energy delivery portion using a tissue analyzer;determining an appropriate treatment energy for the characterized tissue using a processor coupled to the tissue analyzer;energizing ... | Minnow Medical, Inc. | A61N007/02 A61B018/20 A61B018/24 A61B018/18 A61B006/00 A61B005/055
US20100063367 | A1 | 2010-03-11 | VITAL SIGN MONITOR UTILIZING HISTORIC PATIENT DATA | 2009-09-24 | A vital sign monitoring system that can be used with multiple patients and utilizes historic patient data information for the patient to optimize the process of obtaining current vital sign measurements. Each patient is identified with a unique patient identification device that is automatically detected by the vital sign monitor. The vital sign monitor communicates with a medical records database and obtains historic patient data information for the patient identified by the patient identification device. The historic patient data information can be utilized by the vital sign monitor to set alarm limits for the vital sign measurements and automatically control the operation of an NIBP monitor for the specific patient. | 1. A system for collecting vital sign measurements from one or more patients, the system comprising: a vital sign monitor operable to obtain current vital sign measurements from each of the patients;a means for obtaining patient identification information from the patient and providing the patient identification information to the vital sign monitor; anda communication means for retrieving historic patient data information for the patient identified by the patient identification information,wherein the operation of the vital sign monitor is adjusted based upon the historic patient data information retrieved for the patient. 2. The system of claim 1 wherein the patient identification information is detected automatically. 3. The system of claim 2 wherein the communication means comprises a unique bar code associated with each of the patients and a bar code reader associated with the vital sign monitor. 4. The system of claim 2 wherein the communication means comprises a unique radio frequency identification tag associated with each of the patients and a radio frequency receiver associated with the vital sign monitor. 5. The system of claim 1 wherein the vital sign monitor includes at least a blood pressure sensor for obtaining the blood pressure and heart rate of the patient. 6. The system of claim 5 wherein the blood pressure sensor comprises an inflatable and deflatable non-invasive blood pressure cuff arranged to be worn around a limb of the patient and operatively connected to the vital sign monitor to provide blood pressure measurement data to the vital sign monitor. 7. The system of claim 5 wherein the vital sign monitor includes at least a pulse oximeter sensor for obtaining the oxygen saturation and heart rate of the patient. 8. The system of claim 5 wherein the vital sign monitor includes at least a temperature sensor for obtaining the temperature of each patient and a heart rate monitor for obtaining the heart rate of each patient. 9. The system of claim 1 further comprising a medical records database for storing the historic patient data measurements obtained from each of the patients, wherein the communication means is operable to download the current vital sign measurements obtained from the patient to the medical records database and retrieve the historic patient data measurements for each of the patients from the medical records database. 10. The system of claim 9 wherein the historic patient data measurements are retrieved from the medical records database based upon the patient identification information obtained from the patient. 11. The system of claim 9 wherein the vital sign monitor controls the method of analyzing the data from at least one of a blood pressure sensor, a pulse oximeter sensor or a temperature sensor based upon the historic patient data measurements and demographic data retrieved from the medical records database for the patient 12. The system of claim 10 wherein the communication means communicates ... | GENERAL ELECTRIC COMPANY | A61B005/1455 A61B005/02
US20100076295 | A1 | 2010-03-25 | ELECTRODE SET FOR A PATIENT MONITORING DEVICE | 2008-09-24 | An electrode set is disclosed herein. The electrode set includes a base comprising an insulating material, and a plurality of electrodes disposed on the base. The electrodes comprise a generally exposed conductive material. The electrode set also includes a plurality of conductors disposed on the base. The conductors comprise a generally insulated conductive material, and are each connected to one of the electrodes. The electrodes are positioned on the base relative to each other so that they can be collectively placed on specific portions of a patient's anatomy. | 1. An electrode set comprising: a base comprising an insulating material;a plurality of electrodes disposed on the base, said plurality of electrodes comprising a generally exposed conductive material; anda plurality of conductors disposed on the base, said plurality of conductors comprising a generally insulated conductive material, each of said plurality of conductors being connected to one of said plurality of electrodes;wherein said plurality of electrodes are positioned on the base relative to each other such that they can be collectively placed on specific portions of a patient's anatomy. 2. The electrode set of claim 1, further comprising an electrode positioning feature defined by the base. 3. The electrode set of claim 1, further comprising an electrode alignment feature disposed on the base. 4. The electrode set of claim 1, further comprising a perforated section defined by the base, said perforated section configured to facilitate the separation of one of the plurality of electrodes from the other of the plurality of electrodes such that said one of the plurality of electrodes can be secured to a remotely located portion of a patient's anatomy. 5. The electrode set of claim 1, wherein said plurality of electrodes are printed or etched onto the base. 6. The electrode set of claim 1, further comprising a liner secured to one of the plurality of electrodes. 7. The electrode set of claim 6, further comprising a conductive gel disposed between said liner and said one of the plurality of electrodes. 8. The electrode set of claim 1, wherein the electrode set is disposable. 9. The electrode set of claim 1, wherein said plurality of electrodes comprise one or more electrodes adapted for use exclusively with a specific patient size such that said plurality of electrodes can accommodate multiple patient sizes. 10. An electrocardiograph system comprising: a controller configured to monitor cardiac electrical activity; andan electrode set connected to the controller comprising: a base comprising an insulating material;a plurality of electrocardiograph electrodes disposed on the base, said plurality of electrocardiograph electrodes comprising a generally exposed conductive material; anda plurality of conductors disposed on the base, said plurality of conductors comprising a generally insulated conductive material, each of said plurality of conductors being connected to one of said plurality of electrocardiograph electrodes. 11. The electrocardiograph system of claim 10, wherein said plurality of electrocardiograph electrodes are positioned on the base relative to each other such that they can be collectively placed on specific portions of a patient's anatomy. 12. The electrocardiograph system of claim 11, wherein said plurality of electrocardiograph electrodes comprise one or more electrodes adapted for use exclusively with a specific patient size such that said plurality of electrocardiograph electrodes can accommodate multiple patient s... | GENERAL ELECTRIC COMPANY | A61B005/0408
US07693561 | B2 | 2010-04-06 | Method and device for determining the concentration of a substance in body liquid | 2001-03-06 | For measuring the concentration of a substance in body fluid, such as the glucose level in blood or tissue, a strip electrode (18) and a ring electrode (19) are arranged at the specimen. The ring electrode (19) is in direct electrical contact with the specimen while the strip electrode (18) is electrically insulated therefrom. The strip electrode (18) is arranged parallel to an arm or a leg for obtaining a large interaction length. The electrodes (18, 19) form a capacitor in a resonant circuit. A modulated voltage in the MHz range close to or at the resonance frequency is applied to the electrodes and the response of the body fluid is measured. This design allows a measurement of high accuracy. | 1. A method for determining a concentration of glucose in at least one of an in-vitro and in-viva specimen containing body liquid, the method comprising: arranging a first electrode at said specimen, wherein the first electrode is electrically insulated from the specimen by a cover layer, and wherein the first electrode is arranged on a first side of a electrically insulating substrate between the substrate and the cover layer;applying a modulated electrical voltage to the first electrode for generating a modulated field in the specimen; andmeasuring at least one parameter depending on a response of the specimen to the field and determining the concentration therefrom,wherein the first electrode forms part of a resonant circuit having a resonance frequency and wherein the resonant circuit is operated substantially at the resonance frequency. 2. The method of claim 1 comprising the step of arranging a second electrode at said specimen, wherein the modulated electrical voltage is applied between the first and the second electrode. 3. The method of claim 2 wherein the second electrode is in electric contact with the body liquid in the specimen. 4. The method of claim 1 further comprising the step of measuring a temperature of the specimen and using the temperature to determine the concentration. 5. The method of claim 1 wherein the modulated electrical voltage is a sine voltage. 6. The method of claim 1 wherein the modulated electrical voltage has a frequency between 10 MHz and 2 GHz. 7. The method of claim 6 wherein the modulated electrical voltage has a frequency between 20 MHz and 70 MHz. 8. The method of claim 1 wherein the parameter depends on the electrical impedance at the first electrode. 9. The method of claim 1 wherein the response of the specimen is measured by measuring a signal reflected from the first electrode. 10. The method of claim 1 wherein an antenna electrode is arranged at the specimen in proximity to the first electrode and wherein the response of the specimen is measured by measuring a signal transmitted from the first electrode to the antenna electrode. 11. The method of claim 1 wherein the specimen is a living body. 12. The method of claim 1 comprising the step of using calibration data to convert the parameter to the concentration. 13. The method of claim 1 wherein the resonant circuit is at least part of a tank circuit of an active oscillator and wherein the parameter is at least one of an amplitude and a frequency of a signal generated by the oscillator. 14. The method of claim 1 wherein the modulated voltage is frequency sweeped from a frequency below the resonance frequency to a frequency above the resonance frequency, and wherein the parameter is at least one of a signal reflected to the first electrode at the resonance frequency and transmitted to an antenna electrode at the resonance frequency. 15. A device for determining a concentration of glucose in at least one of an in-vitro and in-vivo specimen c... | Solianis Holding AG | A61B005/00
US07672705 | B2 | 2010-03-02 | Weighted surface-to-surface mapping | 2004-07-19 | A displacement of a lesion within a patient is determined for the purpose of administering radiation treatment by generating sets of surface elements from three-dimensional images of the lesion taken at different times. Weights are assigned to the surface elements, and based on weights and the proximity of corresponding elements in one set to elements in another set, a displacement is determined. | 1. A method for determining a shift for aligning temporally displaced images of a lesion entirely within a patient for the purpose of administering radiation treatment to the lesion, the method comprising the steps of: (a) generating a first set of one or more surface elements from a first three-dimensional image of at least a portion of the lesion taken at a first time;(b) generating a second set of one or more surface elements from a second three-dimensional image of at least a portion of the lesion taken at a second time;(c) assigning a weight to (i) one or more of the first set of surface elements, and (ii) one or more of the second set of surface elements, wherein the weights represent a certainty that a surface element represents an edge boundary of the lesion;(d) mapping one or more of the weighted surface elements of the first set to corresponding weighted surface elements in the second set;(e) determining a proximity between one or more of the mapped surface elements;(f) determining an optimal shift for aligning the lesion in the first and second images based on the proximities between, and weights attributed to, corresponding surface elements; and(g) adjusting the patient to obtain the optimal shift. 2. The method of claim 1 wherein the optimal shift comprises rotational movement. 3. The method of claim 1 wherein the optimal shift comprises translational movement. 4. The method of claim 1 wherein the first three-dimensional image is generated using one of a CT scanner, a three-dimensional ultrasound device, a PET scanner and an MRI. 5. The method of claim 1 wherein the second three-dimensional image is generated using one of a CT scanner, a three-dimensional ultrasound device, a PET scanner and an MRI. 6. The method of claim 1 wherein the first set of surface elements comprises at least one of the group consisting of points, triangles, and lines. 7. The method of claim 1 wherein the second set of surface elements comprises at least one of the group consisting of points, triangles, and lines. 8. The method of claim 1 wherein the weights assigned to one or more of the first set of surface elements are further based at least in part on a clinical importance of an anatomical feature represented by the one or more surface elements. 9. The method of claim 8 wherein the clinical importance of the one or more surface elements is based at least in part on the proximity of an anatomical feature represented by the surface element to another anatomical structure of the patient. 10. The method of claim 1 wherein the weights assigned to one or more of the first set of surface elements are further based at least in part on a density of the one or more surface elements within an area of the first image. 11. The method of claim 1 wherein the weights assigned to one or more of the first set of surface elements are further based at least in part on an area of the one or more surface elements. 12. The method of claim 1 wherein the weights assign... | Resonant Medical, Inc. | A61B005/05
US07697972 | B2 | 2010-04-13 | Navigation system for cardiac therapies | 2003-07-14 | An image guided navigation system for navigating a region of a patient includes an imaging device, a tracking device, a controller, and a display. The imaging device generates images of the region of a patient. The tracking device tracks the location of the instrument in a region of the patient. The controller superimposes an icon representative of the instrument onto the images generated from the imaging device based upon the location of the instrument. The display displays the image with the superimposed instrument. The images and a registration process may be synchronized to a physiological event. The controller may also provide and automatically identify an optimized site to navigate the instrument to. | 1. An image guided navigation system for guiding an instrument through a region of a patient, said image guided navigation system comprising: an anatomical gating device that senses a physiological event;an imaging device that captures image data of the region of the patient in response to said physiological event;a tracking device that tracks the position of the instrument in the region of the patient;a controller in communication with said anatomical gating device, said imaging device and said tracking device to register said image data with the region of the patient in response to said physiological event, said controller further configured to register a 3-D model image to the image data and provide navigation and information of a possible path to direct the instrument through the region of the patient to an estimated optimized target site, wherein the estimated optimized target site is identified on the 3-D model image along with a real time view of an icon representing the instrument moving toward the estimated optimized target site, wherein the estimated optimized target site is based at least in part on a statistical map that suggests where instrument placement should take place depending on the pathology of the patient; anda display that displays the image data of the region of the patient with the superimposed icon of the instrument and the superimposed icon of the estimated optimized target site, such that a user knows where the estimated optimized target site is on the 3-D model image or display and can simply navigate the instrument toward this estimated optimized target site. 2. The image guided navigation system as defined in claim 1 wherein said imaging device is operable to synchronize image data in the region of the patient in response to said physiological event by capturing an image in response to said physiological event. 3. The image guided navigation system as defined in claim 1 wherein said imaging device is operable to synchronize image data in the region of the patient in response to said physiological event by sampling image data from an acquired image in response to said physiological event. 4. The image guided navigation system as defined in claim 1 wherein said imaging device is selected from a group of 2D, 3D or 4D imaging devices comprising a C-arm fluoroscopic imager, a magnetic resonance imager (MRI), a computed tomography (CT) imager, a positron emission tomography (PET) imager, an isocentric fluoroscopy imager, a bi-plane fluoroscopy imager, an ultrasound imager, a multi-slice computed tomography (MSCT) imager, a high-frequency ultrasound (HIFU) imager, an optical coherence tomography (OCT) imager, an intra-vascular ultrasound imager (IVUS), an ultrasound imager, an intra-operative CT imager, an intra-operative MRI imager, a single photon emission computer tomography (SPECT) imager, and a combination thereof. 5. The image guided navigation system as defined in claim 1 wherein said tracking device is selected... | Medtronic Navigation, Inc. | A61B005/05
US07702383 | B2 | 2010-04-20 | Methodology for automated signal morphology analysis in implantable electrotherapy and diagnostic systems | 2006-05-04 | Systems and related methods for analyzing data sensed from a device implanted in a patient, such as a cardiac pacing system. The system detects and evaluates electric signals within the patient that share a common event marker. By using algorithms and graphical presentation of the collected signals having common event markers, deviations in signals over time can be identified and evaluated in consideration of taking further action related to the patient and the implanted device. The system can also be used in conjunction with an advanced patient management system that includes a programmer or repeater capable of gathering information from the implanted device and transmitting the data to a host via a communications network for evaluation at a remote location. | 1. A method of monitoring electrical activity in a patient, the method comprising: monitoring electrical signals within the patient using an implanted device;identifying sense and pace event markers corresponding to sensed and paced events identified by the implanted device;categorizing into groups time periods of the electrical signals representing a type of event marker; andcomparing the time periods of the electrical signals within at least one of the groups to identify changes over time. 2. The method of claim 1, further comprising reporting the comparison for analysis by a physician. 3. The method of claim 2, wherein reporting the comparison includes reporting the changes over time including occurrences of values of the electrical signal being outside of a predetermined range. 4. The method of claim 1, wherein comparing the time periods includes plotting a plurality of the time periods on a graph. 5. The method of claim 4, comprising automatically evaluating information presented on the graph using the implanted device. 6. The method of claim 4, comprising automatically evaluating information presented on the graph using a device located near the patient. 7. The method of claim 4, comprising automatically evaluating information presented on the graph using a device remote from the patient. 8. The method of claim 1, further comprising analyzing the identified changes over time to determine a recommended action. 9. The method of claim 1, wherein monitoring the electrical signals includes monitoring intra-cardiac electrograms generated by an implanted cardiac rhythm management device. 10. The method of claim 9, wherein the time periods of the electrical signal include waveform data, and comprising identifying threshold deviations in the waveform data over time. 11. The method of claim 1, wherein the electrical signals originate from a signal source selected from the group consisting of a mechanical sensor, a chemical sensor, intrinsic electrical activity generated by the patient's body. 12. The method of claim 1, comprising averaging the time periods grouped for a time interval over that time interval to produce an averaged time period, and comparing the averaged time period to average time periods from previous and future occurrences of that time interval. 13. The method of claim 1, wherein comparing the time periods includes presenting analysis information in a chart format. 14. The method of claim 1, comprising monitoring consistent performance of the time periods within a group of the groups. 15. The method of claim 14, comprising providing information about how often inconsistent performance of the time periods within the group occurs. 16. The method of claim 1, comprising further categorizing the groups of the time periods based on heart rate. 17. The method of claim 1, comprising further categorizing the groups of the time periods based on blood pressure. 18. The method of claim 1, wherein the event markers include at le... | Cardiac Pacemakers, Inc. | A61B005/04
US07703323 | B2 | 2010-04-27 | Isometric exercise device | 2008-08-29 | The invention provides for a hand-held isometric exercise device comprising a handle portion and at least one load cell arranged to receive a load when the device is gripped by the handle portion and urged against the surface, the device having at least one contact portion on the underside thereof for contact with the said surface to transmit the load to the said at least one load cell. | 1. A hand-held isometric exercise device comprising a handle portion and at least one load cell arranged to receive a load when the device is gripped by the handle portion and urged against the surface, the device having at least one contact portion on the underside thereof for contact with the surface to transmit the load to the at least one load cell when the device is urged against said surface. 2. A device as claimed in claim 1, wherein the contact portion is defined by a contact member. 3. A device as claimed in claim 2, wherein the contact member comprises a contact pad. 4. A device as claimed in claim 1, wherein the contact portion presents a planar lace for contact with the surface. 5. A device as claimed in claim 1, wherein the at least one load cell is located in the region of the said underside of the device. 6. A device as claimed in claim 1, wherein the at least one load cell is located adjacent the contact portion. 7. A device as claimed in claim 1, wherein the contact portion is integral with the said at least one load cell. 8. A device as claimed in claim 1, wherein the contact portion is located to protrude beyond the under surface of the device. 9. A device as claimed in claim 1, wherein the handle portion comprises an elongate handle and the device is provided with a surface contact region at each end of, or each side of, the handle portion, wherein at least one of said surface contact regions includes the at least one contact portion. 10. A device as claimed in claim 9 wherein each surface contact region has at least one contact portion. 11. A device as claimed in claim 10 wherein both of the surface contact regions include the same number of load cells. 12. A device as claimed in claim 11, wherein the load cells and/or contact portions, are located symmetrically relative to the handle portion. 13. A device as claimed in claim 9, wherein each surface contact region is defined housing member extending from the handle portion and each including a contact portion on the under surface thereof. 14. A device as claimed in claim 1, wherein each contact portion is arranged to transmit the said load to at least two load cells. 15. A device as claimed in claim 1, wherein each load cell comprises a digital load cell. 16. A device as claimed in claim 1, wherein the handle portion is movably mounted to the device. 17. A device as claimed in claim 16, wherein the handle portion is mounted so as to be resiliently movable. 18. A device as claimed in claim 17, wherein the handle portion is resiliently mounted to the device. 19. A device as claimed in claim 16, and arranged to engage with at least one resilient member for the resilient mounting thereof. 20. A device as claimed in claim 19 and comprising an elongate handle portion each end of which is arranged to engage with the respective one of a pair of resiliently deformable members. 21. A device as claimed in claim 19 wherein the at least one resiliently deformable membe... | ENANEF Limited | A61B005/22
US07693563 | B2 | 2010-04-06 | Method for image processing and contour assessment of the heart | 2004-01-30 | One embodiment discloses a computerized method of facilitating cardiac intervention. The method may include inputting patient data and creating a computerized interactive model of a heart based on the patient data. The model may include features. The model may simulate at least one proposed cardiac intervention by adding or deleting features to the model, and determining the effects of the proposed cardiac simulation upon the entire model. Simulations may be repeated to allow the user to determine an optimal cardiac intervention. A template and/or patient specific instrument may be created from the model to use as a guide during the cardiac intervention. | 1. A method of assessing a state of human heart tissue, comprising: providing to a computer system a plurality of images of heart tissue, wherein at least one of the images comprises the heart in a substantially expanded condition, and wherein at least one of the images comprises the heart in a substantially contracted condition;creating a model of at least a portion of a wall of a left ventricle of the heart using the computer system, wherein the model comprises the left ventricle in at least an end-systolic state and an end-diastolic state;assessing a movement of one or more parts of the wall model between the end-systolic state and the end-diastolic state;assessing a transmurality of one or more parts of the wall model;comparing the movement to the transmurality to assess a ratio of recoverable heart tissue verses nonrecoverable heart tissue; andcomparing the ratio to a predetermined number to assess a state of the heart and an optimal treatment of the heart. 2. The method of claim 1, wherein the predetermined number comprises an average of a plurality of normal hearts. 3. The method of claim 1, further comprising displaying the state of the heart visually within the model. 4. The method of claim 1, further comprising displaying the state of the heart visually within the model using a color gradient. 5. The method of claim 1, further comprising matching at least one part of the wall of the model in the end-systolic state with a corresponding part of the wall of the model in the end-diastolic state. 6. The method of claim 1, further comprising matching at least one part of the wall of the model in the end-systolic state with a corresponding part of the wall of the model in the end-diastolic state using one or more normals associated with the parts. 7. The method of claim 1, further comprising determining a number of parts in which the movement of each part is greater than a range from the predetermined number. 8. The method of claim 1, further comprising: determining a number of parts in which the movement of each part is greater than a range from the predetermined number; anddividing the number of parts by a total number of parts. 9. The method of claim 1, wherein the assessed movement comprises movement towards a centerline of the heart. 10. The method of claim 1, wherein the assessed movement comprises wall thickness variation. 11. The method of claim 1, wherein at least one part with assessed movement comprises a point in the wall. 12. The method of claim 1, wherein at least one part with assessed movement comprises a plurality of points in the wall. 13. The method of claim 1, further comprising displaying the state of the heart visually with a plurality of colors, wherein the colors represent kinetic properties of at least one part. 14. The method of claim 1, further comprising displaying the state of the heart visually with a plurality of colors, wherein each of the colors represent different kinetic properties. 15. The meth... | Chase Medical, LLP | A61B005/05
US07699786 | B2 | 2010-04-20 | Electronic blood pressure monitor | 2006-04-05 | An electronic blood pressure monitor includes an activation controller for exerting control in response to a signal representative of an instruction received from a user to selectively activate a plurality of functions included in first and second function groups of the electronic blood pressure monitor. The first function group includes a measurement function provided by a blood pressure measurement unit and the second function group includes an information changing function associated with erasing a measured value or changing a set value. The activation controller includes a determining unit for determining whether the electronic blood pressure monitor is started by a specific function, and a setting unit driven by a decision made by the determining unit to set the second function group in an activatable state or an inactivatable state. | 1. An electronic blood pressure monitor comprising: a blood pressure measurement unit for measuring blood pressure;a first storage for storing resultant measurement information including data of past measurements of said blood pressure measured by said blood pressure measurement unit and condition specifying data associated with each said blood pressure for specifying a condition while measuring said blood pressure;a display for displaying the resultant measurement information;a first input device operated to input an instruction to selectively activate a plurality of functions included in a first function group and a second function group of the electronic blood pressure monitor, said first function group including a measurement function provided by said blood pressure measurement unit and a first display function displaying on said display the resultant measurement information stored in said first storage, and said second function group including an erasure function erasing said resultant measurement information stored in said first storage and a value changing function changing a value serving as a reference for said condition for measurement, said first input device further including buttons to activate both the first function group and the second function group, said buttons available to a user regardless of whether or not the electronic blood monitor is started by a specific operation associated with the second function group;a timer for counting time, wherein said condition specifying data includes data of time counted by said timer when the blood pressure monitor measures said blood pressure; andan activation controller for exerting control in response to a signal representative of said instruction received via said first input device to selectively activate said plurality of functions, wherein said activation controller includes a determining unit for determining whether the electronic blood pressure monitor is started by said specific operation associated with said second function group,a setting unit driven by a decision made by said determining unit for setting said second function group in an activatable state or an inactivatable state, andwherein said activation controller selectively activates the function corresponding to said signal, the activated function being a function included in said first function group if said signal corresponds to said first function group or the activated function being a function included in said second function group if said signal corresponds to said second function group and said setting unit also sets said second function group in said activatable state. 2. The electronic blood pressure monitor according to claim 1, wherein said setting unit sets said second function group in said activatable state if said determining unit determines that the electronic blood pressure monitor is started by said specific operation, and said setting unit sets said second function group in said inactivatable state if... | Omron Healthcare Co., Ltd. | A61B005/02
US07674232 | B2 | 2010-03-09 | Method and apparatus for penetrating tissue | 2002-12-31 | These and other objects of the present invention are achieved in a body fluid sampling system for use on a tissue site that includes a drive force generator and a penetrating member operatively coupled to the force generator. The force generator moves the member along a path out of a housing with a penetrating member exit, into the tissue site, stops in the tissue site, and withdraws out of the tissue site. The drive force generator is configured to be controlled to follow a predetermined velocity trajectory into the tissue and out of the tissue. A tissue stabilizing member is associated with the device and at least partially surrounds an impact location of the penetrating member on the tissue site. | 1. A body fluid sampling system for use on a tissue site, the system comprising: an electrically powered drive force generator;a penetrating member operatively coupled to said electrically powered drive force generator, said electrically powered drive force generator moving said penetrating member along a path out of a housing that has a penetrating member exit, into said tissue site, stopping in said tissue site, and withdrawing out of said tissue site, wherein a sample of a body of fluid flows from the tissue site and into a sample chamber;an analyte sensor associated with the penetrating member and the sample chamber, the analyte sensor measuring a value associated with the sample of the body fluid;a processor with a memory that includes stored information of (i) a distance of a penetrating member tip from a target tissue, (ii) acceleration and displacement of the penetrating member; and (iii) a start position of the penetrating, the processor using the stored information implemented to calculate depth of penetration of the penetrating member, the processor being coupled to an amplifier to modulate power from a power supply to the electrically powered drive force generator; anda tissue stabilizing member associated with the device and at least partially surrounding an impact location of the penetrating member on said tissue site. 2. A system as in claim 1, further comprising a penetrating member sensor positioned to monitor a penetrating member coupled to said electrically powered drive force generator, the penetrating member sensor configured to provide information relative to a depth of penetration of a penetrating member through a skin surface. 3. The system of claim 2, wherein the depth of penetration is about 100 to 2500 microns. 4. The system of claim 2, wherein the depth of penetration is 500 to 750 microns. 5. The system of claim 2, wherein the depth of penetration is no more than about 1000 microns beyond a stratum corneum thickness of a skin surface. 6. The system of claim 2, wherein the depth of penetration is no more than about 500 microns beyond a stratum corneum thickness of a skin surface. 7. The system of claim 2, wherein the depth of penetration is no more than about 300 microns beyond a stratum corneum thickness of a skin surface. 8. The system of claim 2, wherein the depth of penetration is less than a sum of a stratum corneum thickness of a skin surface and 400 microns. 9. The system of claim 2, wherein the penetrating member sensor is further configured to provide an indication of velocity of a penetrating member. 10. The system of claim 2, wherein the penetrating member sensor is coupled to a processor with control instructions for the electrically powered drive force generator. 11. The system of claim 10, wherein the processor includes a memory for storage and retrieval of a set of penetrating member profiles utilized with the electrically powered drive force generator. 12. The system of claim 10, wherein the ... | Pelikan Technologies, Inc. | A61B005/00
US08130095 | B2 | 2012-03-06 | Health-related signaling via wearable items | 2008-08-27 | Systems and methods are described for configuring and using displays, speakers, or other output devices positioned by an article of clothing or other such structure wearable by a healthcare recipient, for example, in a clinic or residential care facility. | 1. A system comprising: first means for receiving a wireless signal;second means for presenting at least some health-related information in a vicinity of a healthcare recipient responsive to the wireless signal;wearable means for positioning the first means and the second means in relation to the healthcare recipient; andmeans for including at least some medical history data in the health-related information. 2. A system comprising: a positioning structure configured to be worn by a healthcare recipient;a receiver supported by the positioning structure and configured to receive a wireless signal;a user interaction device supported by the positioning structure and configured to present at least some health-related information in a vicinity of the healthcare recipient responsive to the wireless signal; andcircuitry for including at least some medical history data in the health-related information. 3. The system of claim 2, further comprising: a stationary module operable for transmitting the wireless signal to the receiver. 4. The system of claim 2, further comprising: circuitry for causing a notification to be routed at least to the user interaction device. 5. The system of claim 2, further comprising: circuitry for invoking one or more output devices selected in response to a configuration parameter and to the wireless signal. 6. The system of claim 2, further comprising: circuitry for including at least some real-time data in the health-related information. 7. The system of claim 2, further comprising: circuitry for signaling at least a clot-reducing agent in response to an apparent circulatory degradation. 8. The system of claim 2, further comprising: circuitry for transmitting data indicating one or more concentrations of a nutrient or medication. 9. The system of claim 2, further comprising: circuitry for detecting thermal data. 10. The system of claim 2, further comprising: an accelerometer supported by the positioning structure. 11. The system of claim 2, further comprising: a proximity sensor supported by the positioning structure. 12. The system of claim 2, further comprising: one or more sensors adjacent a body part of the healthcare recipient. 13. The system of claim 2, further comprising: a sensor supported by the positioning structure; andcircuitry for recognizing a pattern in data from the sensor. 14. The system of claim 13, further comprising: circuitry for detecting one or more indications of normalcy in the data from the sensor. 15. The system of claim 13, further comprising: circuitry for indicating one or more conditional notifications responsive to the data from the sensor. 16. The system of claim 13, further comprising: circuitry for performing a comparison using an updated normalcy threshold. 17. The system of claim 2, in which the positioning structure comprises: clothing. 18. The system of claim 2, in which the positioning structure comprises: one or more of a cuff, a sleeve, or a wristband. 19. The system... | The Invention Science Fund I, LLC | G08B001/08
US08197406 | B2 | 2012-06-12 | Device and method for measuring a property of living tissue | 2004-02-10 | A device for measuring the glucose level in living tissue has electrodes (5, 6) for being brought into contact with the specimen and a voltage-controlled oscillator (31) as a signal source for generating an AC voltage in a given frequency range. The AC voltage is applied to the electrodes (5, 6). A voltage over the electrodes is fed to a processing circuitry (37, 38), which converts it to the glucose level using calibration data. The voltage-controlled oscillator (31) has a symmetric design with adjustable gain for generating signals in a large frequency range with low distortions at a low supply voltage. The processing circuit comprises a simple rectifier network with software-based correction. The electrodes (5, 6) are of asymmetric design and optimized for biological compatibility. | 1. A device for measuring a property of living tissue, in particular a glucose level of the tissue, said device comprising an electrode arrangement for application to the tissue,a signal source for generating an AC voltage at a series of frequencies in a given frequency range to be applied to said electrode arrangement, andprocessing circuitry comprisingmeasuring means for measuring a series of measurement values at the series of frequencies, each measurement value depending on dielectric properties of the tissue at one frequency,fitting means for fitting a function M(f, b0, . . . , bK) with parameters b0 to bK to the measurement values at their given frequencies, or to values derived from the measurement values at their given frequencies, and determining the parameters b0 to bK thereby, andmeans for using at least part of the parameters b0 to bK for determining said property,wherein said processing circuitry comprises a measuring circuit having a first input for an input value dependent on said property and on said AC voltage and a second input for an input value dependent on said AC voltage but substantially independent of said property, wherein said measurement values are derived from a ratio between said first and said second input value. 2. A device for measuring a property of living tissue, in particular a glucose level of the tissue, said device comprising an electrode arrangement for application to the tissue,a signal source for generating an AC voltage at a series of frequencies in a given frequency range to be applied to said electrode arrangement, andprocessing circuitry comprisingmeasuring means for measuring a series of measurement values at the series of frequencies, each measurement value depending on dielectric properties of the tissue at one frequency,fitting means for fitting a function M(f, b0, . . . , bK) with parameters b0 to bK to the measurement values at their given frequencies, or to values derived from the measurement values at their given frequencies, and determining the parameters b0 to bK thereby, andmeans for using at least part of the parameters b0 to bK for determining said property,wherein said function M(f, b0, . . . , bK) is of the form M(f, b0, . . . , bK)=b0+b1·f+ . . . +b3·fR,in particular with R=3. 3. A device for measuring a property of living tissue, in particular a glucose level of the tissue, said device comprising an electrode arrangement for application to the tissue,a signal source for generating an AC voltage at a series of frequencies in a given frequency range to be applied to said electrode arrangement, andprocessing circuitry comprisingmeasuring means for measuring a series of measurement values at the series of frequencies, each measurement value depending on dielectric properties of the tissue at one frequency,fitting means for fitting a function M(f, b0, . . . , bK) with parameters b0 to bK to the measurement values at their given frequencies, or to values derived from the measurement values... | Biovotion AG | A61B005/00 A61B005/05
US08280520 | B2 | 2012-10-02 | Systems configured to locate a photonic device disposed in a living subject, and related apparatuses and methods | 2008-12-15 | In an embodiment, a system includes a biocompatible photonic device configured for disposal within a living subject and a location-indicating aid associated with the photonic device. The location-indicating aid is configured to facilitate locating the biocompatible photonic device within the living subject. Related apparatuses and methods of use are also disclosed. | 1. A method, comprising: receiving one or more optical signals reflected from a retroreflector positioned at least proximate to an optical-electrical converter disposed within a living subject and transmitted from the living subject, wherein the one or more optical signals are indicative of a location of the optical-electrical converter;targeting the optical-electrical converter disposed within the living subject based at least partially on information associated with the one or more optical signals; andtransmitting one or more optical power signals transdermally into the living subject and to the targeted optical-electrical converter. 2. The method of claim 1, wherein targeting an optical-electrical converter disposed within the living subject based at least partially on information associated with the one or more optical signals includes aiming an optical power source configured to output the one or more optical power signals at the optical-electrical converter. 3. The method of claim 1, wherein transmitting one or more optical power signals transdermally into the living subject and to the targeted optical-electrical converter includes transmitting the one or more optical power signals at a target positioned at least proximate to the living subject. 4. The method of claim 3, wherein transmitting the one or more optical power signals at a target positioned at least proximate to the living subject includes transmitting the one or more optical power signals at one or more indicia positioned on or below skin of the living subject. 5. The method of claim 3, wherein transmitting the one or more optical power signals at a target positioned at least proximate to the living subject includes transmitting the one or more optical power signals at a target positioned on clothing worn by the living subject. 6. A method, comprising: transmitting one or more first signals to a living subject includes transmitting one or more optical signals to the living subject; andresponsive to the transmitting, receiving one or more second signals transmitted from the living subject indicative of a location of a photonic device disposed within the living subject, the one or more second signals including at least one of the one or more optical signals reflected from a retroreflector positioned at least proximate to the photonic device. 7. The method of claim 6, wherein transmitting one or more first signals to a living subject includes transmitting the one or more first signals transdermally into the living subject. 8. The method of claim 6, wherein receiving one or more second signals transmitted from the living subject indicative of a location of a photonic device disposed within the living subject includes receiving the one or more second signals transmitted transdermally out of the living subject. 9. The method of claim 6, wherein receiving one or more second signals transmitted from the living subject indicative of a location of a photonic device disposed within... | The Invention Science Fund I, LLC | A61N001/00
US08372104 | B2 | 2013-02-12 | Lancet for blood collection and puncture needle unit | 2009-12-22 | A lancet having a slider with a puncture needle holding mechanism at one end thereof, and having a cam ring with a continuous cam groove, rotatable about a support shaft, and with a cam ring claw and an anti-return claw restricting the rotation. The lancet also having a ring spring applying a force to rotate the cam ring, having a rotatable stopper arm holding and releasing the rotation of the cam ring, and having a rotatable ratchet restricting the direction of rotation of the cam ring. A puncture needle unit including a puncture needle body integrally molded with a protrusion fitted to the lancet, a rotation stop rib, a puncture needle, and a puncture needle cap lightly pressed into the puncture needle body. | 1. A lancet for puncturing a human body to collect bodily fluids from the human body, comprising: a puncture needle;a slider which is able to hold said puncture needle at one end, and is reversibly slidable in a linear direction so that a puncture operation by said puncture needle is carried out;a cam ring which is flat-shaped and rotatable about an axis thereof, has a cam groove that is engaged with a cam follower provided on the slider within a rotation plane of the cam ring, and slides the slider by the rotation of the cam ring;an elastic force application member for applying a rotation force in a predetermined direction to the cam ring to slide the slider in a puncture direction;a stopper arm for stopping the rotation of the cam ring to which a force is applied by the elastic force application member, or releasing the stopping; andan anti-reverse-rotation mechanism which is implemented by a ratchet mechanism for preventing reverse rotation of the cam ring after the puncture operation. 2. A lancet as defined in claim 1 wherein said anti-reverse-rotation mechanism releases the stopping of rotation of the cam ring to which a force is applied by the elastic force application member, by the releasing operation of the stopper arm; andwhen the slider moves with the rotation of the cam ring and thereby a puncture operation is carried out and then the slider moves in a direction that goes apart from the puncture direction with further rotation of the cam ring, the anti-reverse-rotation mechanism restricts the rotation of the cam ring in one direction so as to prevent the slider from moving in the puncture direction again. 3. A lancet as defined in claim 1 wherein said stopper arm has a stopper claw that contacts a cam ring claw of the cam ring, in a puncture-ready position where said puncture needle is backed off into the lancet, and a rotation force applied to the cam ring by the elastic force application member is active;when the stopper arm is pressed and rotated in the above-mentioned state, the contact of the stopper claw of the stopper arm and the cam ring claw is released, whereby the cam ring rotates in a predetermined position; andwhen the slider slides in the puncture direction by the rotation of the cam ring and thereby the cam ring rotates exceeding a maximum protrusion position of said puncture needle, an anti-reverse claw of the cam ring passes over a ratchet claw of the ratchet mechanism while bending the ratchet mechanism, and catches the ratchet claw to prevent the cam ring from rotating in the opposite direction. 4. A lancet as defined in claim 1 wherein said stopper arm has a stopper for restricting an amount of rotation of the stopper arm toward the cam ring; andsaid ratchet mechanism has a stopper for restricting an amount of rotation of the ratchet toward the cam ring. 5. A lancet as defined in claim 1 further comprising: a set ring which is rotatably provided on a same axis as the cam ring; anda force transfer mechanism for ... | Panasonic Corporation | A61B017/14
US08764668 | B2 | 2014-07-01 | Disposable blood pressure transducer and monitor interface | 2009-09-11 | A medical blood pressure transducer that provides an identifier to a monitor that conveys characteristics of the transducer. The monitor can use the information to decide whether to function, or in calibration of the system. The transducer may be part of a disposable blood pressure monitoring system, and may include two transducers closely-spaced to provide two separate but identical outputs. In this way, the transducer may be connected to both a patient monitor and a cardiac output monitor at the same time measurements from a single line can be simultaneously supplied to two separate monitoring devices (for example a patient monitor and a cardiac output monitor). The identifier for the transducer may be circuitry, specifically a resistance/capacitance (RC) combination that possesses a characteristic time constant. | 1. A disposable blood pressure transducing apparatus comprising: a housing;a first pressure-sensitive transducer mounted on the housing and configured to measure a patient's blood pressure and to convert the measured pressure to a corresponding first electrical pressure signal;an identifier including electrical circuitry configured to provide an identifier signal associated with the pressure transducing apparatus, the identifier signal identifying the pressure transducing apparatus by reaching a predetermined value within a prescribed time window; anda first electrical connector mounted on the housing and including a plurality of electrical conductors, wherein a first conductor is configured to transmit the first pressure signal and a second conductor is configured to transmit the identifier signal;wherein the first electrical connector is configured to be connectable to a monitoring instrument that receives and processes the first pressure signal and the identifier signal to determine the patient's blood pressure. 2. A disposable blood pressure transducing apparatus as defined in claim 1, wherein the identifier is mounted at least in part on the housing. 3. A disposable blood pressure transducing apparatus as defined in claim 2, wherein the electrical circuitry of the identifier includes a resistance/capacitance (RC) combination having a characteristic time constant. 4. A disposable blood pressure transducing apparatus as defined in claim 3, wherein: the blood pressure transducing apparatus further comprises a cable interface having a second electrical connector configured to be connectable to the first electrical connector; andthe identifier includes a capacitor mounted on the housing and a resistor mounted on the cable interface. 5. A disposable blood pressure transducing apparatus as defined in claim 1, wherein: the housing includes a conduit for receiving the patient's blood; andthe first pressure-sensitive transducer is mounted on the housing, in fluid communication with the conduit. 6. A disposable blood pressure transducing apparatus as defined in claim 5, wherein: the blood pressure transducing apparatus further comprises a second pressure-sensitive transducer configured to measure the patient's blood pressure and to convert the measured pressure to a corresponding second electrical pressure signal;the second pressure-sensitive transducer is mounted on the housing, in fluid communication with the conduit, at a location spaced apart from the first pressure-sensitive transducer; andthe first electrical connector further includes a third conductor configured to transmit the second pressure signal. 7. A disposable blood pressure transducing apparatus as defined in claim 6, and further comprising: a first cable configured to transmit the first pressure signal; anda second cable configured to transmit the second pressure signal;wherein the first and second cables are configured to be connectable to separate monitoring instruments. | Edwards Lifesciences Corporation | A61B005/021 A61B005/0205 A61B005/022 A61B005/023 A61B005/0235 A61B005/029
US08371177 | B2 | 2013-02-12 | Tendon tension sensor | 2008-09-30 | A tendon tension sensor that has particular application for measuring tension on a tendon employed in a robotic arm. The tension sensor includes an elastic element having a curved channel through which the tendon is threaded. The elastic element also includes a center portion on which strain gauges are mounted that measure the strain on the elastic element. Tension on the tendon causes the center portion of the elastic element to flex or bend, which is measured by the strain gauges providing an indication of the tension in the tendon. | 1. A tendon tension sensor comprising: a first end portion including a first curved channel;a second end portion including a second curved channel;a narrow center portion coupled to and between the first and second end portions; andat least one strain gauge mounted to the center portion, wherein the first and second curved channels are operable to accept a continuous length of a tendon such that tension on the tendon causes the center portion to flex which can be measured by the at least one strain gauge. 2. The tension sensor according to claim 1 wherein the first and second end portions have a general rounded configuration. 3. The tension sensor according to claim 1 wherein the first and second end portions have a general square configuration. 4. The tension sensor according to claim 1 wherein the at least one strain gauge is a first strain gauge mounted on one side of the center portion and a second strain gauge mounted on an opposite side of the center portion. 5. The tension sensor according to claim 1 wherein the first and second end portions and the center portion form a single piece elastic element. 6. The tension sensor according to claim 5 wherein the single piece elastic element is an aluminum element. 7. The tension sensor according to claim 1 wherein the tension sensor has a length of about 1 inch, a width of about one quarter of an inch and a height of about one quarter of an inch. 8. The tension sensor according to claim 1 wherein the tension sensor measures the tension on a tendon within a robotic arm. 9. The tension sensor according to claim 8 wherein the tendon controls a grasping force of a finger of the robotic arm. 10. A tendon tension sensor comprising: a single piece elastic element a first end portion including the first curved channel, a second end portion including a second curved channel and a narrowed middle portion coupled and between the first and second end portions; anda first strain gauge mounted to one surface of the center portion and a second strain gauge mounted to an opposing surface of the center portion, wherein the first and second curved channels accept a continuous length of a tendon such that tension on the tendon causes the center portion to flex which can be measured by the first and second strain gauges. 11. The tension sensor according to claim 10 wherein the first and second end portions have a general rounded configuration. 12. The tension sensor according to claim 10 wherein the first and second end portions have a general square configuration. 13. The tension sensor according to claim 10 wherein the single piece elastic element is an aluminum element. 14. The tension sensor according to claim 10 wherein the tension sensor has a length of about 1 inch, a width of about one quarter of an inch and a height of about one quarter of an inch. 15. The tension sensor according to claim 10 wherein the tension sensor measures the tension on a tendon within a robotic arm. 16. The tension sens... | GM Global Technology Operations LLC The United States of America as represented by the Administrator of the National Aeronautics and Space Administration | G01B005/30
US20100087883 | A1 | 2010-04-08 | INTERACTIVE FIRST AID INFORMATION SYSTEM | 2009-10-16 | In general, the invention is directed to techniques for determining appropriate first aid and applying first aid that is appropriate. A first aid system receives patient status information from an input device or a sensor, and presents first aid information as a function of the received patient status information. The first aid system may be incorporated with an external defibrillator. The first aid system may acquire patient status information through an interaction with an operator, in which the first aid system asks the operator to supply patient status information. In one embodiment of the invention, the operator may supply patient status information by touching a diagram representing at least a portion of a human body. | 1. A medical device comprising: an electrical source to generate electrotherapy;at least two electrodes coupleable to the electrical source to deliver the electrotherapy to a patient; andat least one output device to present first aid information distinct from information about delivering electrotherapy. 2. The medical device of claim 1, in which the electrotherapy comprises defibrillation therapy. 3. The medical device of claim 1, in which the output device comprises at least one of a touch screen, an LCD display, an LED display, an OLED display, a CRT display, an electroluminescent display, a plasma display, or a synthetic speech module. 4. The medical device of claim 1, further comprising a compartment to hold a first aid supply. 5. The medical device of claim 1, further comprising an input device to receive patient status information. 6. The medical device of claim 5, in which the input device comprises at least one of a touch screen, a button, a keyboard, a voice recognition module, or a pointing tool. 7. The medical device of claim 1, further comprising a sensor to receive patient status information. 8. The medical device of claim 7, in which the sensor comprises at least one of an ECG monitor, an oxygen sensor, a carbon dioxide sensor, a respiratory sensor, a blood pressure sensor, a set of electrodes, or a temperature sensor. 9. The medical device of claim 1, further comprising a communication module. 10. The medical device of claim 9, in which the communication module is configured to summon emergency medical personnel. 11. The medical device of claim 1, further comprising an alarm module to generate an alarm. 12. The medical device of claim 1, further comprising a memory to store the first aid information. 13. The medical device of claim 1, further comprising a memory to store patient status information. 14. The medical device of claim 13, wherein the at least one output device outputs the patient status information stored in the memory. 15. The medical device of claim 1, in which the first aid information comprises first aid information about chest pain. 16. A method comprising: directing a person to apply at least one defibrillation electrode to a conscious patient;measuring an electrocardiogram of the patient via the defibrillation electrode; andpresenting first aid information distinct from information about delivering electrotherapy as a function of the measurement. 17. The method of claim 16, further comprising: generating an interrogation as a function of the measurement;receiving a response to the interrogation; andpresenting the first aid information as a function of the response. 18. An medical device comprising: at least one output device; anda processor configured to direct a person to apply a defibrillation electrode to a conscious patient via the output device, measure an electrocardiogram of the patient via the defibrillation electrode, and present first aid information distinct from information about del... | Medtronic Physio-Control Corp. | A61N001/00 A61B005/00
US20100076347 | A1 | 2010-03-25 | Dynamic movement analysis system | 2008-09-25 | A movement analysis system may use a force sensing mat to record a pattern of applied force from the user's feet as the user undergoes a series of directed movements. The movements may be directed by the system through indicator lights in the mat and/or directions provided on a display screen. The user's response to these directions may be recorded and analyzed to derive indications of the best exercise regime based on the user's capabilities. | 1. a method comprising: providing a mat to sense the nature of force applied by a user's foot to a floor mat; andproviding an indicator to guide the user through a series of movements based on the nature of the force applied to the mat. 2. The method of claim 1 wherein providing an indicator includes providing a light in said mat to indicate where the user should move the user's foot. 3. The method of claim 1 wherein providing an indicator includes providing a display that also indicates the current position of the user's foot. 4. The method of claim 3 including displaying a suggested foot position. 5. The method of claim 1 including monitoring whether the user moves the user's foot to the suggested foot position, determining how long it takes the user to make the movement, and determining the pattern of force applied by the user's foot to the mat. 6. The method of claim 1 including providing a mat with a plurality of squares, each square including sensors to detect the nature of the force applied to the mat. 7. The method of claim 6 including providing said square to sense how the force is distributed across the user's foot. 8. The method of claim 1 including developing an exercise regime based on the detected ability of the user to follow a pattern of movements. 9. The method of claim 8 including providing a first routine in which the user must progress through a series of movements, measuring the user's performance in making those movements, and, based on the user's performance, providing an exercise routine to improve the user's performance. 10. The method of claim 1 including measuring the user's range of motion. 11. An apparatus comprising: a floor mat including pressure sensors to sense the nature of a force applied to the mat by a user's foot; anda controller to guide the user through a series of movements on said mat. 12. The apparatus of claim 11 including a display coupled to said controller, said controller to display an indication of the current position of the user's foot. 13. The apparatus of claim 12, said controller to further display a suggested new foot position. 14. The apparatus of claim 11, said mat to determine the distribution of weight applied by the user's foot to the mat. 15. The apparatus of claim 11 including a controller to determine a pattern of movements on said mat, to determine whether the user has made the movements to the indicated positions, and to determine how quickly the user was able to make the pattern of movements. 16. The apparatus of claim 11 including a controller to suggest a series of movements on said mat, to detect the user's ability to undertake those movements and, based on said determination, to develop an exercise routine for the user. 17. The apparatus of claim 11 including indicators in said mat to indicate where the user should place the user's feet. 18. The apparatus of claim 17 wherein said mat includes a plurality of distinct regions, each region associated with an indic... | - | A61B005/103
US20100081893 | A1 | 2010-04-01 | ACOUSTIC PALPATION USING NON-INVASIVE ULTRASOUND TECHNIQUES TO IDENTIFY AND LOCALIZE TISSUE ELICITING BIOLOGICAL RESPONSES AND TARGET TREATMENTS | 2009-09-18 | Methods and systems for identifying and spatially localizing tissues having certain physiological properties or producing certain biological responses, such as the sensation of pain, in response to the application of intense focused ultrasound (acoustic probing or palpation) are provided. In some embodiments, targeted acoustic probing may be guided or visualized using imaging techniques such as ultrasound imaging or other types of non-invasive imaging techniques. | 1. A method for probing internal body structures and tissues of a subject comprising: providing an image of a generalized target area incorporating a subject's internal body structures and tissue; selecting a plurality of localized target sites within the generalized target area for targeted acoustic palpation; applying intense focused ultrasound pulses having different acoustic doses to a first localized target site internally of the subject's external body surface; applying intense focused ultrasound pulses having different acoustic doses to additional localized target sites internally of the subject's external body surface; and spatially identifying any localized target site that produces a detectable biological response to an intense focused ultrasound pulse. 2. A method of claim 1, additionally comprising: administering a therapeutic agent to a localized target site the produces a detectable biological response to an intense focused ultrasound pulse. 3. A method of claim 1, additionally comprising: administering a therapeutic ultrasound pulse treatment to a localized target site the produces a detectable biological response to an intense focused ultrasound pulse. 4. A method of claim 1, comprising applying intense focused ultrasound pulses to localized target sites using multiple ultrasound sources by converging multiple acoustic beams at a localized target site. 5. A method of claim 1, additionally comprising providing an instrument to the subject that allows the subject to indicate sensations perceived in response to intense focused ultrasound pulses and recording the sensations perceived by the subject during probing. 6. A method of claim 1, additionally comprising performing a diagnostic operation at a localized target site that produced a detectable biological response to an intense focused ultrasound pulse. 7. A method of claim 1, wherein the biological response detected and monitored by evaluating a change in at least one of the following physiological parameters following application of an intense focused ultrasound pulse: respiration, heart rate, overall body temperature, tissue temperature at the target site, electrical heart activity, blood flow velocity, blood pressure, intracranial pressure (ICP), blood flow-related irregularities, electrical brain activity, skin conductance or impedance, and blood oxygen composition or partial pressure (pO2, pCO2). 8. A method of claim 1, additionally comprising selecting from among a plurality of predetermined routines for applying intense focused ultrasound pulses having different acoustic doses to a localized target site. 9. A method for evaluating a subject's pain sensitivity comprising: sequentially administering a plurality of intense focused ultrasound pulses having progressively increasing acoustic doses to a localized target site internally of a subject's external body surface until a biological response is detected or a predetermined threshold acoustic dose is achieved; and id... | PHYSIOSONICS, INC. UNIVERSITY OF WASHINGTON | A61B005/00 A61N007/00 A61B008/14
US20100099956 | A1 | 2010-04-22 | Wireless Device and Method for Secure Auto Transfer of Medical Device Information to a Network of Wireless and Non-Wireless Devices | 2009-10-13 | A medical system includes a meter adapted for taking biometric measurements. A wireless communication module is associated with the meter for transmitting data representing the measurements. Collector devices are adapted to receive the data when a connection is available, process the data and transmit the data to a server. The server may be a HIPAA compliant server. | 1. A medical device for taking biometric measurements, comprising: a medical meter adapted for taking biometric measurements from a user; and,a wireless communication module associated with the medical meter for wireless transmission of data representing biometric measurements taken by the medical device. 2. The medical device according to claim 1, wherein said wireless communication module is programmed for connecting wirelessly to a network. 3. The medical device according to claim 2, wherein said wireless communication module is programmed for connecting to said network when signaling is established after a period of time of no signal availability. 4. The medical device according to claim 1, wherein said wireless communication module is programmed for uploading and storing data representing biometric measurements until a wireless network signal becomes available, and for transmitting the data when the network signal becomes available. 5. The medical device according to claim 1, wherein said wireless communication module is programmed for transmitting said data automatically without user interaction. 6. The medical device according to claim 1, wherein the wireless communication module is programmed for transmitting data representing biometric measurements to network elements in a system, or directly to, or from network elements to a device associated with an interested third party. 7. A method of obtaining and transmitting data representative of biometric measurements from a user, comprising: obtaining biometric measurements from a user through the use of a medical meter;uploading the biometric measurements as data representative of said measurements into a wireless communication module associated with the medical meter; and,wirelessly transmitting said data to a network. 8. The method of claim 7, further comprising searching for a wireless network with said wireless communication module when a network is not available, and connecting and transmitting said data to a network when one becomes available. 9. The method of claim 8, wherein said searching for a network when one is not available is conducted intermittently. 10. The method of claim 7, further comprising transmitting messages to a plurality of network elements or directly to, or from network elements to a device associated with an interested third party. 11. A system for collecting biometric measurements, comprising: a medical meter adapted for taking biometric measurements from a user, having a wireless communication module associated with the medical meter for wireless transmission of data representing biometric measurements taken by the medical meter;at least one collector device for receiving biometric measurements from said medical meter, and for transmitting said biometric measurements to a central server for processing, when a communications link to said server is available, and,a central server configured for receiving biometric measurements from said at least one coll... | CONFIDANT HAWAII, LLC | A61B005/00
US20100081949 | A1 | 2010-04-01 | ECG LEAD-OFF DETECTION USING PHASE SHIFT OF RECOVERED TRANSTHORACIC IMPEDANCE RESPIRATION SIGNAL | 2008-09-26 | A lead-off detector is disclosed for detection of a change of connection state of one or more of the electrical leads which are used to connect a physiological monitoring device, such as an Electrocardiogram (“ECG”) monitoring device, with the subject, e.g. patient, being monitored. The disclosed lead-off detector detects such changes rapidly and is not sensitive to electrical noise or thermal fluctuations. For example, the disclosed embodiments may detect disconnection and/or connection of one or more electrical leads and may further detect connection and/or disconnection of one or more electrical leads from the monitoring device, the subject, intervening coupling devices, or a combination thereof. In one embodiment, the disclosed lead-off detector is used in conjunction with a three lead ECG monitor with Transthoracic Impedance Respiration (“TIR”) functionality but may also be utilized with other types of physiological monitoring devices. The disclosed lead-off detector measures a phase difference between a signal transmitted to the subject and a signal received therefrom. Wherein the electrical leads are properly connected, the phase difference will be below a defined threshold. However, when one or more of the electrical leads becomes disconnected in some manner, the phase difference between the transmitted signal and the received signal will exceed the threshold. In an alternate embodiment, the clock frequency of the transmitted signal is further compared with the clock frequency of the received signal to detect transitions between the lead connection states and indicate a lead-off event so as avoid noise generated therefrom, referred to as “lead noise”, from being further processed. | 1. A method for detecting an interrupted electrical connection between a physiological monitoring device and a subject being monitored, the physiological monitoring device including a first interface operative to couple the physiological monitoring device with a first electrical lead to be further coupled with the subject, the physiological monitoring device further including a second interface operative to couple the physiological monitoring device with a second electrical lead to be further coupled with the subject, the first interface, first electrical lead, second interface and second electrical lead forming an electrical connection between the physiological monitoring device and the subject, the method comprising: transmitting a transmit signal via the first interface for transmission to the subject via the first electrical lead, the transmit signal being characterized by a transmit phase;receiving a receive signal via the second interface, the receive signal being characterized by a receive phase;determining a first difference between the transmit phase of the transmit signal and the receive phase of the receive signal;comparing the first difference with a first threshold; anddetermining that the electrical connection between the physiological monitoring device and the subject has been interrupted when the first difference deviates from the first threshold. 2. The method of claim 1 wherein the physiological monitoring device comprises and electrocardiograph device. 3. The method of claim 1 wherein the determining further determines that the first difference exceeds the first threshold. 4. The method of claim 1 wherein the transmit signal is further characterized by a transmit clock frequency and the receive signal is further characterized by a receive clock frequency, the method further comprising: determining a second difference between the transmit clock frequency of the transmit signal and the receive clock frequency of the receive signal;comparing the second difference with a second threshold; anddetermining that the electrical connection between the physiological monitoring device and the subject has been interrupted when the second difference deviates from a second threshold. 5. The method of claim 4 wherein the determining of the second difference further comprises deriving the receive clock frequency from the receive signal and deriving the transmit clock frequency from the transmit signal. 6. The method of claim 1 wherein the determining of the first difference further comprises counting a number of time intervals elapsed between a leading edge of the transmit signal a leading edge of the receive signal, the first difference comprising the counted number of time intervals elapsed. 7. The method of claim 1 further comprising: determining that the electrical connection between the physiological monitoring device and at least one of the first and second electrical leads has been interrupted; anddetermining that the electrical co... | - | A61B005/0402
US20100094174 | A1 | 2010-04-15 | METHOD FOR THREE-DIMENSIONAL BIOMECHANICAL DATA AND PARAMETER ANALYSIS AND SYSTEM USING THE SAME METHOD | 2008-03-13 | A 3D biochemical data and parameter analysis method and system are provided. The 3D biochemical data and parameter analysis method, including: collecting first biomechanical information of an upper body and second biomechanical information of a lower body with respect to a standard movement; and providing 3D static data or 3D motion tracking data for a diagnosis or prognosis of a musculoskeletal system disease considering both the upper body and lower body, the 3D static data or 3D motion tracking data being generated by associating the collected first biomechanical information with second biomechanical information. | 1. A three dimensional (3D) biomechanical data and parameter analysis system, comprising: a biomechanical data and parameter analysis unit which collects first biomechanical information measured in an upper body and second biomechanical information measured in a lower body with respect to a standard movement, and provides 3D static data or 3D motion tracking data for a diagnosis or prognosis of a musculoskeletal system disease considering both the upper body and lower body, the 3D static data or 3D motion tracking data being generated by associating the first biomechanical information with second biomechanical information. 2. The 3D biomechanical data and parameter analysis system of claim 1, wherein the biomechanical data and parameter analysis unit comprises: an upper body information modeling module which collects the first biomechanical information and models the collected first biomechanical information on a time axis while a measurement target performs the standard movement;a lower body information modeling module which collects the second biomechanical information and models the collected second biomechanical information on the time axis while the measurement target performs the standard movement; anda biomechanical analysis module which synchronizes the modeled first biomechanical information and second biomechanical information, combines the first biomechanical information and second biomechanical information, and outputs the 3D static data or 3D motion tracking data which is the combined information. 3. The 3D biomechanical data and parameter analysis system of claim 2, wherein the biomechanical data and parameter analysis unit further comprises a display module which visualizes the outputted 3D static data or 3D motion tracking data, and simultaneously provides the first biomechanical information and second biomechanical information. 4. The 3D biomechanical data and parameter analysis system of claim 1, further comprising: an upper body trace unit which measures the first biomechanical information; anda lower body trace unit which measures the second biomechanical information. 5. The 3D biomechanical data and parameter analysis system of claim 4, wherein the upper body trace unit comprises: at least one marker which is attached to the upper body of the measurement target; anda sensing unit which senses a location of the at least one marker according to the standard movement,wherein the lower body trace unit comprises:at least one marker which is attached to the lower body of the measurement target;a sensing unit which senses a location of the at least one marker according to the standard movement; anda pressure data measurement unit which measures foot pressure of the measurement target according to the standard movement. 6-13. (canceled) 14. The 3D biomechanical data and parameter analysis system of claim 2, wherein the biomechanical data and parameter analysis unit further comprises a diagnosis/prescription device which convert... | - | A61B005/103
USRE041291 | E1 | 2010-04-27 | Closed loop drug administration method and apparatus using EEG complexity for control purposes | 2005-09-21 | A closed loop method and apparatus for controlling the administration of an hypnotic drug to a patient. Electroencephalographic (EEG) signal data is obtained from the patient. At least one measure of the complexity of the EEG signal data is derived from the data. The complexity measure may comprise the entropy of the EEG signal data. The EEG signal data complexity measure is used as the feedback signal in a control loop for an anesthetic delivery unit to control hypnotic drug administration to the patient in a manner that provides the desired hypnotic level in the patient. An EEG signal complexity measure obtained from the cerebral activity of the patient can be advantageously used in conjunction with a measure of patient electromyographic (EMG) activity to improve the response time of hypnotic level determination and of the feedback control of drug administration. A pharmacological transfer function may be used, along with pharmacokinetic and pharmacodynamic models. | 1. A method for administering an hypnotic drug to a patient to establish a desired hypnotic level in the patient, said method comprising the steps of: (a) establishing a reference signal corresponding to the desired hypnotic level to be providedestablished in the patient from the administration of the hypnotic drug; (b) administering the hypnotic drug to the patient; (c) obtaining EEG signal data resulting from cerebral activity of the patient and obtaining EMG signals resulting from muscle activity of the patient; (d) deriving at least one measure of the complexity characteristics of the EEG signal data; (e) deriving a measure of patient EMG activity;(f) determining the hypnotic level existing in the patient from the complexity characteristics of the EEG signal data combined with the derived measure of patient EMG activity and providing a feedback signal corresponding to the hypnotic level existing in the patient; (f)(g) comparing the feedback signal corresponding to the hypnotic level existing in the patient as a result of the administration of the hypnotic drug to the reference signal corresponding to the desired hypnotic level to be established in the patient from the administration of the drug to produce a control signal, indicative of the difference between the desired hypnotic level and the existing hypnotic level; and (g)(h) controlling the administrationamount of the hypnotic drug administered to the patient in accordance with the comparison of step (f)control signal so that the hypnotic level of the patient is established and maintained at that corresponding to the reference signal. 2. The method according to claim 1 wherein step (d) is further defined as measuring an entropy of the EEG signal data. 3. The method according to claim 2 wherein step (d) is further defined as measuring the spectral entropy of the EEG signal data. 4. The method according to claim 2 wherein step (d) is further defined as measuring the approximate entropy of the EEG signal data. 5. The method according to claim 1 wherein step (d) is further defined as employing a Lempel-Ziv complexity measure. 6. The method according to claim 1 wherein step (d) is further defined as carrying out a fractal spectrum analysis to measure the complexity characteristics of the EEG signal data. 7. The method according to claim 1 further defined as deriving a plurality of EEG signal data complexity characteristics measures for use in determining the hypnotic level of the patient and controlling the administration of the hypnotic drug to the patient . 8. The method according to claim 1 wherein step (c) is further defined as obtaining EEG signals resulting from the cerebral activity of the patient for use in the derivation of the measure of step (d). 9. The method according to claim 8 wherein step (c) is further defined as obtaining EMG signals resulting from the muscle activity of the patient and the method further includes the step of deriving a measure of patient EMG activit... | GE Healthcare Finland Oy | A61B005/04
US20100081954 | A1 | 2010-04-01 | Method, device, and system to control pH in pulmonary tissue of a subject | 2008-09-30 | Methods, systems, and devices are provided which include receiving data or providing data, wherein the data regards a physical condition affecting one or more subjects. The data can inform administration of a pharmaceutical composition in response to the physical condition, wherein the pharmaceutical composition is configured to contact pulmonary tissue to treat a pulmonary disease or condition in the one or more subjects. The data regarding the physical condition may be acquired prior to the subject entering an environment where the physical condition exists. | 1. A method comprising: receiving data including data of a physical condition affecting one or more subjects, the data informing administration of a pharmaceutical composition in response to the physical condition, wherein the pharmaceutical composition is configured to contact pulmonary tissue to treat a pulmonary disease or condition in the one or more subjects. 2. The method of claim 1, further comprising sensing the physical condition affecting the one or more subjects. 3. The method of claim 1, wherein the physical condition affecting the one or more subjects includes an environmental condition, a signal from a global positioning device, a calendar entry, an environmental forecast, or a weather forecast. 4. The method of claim 3, further including receiving data of a physiological condition of the one or more subjects. 5. The method of claim 3, wherein the calendar entry is configured to communicate data on the environmental condition, the environmental forecast, or the weather forecast. 6. The method of claim 4, wherein the calendar entry is configured to communicate data on the subject's physiological condition. 7. The method of claim 1, wherein the data of the physical condition is acquired prior to the subject entering an environment where the physical condition exists. 8. The method of claim 3, wherein the global positioning device is configured to communicate data on a location of the one or more subjects. 9. The method of claim 2, wherein a sensor located on the subject detects the sensed physical condition. 10. The method of claim 9, wherein the sensor is located in a sinus or nostril of the subject. 11. The method of claim 9, wherein the sensor is configured to monitor pH of the pulmonary tissue or pH of an exhalant in the subject. 12. The method of claim 9, wherein the sensor is configured to monitor one or more of humidity of an exhalant, temperature, breathing rate, peak rate of exhalation, tidal volume, vital capacity, inspiratory capacity, expiratory reserve volume, or residual volume. 13. The method of claim 1, wherein a third party advises or controls the administration of the pharmaceutical composition to the one or more subjects. 14. The method of claim 1, further including providing data including the data of the physical condition affecting one or more subjects. 15. The method of claim 1, wherein the pharmaceutical composition includes at least one agent and is configured to achieve a selected pH range of the pulmonary tissue of the one or more subjects. 16. The method of claim 15, wherein the at least one agent is at least one buffering agent. 17. The method of claim 15, wherein the at least one agent is at least one basic agent. 18. The method of claim 15, wherein the at least one agent is at least one acidic agent. 19. The method of claim 15, wherein the pharmaceutical composition is administered as two or more distinct and non-overlapping particle size ranges configured to contact two or more levels ... | Searete LLC, a limited liability corporation of the State of Delaware | A61B005/08
US20100100012 | A1 | 2010-04-22 | ACTIVITY INTENSITY MEASUREMENT DEVICE | 2008-03-28 | An activity intensity measurement device comprises an accelerator, a sampling means, a representative value calculation means, a sampling means, a representative value calculation means, and an activity intensity determination means. The sampling means is configured to sample discrete values from the detected acceleration. The representative value calculation means is configured to calculate the representative value from the discrete values of a plurality of the acceleration. The activity intensity determination means is configured to determine the activity intensity on the basis of the calculated representative value. The representative value calculation means is configured to calculate the representative value at intervals of unit period corresponding to the user's particular activity. Consequently, all of the user's particular activity is reflected to the representative value. Therefore, this activity intensity measurement device is configured to calculate exact activity intensity. | 1. An activity intensity measurement device comprising: an acceleration sensor adapted in use to be held by a user, said acceleration sensor being configured to detect an acceleration;sampling means configured to sample discrete values of the acceleration at a predetermined sampling frequency;representative value calculation means configured to calculate a representative value based upon said discrete values of the acceleration which are sampled within a specified period by said sampling means;a memory configured to store date defining a relation between said representative values and oxygen consumption amounts;activity intensity determination means configured to determine an activity intensity in terms of said representative value and a corresponding one of said oxygen consumption amounts;display means configured to display said activity intensitywhereinsaid representative value calculation means is configured to calculate said representative value at intervals of unit period for said user's particular activity. 2. The activity intensity measurement device as set forth in claim 1, wherein said sampling frequency is determined as a shortest one of motion periods spent for routine human behavior. 3. The activity intensity measurement device as set forth in claim 1, wherein said sampling frequency is 7 Hz or more. 4. The activity intensity measurement device as set forth in claim 1 further comprises a pedometer being configured to count the user's step on the basis of said acceleration detected by said acceleration sensor, and said sampling frequency is 10 Hz or more. 5. The activity intensity measurement device as set forth in claim 1, wherein said unit period for said user's particular activity is 5 seconds to 15 seconds. 6. The activity intensity measurement device as set forth in claim 1, wherein said unit period for said user's particular activity is 8 seconds to 12 seconds. 7. The activity intensity measurement device as set forth in claim 1, wherein said sampling means is configured to sample said discrete values of the acceleration, and the number of said discrete values being two to nth power. 8. The activity intensity measurement device as set forth in claim 6, wherein the number of said discrete values is any one of 128, 256, and 512. 9. The activity intensity measurement device as set forth in claim 2 further comprises a pedometer being configured to count the user's step on the basis of said acceleration detected by said acceleration sensor, and said sampling frequency is 10 Hz or more. 10. The activity intensity measurement device as set forth in claim 2, wherein said unit period for said user's particular activity is 5 seconds to 15 seconds. 11. The activity intensity measurement device as set forth in claim 2, wherein said unit period for said user's particular activity is 8 seconds to 12 seconds. 12. The activity intensity measurement device as set forth in claim 2, wherein said sampling means is configured to sample sai... | - | A61B005/11
US20100099957 | A1 | 2010-04-22 | PHYSIOLOGICAL PARAMETER MONITORING DEVICE | 2009-10-06 | A physiological parameter monitoring device has a physiological parameter detector and an analyzer. The physiological parameter detector has a wrist belt, a pulse sensor mounted to an inner side of the wrist belt to output a pulse sensing signal and an analog to digital converter. The pulse sensor has a soft bag used to press wrist artery and a pressure sensor connected to the soft bag to detect an inner pressure change according to the wrist artery and then output the pulse sensing signal. The analog to digital converter is electronically connected to the pressure sensor to converter the pulse sensing signal to digital signal. The analyzer links to the physiological parameter to determine a health condition according to the digital signal of the pulse sensing signal. | 1. A physiologic parameter monitoring device, comprising: a physiological parameter detector having: a wrist belt having an inner side, an outer side and a fixing device;a pulse sensor mounted to the inner side of the wrist belt to output a pulse sensing signal, and having a soft bag adapted to press wrist artery and a pressure sensor connected to the soft bag to detect an inner pressure change according to the wrist artery and then output the pulse sensing signal; andan analog to digital converter electronically connected to the pressure sensor of the pulse sensor to converter the pulse sensing signal to digital signal; andan analyzer linking to the physiological parameter to determine a health condition according to the digital signal of the pulse sensing signal. 2. The physiologic parameter monitoring device as claimed in claim 1, wherein the pulse sensor further comprises a rigid seat securely mounted on the inner side of the wrist belt and has a curve face on which the soft bag mounted. 3. The physiologic parameter monitoring device as claimed in claim 2, wherein the soft bag further has a hollow tube extended from one side of the soft bag and communicates with an inside of the soft bag, wherein the inside of the soft bag is filled with fluid material. 4. The physiologic parameter monitoring device as claimed in claim 3, wherein the fluid material is gas, liquid or free flowing small particles. 5. The physiologic parameter monitoring device as claimed in claim 1, wherein the fixing device is an adhesive strap and the wrist belt is elastic adapted to firmly fit on the wrist. 6. The physiologic parameter monitoring device as claimed in claim 4, wherein the fixing device is an adhesive strap and the wrist belt is elastic adapted to firmly fit on the wrist. 7. The physiologic parameter monitoring device as claimed in claim 1, wherein the physiologic parameter detector further comprises: an electrical conductivity sensor, a blood oximetry sensor, a temperature and an accelerator respectively mounted on the inner side of the belt and electronically connected to the analog to digital converter to output sensing signals to the analog to digital converter, wherein the analog to digital converter converts the sensing signals to corresponding digital signals;a signal connector electronically connected to the analog to digital converter to connect the analyzer; andan alarm unit electronically connected to the signal connector. 8. The physiologic parameter monitoring device as claimed in claim 7, wherein the blood oximetry sensor has multiple light sources and photo-detectors, wherein each light source is an LED with a wave length selected from one of 660 nm, 800 nm and 940 nm, and the photo-detector is a surface mounted device;the electrical conductivity sensor has a thin water absorption pad and two electrodes mounted to the thin water absorption pad;the alarm unit may have a lighting device, a speaker or an electrical shocking device. 9. The p... | - | A61B005/02 A61B005/1455
US20100063369 | A1 | 2010-03-11 | OPTICAL BIOLOGICAL INFORMATION MEASURING APPARATUS, OPTICAL BIOLOGICAL INFORMATION MEASURING METHOD, BIOLOGICAL INFORMATION DECISION APPARATUS, PROGRAM AND RECORDING MEDIUM | 2009-11-17 | An optical biological information measuring apparatus includes a measuring surface to be placed on the surface of a living body, a mark display section which displays a mark at a region to be measured on the surface of the living body, a light-emitting section which irradiates the living body with light of a predetermined wavelength and a light-receiving section which receives light irradiated onto the living body and returned from the living body, and measures information on the living body based on the received light. The optical biological information measuring apparatus is capable of measuring biological information with improved alignment accuracy. | 1. The optical biological information measuring apparatus according to claim 8, further comprising a driving mechanism which can move the position of said alignment section to the position of the mark which said mark creation section created on said surface of the living body. 2. The optical biological information measuring apparatus according to claim 8, wherein at least two of said alignment sections and said mark creation sections are formed on said measuring surface, respectively. 3. The optical biological information measuring apparatus according to claim 8, further comprising a calculation section which decides an alignment status based on the light-receiving intensity at said alignment light-receiving section, wherein said alignment light source is placed in a center of said alignment section, said alignment light-receiving section comprises a plurality of light-receiving bodies arranged at uniform intervals around said alignment light source; andsaid calculation section decides an alignment status when intensities of light received by said respective light-receiving bodies are substantially equal and decides a non-alignment status when intensities of light received by said respective light-receiving bodies are substantially different from one another. 4. The optical biological information measuring apparatus according to claim 3, further comprising a display section which displays said alignment status or said non-alignment status, wherein said calculation section causes said display section to display the direction in which the alignment status should be set when said calculation section decides the non-alignment status. 5. A program for causing a computer to function as a calculation section which decides an alignment status of the optical biological information measuring apparatus according to claim 3 based on light-receiving intensity at said alignment light-receiving section. 6. A computer-processable recording medium which stores the program according to claim 5. 7. A biological information decision apparatus comprising: the optical biological information measuring apparatus according to claim 8;an input section which inputs information on the living body;a calculation section which performs calculations based on information input from said input section and information output from said optical biological information measuring apparatus;a storage section which prestores biological information corresponding to the information input to said input section; anda comparison section which compares biological information prestored in said storage section and the result of the calculation performed by said calculation section, wherein said biological information decision apparatus decides the information measured by said biological information measuring apparatus. 8. An optical biological information measuring apparatus comprising: a measuring surface to be placed on a surface of a living body;a mark creation section which forms a ma... | Panasonic Electric Works Co., Ltd. | A61B006/00 A61B005/107
US20100087751 | A1 | 2010-04-08 | ACOUSTIC REFLECTOMETRY INSTRUMENT AND METHOD | 2008-10-03 | An acoustic reflectometry instrument and method for ascertaining fluid presence in an ear. Drive side normalization involves normalizing the speaker to adjust its output to compensate for non-linearity over a frequency range used for acoustic reflectometry measurement of the ear. The microphone is normalized to compensate for system non-linearity. Measurement involves repetition a selected number of times until the spectral gradient angle is within a specified range for each repetition to provide validation of the measurement. For enhanced reliability, various sources of error are tested. | 1. A process for adjusting an acoustic reflectometry device having a speaker for transmitting sound waves at different frequencies into an ear and a microphone for receiving reflected sound waves from the ear, said process comprising: adjusting the speaker in a manner to provide a sound pressure level output at each of said frequencies substantially equal to an average pressure level obtained from a source known to be accurate at said frequencies;adjusting the microphone in a manner to provide an input at each of said frequencies adjusted to compensate for non-linearity of the response of the device; andusing calibration devices with known responses to calibrate the device over a range of frequencies encompassing each of said different frequencies. 2. A process for effecting measurement of the acoustical reflectometry of an ear, comprising: (a) propagating into the ear an acoustic tone at each of a plurality of different frequencies;(b) measuring the acoustic intensity resulting from each of said tones;(c) determining the spectral density of the measurements made in step (b);(d) determining a spectral gradient angle from the spectral density determined in step (c);(e) repeating steps (a)-(d) a preselected number of times;(f) declaring a successful measurement if the spectral gradient angle determined for each of said preselected number of times is within a predetermined angular range; and(g) determining a health condition of the near based on a successful measurement. 3. A process as set forth in claim 2, including the step of negating a successful measurement unless steps (a)-(d) are repeated said preselected number of times within a preselected time period. 4. A process as set forth in claim 2, including the step of displaying an indication of said health condition. 5. A process as set forth in claim 2, including repeating step (a) a preselected number of times before effecting step (b). 6. Apparatus for measuring the acoustical reflectometry of an ear, comprising: a housing having a tip for insertion into the ear;a speaker in said housing operable to propagate to said tip and into the ear an acoustic tone at each of a plurality of different frequencies, and to repeat propagation of each of said tones a preselected number of times;a microphone in said housing operable to receive and measure the acoustic intensity resulting from each of said tones;means for providing, from measurements of the acoustic intensity resulting from each of said tones, a spectral gradient angle of a spectral density of said measurements; andmeans for determining a health condition of the ear if said spectral gradient angle is within a selected range for each of said preselected number of times. | - | A61B005/00
US07693572 | B2 | 2010-04-06 | Workability evaluating apparatus, workability evaluating method, and workability evaluating program | 2005-09-07 | A workability evaluating apparatus comprises a myoelectric potential detecting unit, a signal processing unit, an arithmetic operation unit, and an output unit. The myoelectric potential detecting unit detects time-series fluctuations in myoelectric potentials of at least one pair of muscles, which show antagonistic activities while operating equipment among muscles of an operator used to operate the equipment, as myoelectric potential signals. The signal processing unit processes the detected myoelectric potentials. The arithmetic operation unit calculates time-series data of a first correlation coefficient in a specified sampling time between signals obtained by processing the myoelectric potential signals from the pair of antagonistic muscles, and performs evaluation of workability in operating the equipment by using the calculated time-series data. The output unit outputs a result of the performed evaluation. | 1. A workability evaluating apparatus, comprising: a myoelectric potential detecting unit for detecting time-series fluctuations in myoelectric potentials of at least one pair of antagonistic muscles, which show antagonistic activities while operating equipment among muscles of an operator used to operate the equipment, as myoelectric potential signals;a signal processing unit for processing the detected myoelectric potentials to obtain processed myoelectric potential signals of respective antagonistic muscles in said at least one pair of antagonistic muscles;an arithmetic operation unit for calculating time-series data of a first correlation coefficient in a specified sampling time by calculating said first correlation coefficient between two signal values at each time in said processed myoelectric potential signals obtained by processing the myoelectric potential signals from the at least one pair of antagonistic muscles, and for performing evaluation of workability in operating the equipment by using values of the calculated time-series data of the first correlation coefficient, wherein the workability is an index for indicating operability when the operator operates the equipment; andan output unit for outputting a result of the evaluation performed by said arithmetic operation unit. 2. The workability evaluating apparatus according to claim 1, wherein: said arithmetic operation unit calculates plural time-series data of the first correlation coefficients associated with myoelectric potential signals from two or more pairs of antagonistic muscles detected by said myoelectric potential detecting unit, and evaluates the workability in operating the equipment by using the plural time-series data of two or more first correlation coefficients obtained from the individual pairs of antagonistic muscles. 3. The workability evaluating apparatus according to claim 2, wherein the myoelectric potential signals detected by said myoelectric potential detecting unit comprise myoelectric potential signals from a pair of left and right antagonistic muscles in the operator and myoelectric potential signals from a pair of antagonistic muscles in one of a right and a left part of a body of the operator. 4. The workability evaluating apparatus according to claim 3, wherein: said arithmetic operation unit calculates a second correlation coefficient between time-series data of the first correlation coefficient between the myoelectric potential signals from the pair of left and right antagonistic muscles in the operator and time-series data of the first correlation coefficient between the myoelectric potential signals from the pair of antagonistic muscles in one of the right and the left part of the body of the operator, and evaluates the workability in operating the equipment based on the second correlation coefficient between the plural time-series data. 5. The workability evaluating apparatus according to claim 1, further comprising: an operation-input-quanti... | The Yokohama Rubber Co., Ltd. | A61B005/04 A61B005/00 A61B005/05 A61B005/103 A61B005/117
US07678065 | B2 | 2010-03-16 | Implant with intraocular pressure sensor for glaucoma treatment | 2004-09-24 | The invention discloses a trabecular stent and methods for treating glaucoma. The stent may incorporate an intraocular pressure sensor comprising a compressible element that is implanted inside an anterior chamber of an eye, wherein at least one external dimension of the element correlates with intraocular pressure. In some embodiments, the sensor may be coupled to the stent. Also disclosed are methods of delivery of the stent and the sensor to the eye. | 1. A method of treating and monitoring of glaucoma, the method comprising: providing a delivery device configured to be inserted into an eye of a patient;providing at least one implant, the implant configured to be held within the delivery device, and the implant comprising: an inlet and an outlet section, the inlet section being in fluid communication with the outlet section and configured to conduct fluid from an anterior chamber of the eye to Schlemm's canal of the eye;providing a sensor element configured to measure intraocular pressure and configured to be held within the delivery device;positioning the at least one implant in the eye such that an end of the inlet section is in the anterior chamber of the eye and an end of the outlet section is in Schlemm's canal;positioning the sensor element completely within the anterior chamber of the eye to measure the intraocular pressure of the eye; andanchoring, from within the anterior chamber, the sensor element to eye tissue such that the sensor element is spaced apart from the implant. 2. The method of claim 1, wherein the delivery device comprises a lumen extending through at least a portion thereof. 3. The method of claim 1, wherein the delivery device comprises a tube. 4. The method of claim 3, wherein the implant and sensor element are preloaded in the tube. 5. The method of claim 1, wherein at least one of either the sensor element or the implant are preloaded in or on the delivery device. 6. The method of claim 1, further comprising inserting the implant into the eye through an incision in the eye and inserting the sensor element into the eye through the same incision in the eye. 7. The method of claim 1, wherein positioning the at least one implant in the eye comprises positioning a portion of the at least one implant in trabecular meshwork of the eye. 8. A method of monitoring intraocular pressure comprising: providing a delivery device configured to be inserted into at least an anterior chamber of an eye of a patient;providing at least one implant, the implant being held within the delivery device and comprising a proximal end portion and a distal end portion;providing a sensor element configured to measure intraocular pressure and being held within the delivery device;inserting the delivery device into the anterior chamber; positioning the at least one implant in the eye such that the distal end portion of the implant extends through eye tissue and the proximal end portion is disposed within the anterior chamber;positioning the sensor element completely within the anterior chamber of the eye to measure the intraocular pressure of the eye;substantially fixing, from within the anterior chamber, the sensor element to ocular tissue such that the sensor element is spaced apart from the implant; andconducting aqueous humor through the implant from the anterior chamber to a physiologic outflow pathway. 9. The method of claim 8, wherein positioning the implant involves inserting at leas... | Glaukos Corporation | A61B005/00 A61B005/04 A61B005/103 A61B005/117 G01L027/00 G01L007/08 G01L007/10 G01L007/02
US07689272 | B2 | 2010-03-30 | Method for brain fingerprinting, measurement, assessment and analysis of brain function | 2002-06-07 | Electrical signals originating in the brain are measured and analyzed. In one embodiment, this technology serves to assess brain functioning as a means to evaluate cognitive functioning, to detect cognitive deficits such as those brought about by Alzheimer's, and to assess the efficacy of treatments for cognitive disorders. In another embodiment, which is an improvement on technology previously patented by the inventor, this technology serves to detect information in the brain as a means of detecting participation in specific organizations, acts, or criminal activity. In a third embodiment, this technology serves to evaluate the effectiveness of advertising, educational and training presentations by detecting the attention, information processing, and memory-related responses to these presentations as revealed by brain waves. | 1. A method of using electrical brain responses to quantitatively evaluate effectiveness and speed of cognitive brain functioning for the purpose of measuring at least one of the following: level of cognitive functioning, cognitive deficits; efficacy of treatments for cognitive deficits; mental deterioration due to disease processes; mental deterioration due to trauma; mental deterioration due to aging; mental deterioration due to Alzheimer's disease; and efficacy of treatments for said mental deterioration; comprising:assigning a cognitive task that has cognitive and non-cognitive aspects, wherein said cognitive task includes recognizing and responding to autobiographically relevant items or events experienced during at least one life experience of a subject as a means at least to invoke the subject's episodic memory; and a difficulty of said cognitive aspect depends on at least one factor affecting memorability of the items; and wherein said cognitive aspect also involves classifying and differentially responding to the items according to a classification rule, and a difficulty of said cognitive task depends on at least one of the classification rule, the items to be classified, a number of the items to be classified, and a type of the items to be classified;measuring behavioral output of said cognitive task and a timing of said output;measuring and analyzing brain responses that provide an index of the effectiveness or speed of specific cognitive processes; andquantitatively evaluating the effectiveness and speed of cognitive brain functioning and deficits based on said brain responses and said analyzing. 2. A method according to claim 1 wherein the cognitive difficulty of said cognitive task is systematically manipulated by presenting subjects with at least two tasks with at least two different cognitive difficulties, and the effect of such manipulation on said brain responses is measured. 3. A method according to claim 2 wherein the time course of said brain responses is measured, and said evaluating is accomplished using metrics that include differences in said time course. 4. A method according to claim 3 wherein said brain responses are event-related brain potentials. 5. A method according to claim 4 wherein said brain responses include a P300 component. 6. A method according to claim 3 wherein said bran responses include a memory and encoding related multifaceted electroencephalographic response, also known as a MERMER. 7. A method according to claim 2 wherein the analyzing of said brain responses includes frequency-domain and time-domain analysis. 8. A method according to claim 7 wherein the analyzing of said brain responses includes a combination of frequency-domain and time-domain analysis. 9. A method according to claim 2 wherein the analyzing of said brain responses includes dynamical systems analysis, also known as chaos analysis. 10. A method according to claim 2 wherein said cognitive task includes recognizing and respon... | - | A61B005/04
US07676253 | B2 | 2010-03-09 | Medical sensor and technique for using the same | 2006-08-30 | A medical sensor may be adapted to account for factors that cause irregularities in pulse oximetry measurements or other spectrophotemetric measurements. Sensors are provided with surface features that reduce the amount of outside light or shunted light that impinge the detecting elements of the sensor. The sensor is adapted to reduce the effect of outside light or shunted light on pulse oximetry measurements. | 1. A sensor comprising: a sensor body adapted to operate in a transmission mode;an emitter disposed on the sensor body, wherein the emitter is adapted to deliver a first light into a tissue;a detector disposed on the sensor body, wherein the detector is adapted to detect the first light; andat least one protrusion comprising a surface protruding non-orthogonally from a tissue-contacting surface of the sensor body and comprising a patterned region disposed on a surface of the protrusion, and wherein the at least one protrusion is adapted to reduce the amount of a second light impinging the detector at an incident angle substantially not in-line with an imaginary axis connecting the emitter and the detector. 2. The sensor, as set forth in claim 1, wherein the sensor comprises at least one of a pulse oximetry sensor or a sensor for measuring a water fraction. 3. The sensor, as set forth in claim 1, wherein the emitter comprises at least one light emitting diode. 4. The sensor, as set forth in claim 1, wherein the detector comprises at least one photodetector. 5. The sensor, as set forth in claim 1, wherein the at least one protrusion protrudes less than about 0.001 mm from the tissue-contacting surface. 6. The sensor, as set forth in claim 1, wherein the at least one protrusion comprises multiple protrusions. 7. The sensor, as set forth in claim 1, wherein the at least one protrusion comprises a light absorbing material. 8. The sensor, as set forth in claim 1, wherein the patterned region comprises a checker board pattern, a striped pattern, or a concentric circles pattern. 9. The sensor, as set forth in claim 1, wherein the patterned region comprises alternating regions of a first material and a second material. 10. The sensor, as set forth in claim 1, wherein the patterned region comprises a material applied in varying intensity or concentration to the protrusion. 11. A pulse oximetry system comprising: a pulse oximetry monitor; anda pulse oximetry sensor adapted to be operatively coupled to the monitor, the sensor comprising: a sensor body adapted to operate in transmission mode;an emitter disposed on the sensor body, wherein the emitter is adapted to deliver a first light into a tissue;a detector disposed on the sensor body, wherein the detector is adapted to detect the first light; andat least one protrusion comprising a surface protruding non-orthogonally from a tissue-contacting surface of the sensor body, wherein the at least one protrusion comprises a patterned region disposed on the surface of the protrusion, wherein the at least one protrusion is adapted to reduce the amount of a second light impinging the detector at an incident angle substantially not in-line with an imaginary axis connecting the emitter and the detector. 12. The pulse oximetry system, as set forth in claim 11, wherein the sensor comprises a sensor for measuring a water fraction. 13. The pulse oximetry system, as set forth in claim 11, wherein the emitter co... | Nellcor Puritan Bennett LLC | A61B005/1455
US07698068 | B2 | 2010-04-13 | Method for providing data associated with the intraoral cavity | 2005-06-17 | A method for providing data useful in procedures associated with the oral cavity, in which at least one numerical entity representative of the three-dimensional surface geometry and color of at least part of the intra-oral cavity is provided and then manipulated to provide desired data therefrom. | 1. A method of providing data useful in procedures associated with the oral cavity, comprising: providing at least two numerical entities, each numerical entity being representative of a three-dimensional surface geometry and color of a corresponding part of the intra-oral cavity including at least a first tissue thereof, wherein each numerical entity comprises surface geometry data and color data associated with the respective corresponding part of the intra-oral cavity, and wherein said at least two numerical entities spatially overlap at respective overlap portions;manipulating said at least two numerical entities to provide desired data therefrom; and(a) for each numerical entity providing at least one sub-entity comprising a first tissue data set exclusively comprising first surface geometry data and first color data corresponding to said first surface geometry data, wherein said first color data is correlated with a color representative of said first tissue, and wherein at least a first portion of said first surface geometry data corresponds to at least a part of the respective overlap portion of the respective numerical entity; and(b) stitching said at least two numerical entities together based on registering only said first portions of respective said first data sets. 2. The method according to claim 1, wherein said color data includes actual or perceived visual characteristics including one of more of hue, chroma, value, translucency, and reflectance. 3. The method according to claim 1, for differentiating said first tissue from a second tissue, wherein said first tissue comprises substantially different color characteristics from those of said second tissue, comprising separating said surface geometry data and said color data into at least two tissue data sets, wherein said first tissue data set comprises said first surface geometry data and said first color data, wherein said first color data is correlated with the color representative of said first tissue; and a second tissue data set comprises a second surface geometry data and a second color data, wherein said second color data is correlated with a color representative of said second tissue. 4. The method according to claim 3, wherein said first tissue and said second tissues comprise hard tissues and soft tissues, respectively, of the intra-oral cavity. 5. The method according to claim 4, wherein said first tissue comprises teeth. 6. The method according to claim 4, wherein said second tissue comprises at least one of gums, tongue, cheeks and lips. 7. The method according to claim 4, wherein said first tissue data set corresponds to a plurality of teeth of said intra-oral cavity. 8. The method according to claim 7, wherein said first tissue data set is divided into a plurality of sub data sets, wherein each said sub data set corresponds to a different tooth. 9. The method according to claim 8, further comprising the step of manipulating said sub data sets in a manner simul... | Cadent Ltd. | G01N033/48 A61C009/00 A61B005/103
US07700932 | B2 | 2010-04-20 | Method, set, and apparatus for obtaining prints of a part of the human body | 2008-08-14 | A part of a human body is caused to contact the surface layer of a recording medium over which a plurality of metallic grains with an outside size of 200 nm or less are distributed. Then, secretions from the skin surface of the body part are caused to adhere to the surface layer of the recording medium to take the print of the body part. If light is irradiated to the recording medium, specific optical characteristics resulting from the surface structure of the recording medium are obtained, and therefore the color of the recording medium varies between a region having secretions and a region having no secretions. This renders it possible to record a visible print on the recording medium. | 1. A set for obtaining prints of a part of the human body, comprising: a sheet member;a recording medium in which a plurality of metallic grains with an outside size of 200 nm or less are distributed over a surface layer, the recording medium being stuck on the sheet member;a recordable blank region disposed on the sheet member; anda transparent plastic film, comprising a material that has a refractive index different from any refractive index of secretions from human skin, wherein:an end of the transparent plastic film is stuck on the sheet member in advance of taking a print, andthe transparent plastic film except the end is stuck on the surface layer of the recording medium after a print is taken, whereby secretions on the recording medium are covered with the transparent plastic film. 2. A set as defined by claim 1, wherein said transparent plastic film is a transparent film of polyethylene terephthalate or a transparent film of polycarbonate. 3. A set as defined by claim 1, wherein the transparent plastic film is movable to provide positioning prior to taking the print and after taking the print. | FUJIFILM Corporation | G06K005/00 A61B005/103
US07682312 | B2 | 2010-03-23 | System for sensing, diagnosing and treating physiological conditions and methods | 2007-12-03 | One method for diagnosing a cardiovascular-related condition in a breathing person comprises interfacing a valve system to the person's airway. The valve system is configured to decrease or prevent respiratory gas flow to the person's lungs during at least a portion of an inhalation event. The person is permitted to inhale and exhale through the valve system. During inhalation, the valve system functions to produce a vacuum within the thorax to increase blood flow back to the right heart of the person, thereby increasing blood circulation and blood pressure. Further, at least one physiological parameter is measured both prior to and while the person inhales and exhales through the valve system. The measured parameters are evaluated to confirm the initial diagnosis of a cardiovascular condition. | 1. A method for diagnosing a cardiovascular-related condition in a breathing person, the method comprising: measuring a physiological parameter of the person at a first time;diagnosing a cardiovascular condition of the person based on the physiological parameter that was measured at the first time;interfacing a valve System to the person's airway, the valve, system being configured to decrease or prevent respiratory gas flow to the person's lungs during at least a portion of an inhalation event;permitting the person to inhale and exhale through the valve system, wherein during inhalation the valve system functions to produce a vacuum within the thorax to increase blood flow back to the right heart of the person, thereby increasing blood circulation and blood pressure;measuring the physiological parameter a second time while the person inhales and exhales through the valve system;comparing, with a processor, the measured physiological parameter at the first time and the second time to evaluate the effect of the valve system on the diagnosed cardiovascular condition. 2. A method as in claim 1, further comprising determining whether to continue permitting the person to inhale and exhale through the valve system based on the comparison. 3. A method as in claim 1, further comprising performing the comparison of the measured physiological parameters using a computer. 4. A method as in claim 1, wherein the valve system is incorporated into a racial mask, and further comprising coupling the facial mask to the person's face. 5. A method as in claim 1 wherein the valve system include a pressure responsive inflow valve, and further comprising setting an actuating pressure of the valve to be in the range from about 0 cm H2O to about −50 cm H2O. 6. A method as in claim 5, further comprising increasing or decreasing the actuating pressure over time, and re-measuring the physiological parameter. 7. A method as in claim 1, wherein the valve system is further configured to prevent or decrease exhaled gases from exiting the person's lungs during at least a portion of an exhalation, and further comprising measuring the physiological parameter following an exhalation. 8. A method as in claim 1 wherein the physiological parameter is measured by an imaging or mapping technique. 9. A method as in claim 8, wherein the imaging or mapping technique is selected from a group consisting of ECG, echo-imaging of the heart, imaging of radio-labeled markers in the blood, MRI imaging, CT imaging and imaging of markers for cardiac ischemic. 10. A method as in claim 1, wherein the measured physiological parameter is selected from a group consisting of blood pressure, expired CO2, heart rate, air flow and pressure through the airway and lungs, oxygen saturation, blood levels of O2, blood lactate, blood pH, tissue lactate, tissue pH and body temperature. 11. A method as in claim 1, wherein the measured physiological parameter comprises one or more markers of cardiac ischemi... | Advanced Circulatory Systems, Inc. | A61B005/00
US07674227 | B1 | 2010-03-09 | Illuminated display system | 2007-12-03 | An illuminated display system and method for prioritizing medical care administered to an injured user, such a soldier in battlefield settings. The illuminated display system may be applied to triage scenarios whereby illuminated signals visually provide the triage status of an injured user at a distance and in low-visibility settings. In particular, the illuminated display system includes a plurality of light emitters. Each light emitter from the plurality of light emitters provides a different predetermined wavelength of light than the other light emitters from the plurality of light emitters. In operation, each respective predetermined wavelength of light provides information relating to the degree of injury or other information associated with the user such that a desired light emitter is selected to display the desired wavelength and, ultimately, the desired information. | 1. An illuminated display system for placement on a user, the illuminated display system comprising: a base assembly, the base assembly including a base body having a top portion and a bottom portion,a fastening interface positioned at the bottom portion of the base body, the fastening interface operatively coupled to the user, anda display interface disposed on the top portion of the base body, the display interface including a plurality of light emitters, each light emitter from the plurality of light emitters providing a different predetermined wavelength of light than the other light emitters from the plurality of light emitters, each respective predetermined wavelength providing information relating to a corresponding predetermined status of the user; anda dial assembly operatively coupled to the base assembly, the dial assembly including a selector to activate a desired light emitter from the plurality of light emitters, the selector applies a voltage to the desired light emitter for illumination thereof. 2. The illuminated display system according to claim 1 wherein the fastening interface comprises a loop assembly. 3. An illuminated display system for prioritizing medical care administered to an injured user with respect to a plurality of injured users, the illuminated display system comprising: a base assembly, the base assembly including a base body having a first portion and a display interface disposed on the first portion of the base body, the display interface including a plurality of light emitters, each light emitter from the plurality of light emitters providing a different predetermined wavelength of light than the other light emitters from the plurality of light emitters,each respective predetermined wavelength providing information relating to the degree of injury of the injured user with respect to the plurality of injured users; anda dial assembly operatively coupled to the base assembly, the dial assembly including a selector to activate a desired light emitter from the plurality of light emitters, the selector applies a voltage to the desired light emitter for illumination thereof. 4. The illuminated display system according to claim 3 further including a control system coupled to the plurality of light emitters. 5. The illuminated display system according to claim 3wherein the base body further includes a second portion andwherein the illuminated display system further includes a fastening interface positioned at the second portion of the base body, the fastening interface operatively coupled to the user. 6. An illuminated display system for prioritizing medical care, the illuminated display system comprising: a base assembly, the base assembly including a base body anda display interface disposed on the base body, the display interface including a plurality of light emitters, each light emitter from the plurality of light emitters providing a different predetermined wavelength of light than the other light emitters ... | - | A61B005/00
US07681452 | B2 | 2010-03-23 | Junior ultrasonic miniature air gap inspection crawler | 2006-01-04 | An inspection head for an air gap inspection device. The inspection head may include a pair of expandable shoes, an inspection device attached to the pair of shoes, and a transducer assembly attached to one of the pair of shoes. | 1. An inspection head for an air gap inspection device, comprising: a pair of expandable shoes;an inspection device attached to the pair of shoes; anda transducer assembly attached to one of the pair of shoes, the transducer assembly comprising: a base,a plurality of arms, each pivotably attached directly to the base,a transducer head attached directly to each of the plurality of arms, anda motor thread operable to drive at least one of the arms so as to alter a direction of the transducer head. 2. The inspection head of claim 1, wherein the transducer head comprises an ultrasonic transducer. 3. The inspection head of claim 1, wherein the plurality of arms comprises a lever arm and a straight arm. 4. The inspection head of claim 3, wherein the motor thread is connected to the lever arm. 5. The inspection head of claim 1, wherein the transducer assembly comprises an ultrasonic transducer. 6. The inspection head of claim 1, wherein the inspection device comprises a camera. 7. The inspection head of claim 1, wherein the inspection device comprises a plurality of cameras. 8. The inspection head of claim 1, wherein the transducer assembly further comprises a connector plate that attaches the base to one of the pair of shoes. 9. The inspection head of claim 1, wherein the motor thread comprises a DC motor. 10. The inspection head of claim 1, wherein the plurality of arms and the motor thread are pivotably attached to the base. 11. The inspection head of claim 1, wherein the transducer head is configured to pivot about the transducer assembly as a whole. 12. An inspection head for an air gap inspection device, comprising: a pair of expandable shoes;an inspection device attached to the pair of shoes; anda transducer assembly comprising: a base,a plurality of arms, each arm pivotably directly attached to the base,an ultrasonic transducer attached directly to each of the plurality of arms, andmeans for driving at least one of the arms to pivot the ultrasonic transducer about the transducer assembly. 13. The inspection head of claim 12, wherein the plurality of arms comprises a lever arm and a straight arm. 14. The inspection head of claim 13, wherein the means for driving at least one of the arms comprises a motor thread connected to the lever arm. 15. The inspection head of claim 14, wherein the motor thread comprises a DC motor. 16. The inspection head of claim 12, wherein the inspection device comprises a camera. 17. The inspection head of claim 12, wherein the inspection device comprises a plurality of cameras. 18. The inspection head of claim 12, wherein the transducer assembly further comprises a connector plate that attaches the base to one of the pair of shoes. | General Electric Company | A61B005/04
US07686772 | B2 | 2010-03-30 | Apparatus for measuring calories consumed during sleep | 2007-08-15 | An apparatus for measuring calories consumed during sleep comprises determination means for determining a breathing/heartbeat oscillation, a body motion and an the intensity of the body motion, coefficient calculation means for calculating a coefficient which is a reference value for calculating calories consumed during sleep, based on the signals in a given period of breathing/heartbeat oscillation and a sleep metabolic rate, consumed calorie calculation means for calculating calories consumed during sleep, based on consumed calories according to the magnitude of each signal and the coefficient, and storage means for storing various arithmetic expressions in advance. Accordingly, the present apparatus makes it possible to acquire calories consumed by the motions of the body of an individual subject in more detail and to measure calories consumed during sleep more accurately. | 1. An apparatus for measuring calories consumed during sleep, comprising: an input section,a detection section,a calculation section,a determination section,a coefficient calculation section,a consumed calorie calculation section, anda storage section,whereinthe input section inputs the body information of a subject,the detection section detects body oscillations during sleep and generates body oscillation signals responsive to the body oscillations, and comprises a mat to detect body oscillations including breathing and heartbeat oscillations and body motions of a human body lying on bedding disposed between the human body and the mat,the calculation section calculates consumed calories based on the body oscillations,the determination section determines whether each signal of body oscillation during sleep is a signal of breathing/heartbeat oscillation or a signal of body motion and determines the intensity of the body motion based on the magnitude of the signal of body motion,the coefficient calculation section calculates a coefficient which is a reference value for calculating calories consumed during sleep, based on the signals in a given period of breathing/heartbeat oscillation and a sleep metabolic rate which is obtained based on the input body information,the consumed calorie calculation section calculates calories consumed during sleep, based on consumed calories according to the magnitude of the signal of breathing/heartbeat oscillation, consumed calories according to the magnitude of the signal of body motion, and the coefficient,the storage section stores at least thresholds for making determinations in the determination section, an arithmetic expression for calculating the coefficient, and an arithmetic expression for calculating the calories consumed during sleep in advance,the consumed calorie calculation section calculates an area formed between the waveform of each signal and a baseline which is a basis for waveform formation as the magnitude of each signal, andthe consumed calorie calculation section calculates consumed calories according to the magnitude of the signal of body motion, based on the total of sampling zones for each body motion intensity and the total of the areas. 2. The apparatus of claim 1, wherein the determination section is adapted to determine whether each signal of body oscillation during sleep is a signal of breathing or heartbeat oscillation or a signal of body motion by determining signals which satisfy at least one of two conditions as the signal of body motion, one of the conditions being that the amplitude of the waveform of exactly one period of the signal of body oscillation is equal to or larger than a predetermined threshold, and the other condition being that the variance of the amplitude of the waveform of exactly one period of the signal of body oscillation and amplitudes of waveforms before and after the waveform is equal to or larger than another predetermined threshold. | Tanita Corporation | A61B005/103
US07702377 | B2 | 2010-04-20 | Magnetic resonance imaging | 2005-04-21 | A magnetic resonance imaging method involves detection of a series of trigger events and acquisition of successive segments of magnetic resonance signals from respective segments of k-space. The occurrence of the next trigger event is predicted, e.g. by way of a running average, on the basis of the detected series of trigger events. Acquisition of at least one individual segment of magnetic resonance signals is triggered on the basis of the occurrence of the predicted trigger event. Triggering of the acquisition is based on the predicted trigger event, e.g. in that the instant and duration of the acquisition is adjusted on the basis of the prediction of the trigger event. Finally, a magnetic resonance image is reconstructed from several segments of magnetic resonance signals. | 1. A magnetic resonance imaging method, including: detecting a series of trigger events;detecting a series of monitoring events;predicting the occurrence of a impending trigger event on the basis of at least part of the detected series of trigger events and detected series of monitoring events; andtriggering a magnetic resonance device to acquire at least one segment of magnetic resonance signals based on the predicted trigger event. 2. The magnetic resonance imaging method as claimed in claim 1, further including: detecting the impending trigger event; andcomparing the detected impending trigger event and the predicted impending trigger event. 3. The magnetic resonance imaging method as claimed in claim 2, wherein predicting the occurrence of the impending trigger event is based on previous comparisons of the detected impending trigger event and the predicted impending trigger event. 4. The magnetic resonance imaging method as claimed in claim 1, wherein predicting the occurrence of the impending trigger event includes: performing statistical analysis of the at least part of the detected series of trigger events and detected series of monitoring events. 5. The magnetic resonance imaging method as claimed in claim 4, wherein performing the statistical analysis includes determining a running average of time intervals between individual trigger events of the at least part of the detected series of trigger events. 6. The magnetic resonance imaging method as claimed in claim 5, wherein the statistical analysis involves a weighted running average or a recurring estimate of the interval between individual trigger events of the at least part of the detected series of trigger events. 7. The magnetic resonance imaging method as claimed in claim 4, wherein the analyzer unit modifies a value associated with the predicted trigger event by 10-15% based on the detected series of monitoring events. 8. The magnetic resonance imaging method as claimed in claim 5, wherein the running average is taken over a range of 10 to 20 individual trigger events of the at least part of the detected series of trigger events or detected series of monitoring events. 9. The magnetic resonance imaging method as claimed in claim 1, wherein the trigger event includes an R-peak of a patient's electrocardiogram (ECG). 10. The magnetic resonance imaging method as claimed in claim 1, wherein the monitoring event includes a respiratory state of a patient. 11. A magnetic resonance imaging system comprising a control unit to control the operation of the magnetic resonance imaging system;a detection unit to detect trigger events;a monitoring unit to detect a monitoring event;an analysis unit to predict an impending trigger event from the detected trigger and monitoring events; anda trigger unit to supply a trigger signal to activate the control unit based on the predicted impending trigger signal. 12. The magnetic resonance imaging system as claimed in claim 11, wherein the monit... | Koninklijke Philips Electronics N.V. | A61B005/055
US07695434 | B2 | 2010-04-13 | Medical device for predicting a user's future glycemic state | 2007-10-19 | A medical device for predicting a user's future glycemic state includes a memory module, a processor module and a user alert module. The memory module is configured to receive and store a plurality of glucose concentrations as a function of time that were generated by a user's use of a continuous glucose monitor. The processor module is configured to derive first and second glucose prediction equations that are fits to the plurality of glucose concentrations stored in the memory module with the fits being based on first and second mathematical models, respectively. The processor module is also configured to calculate first and second predicted glucose concentrations at a future time using the first and second glucose prediction equations, respectively, and to also calculate an average predicted glucose concentration and a merit index based on the first and second predicted glucose calculations. The processor module is further configured to input the plurality of glucose concentrations as a function of time, the average predicted glucose concentration and the merit index into a trained model (e.g., a Hidden Markov Model) that outputs a set of glucose concentration probabilities for the future time and to then predict the user's future glycemic state based on the set of glucose concentration probabilities. The user alert module is configured to alert the user in a manner dependent on the predicted user's future glycemic state. | 1. A medical device for predicting a user's future glycemic state comprising: a memory module;a processor module; anda user alert module,wherein the memory module is configured to receive and store a plurality of glucose concentrations as a function of time that were generated by a user's use of a continuous glucose monitor, andwherein the processor module is configured to: derive a first glucose prediction equation that is a fit to the plurality of glucose concentrations as a function of time stored in the memory module, the fit being based on a first mathematical model;derive a second glucose prediction equation that is a fit to the plurality of glucose concentrations as a function of time, the fit being based on a second mathematical model;calculate a first predicted glucose concentration g1(tf) at a predetermined future time using the first glucose prediction equation;calculate a second predicted glucose concentration g2(tf) at the predetermined future time using the second glucose prediction equation;calculate an average predicted glucose concentration and a merit index M based on the first and second predicted glucose calculations;input the plurality of glucose concentrations as a function of time, the average predicted glucose concentration and the merit index into a trained model that outputs a set of glucose concentration probabilities for the predetermined future time,predict the user's future glycemic state based on the set of glucose concentration probabilities;wherein the user alert module is configured to alert the user in a manner dependent on the predicted user's future glycemic state; andwherein the processor module calculates the merit index using the following algorithms: M=g2(tf)−g1(tf)/g2(tf), if g2(tf)≧g1(tf)M=g1(tf)−g2(tf)/g1(tf), if g2(tf)&lt;g1(tf). 2. The medical device of claim 1 wherein the set of glucose concentration probabilities is centered on the average predicted glucose concentration and has a range that is dependent on the merit index. 3. The medical device of 1 wherein the processor predicts the probability that the user will be in a hypoglycemic state at the predetermined future time based on the set of glucose concentration probabilities. 4. The medical device of claim 3, in which the user alert module alerts the user when the probability of the user being in a hypoglycemic state is greater than a predetermined threshold probability. 5. The medical device of claim 1 wherein the memory module stores a plurality of glucose concentrations as a function of time is in the range of seven to thirty glucose concentrations as a function of time. 6. The medical device of claim 1, in which the processor employs the predetermined future time point is a time in the range of about 10 minutes to about 30 minutes after the predetermined time duration. 7. The medical device of claim 1, in which the interval is in the range from about 0.2 minutes to about 1 minute. | Lifescan Scotland, Ltd. | A61B005/00 A61B005/05
US08315694 | B2 | 2012-11-20 | Method and apparatus for ectopic beat detection | 2008-10-16 | Heart monitor for detecting ectopic beats in an input electrocardiogram signal that includes an electrocardiogram signal input and a morphological signal analyzer connected to the electrocardiogram signal input, the analyzer being adapted to generate a first time series of values representing the input electrocardiogram signal, a second signal analyzer adapted to generate generating a modified time series of values representing a trend of values of the first time series and a comparison stage being adapted to compare the first time series with the modified time series to thus detect ectopic beats. The invention further relates to a method for detecting ectopic beats in an input electrocardiogram signal that includes obtaining an electrocardiogram signal, generating from the electrocardiogram signal a first time series of values representing the input electrocardiogram signal, generating a modified time series of values representing a trend of values of the first time series and comparing the first time series with the modified time series to thus detect ectopic beats. | 1. A heart monitor for detecting ectopic beats in an electrocardiogram signal comprising: an implantable device configured to monitor an electrocardiogram signal subcutaneously;an electrocardiogram signal input coupled with said implantable device and configured to obtain said electrocardiogram signal;a first signal analyzer connected to said electrocardiogram signal input, said first signal analyzer configured to generate a first time series of values that represent each duration of a respective measured RR interval derived from said electrocardiogram signal;a second signal analyzer configured to generate a modified time series of values that represent a trend of values of said first time series through application of one or more morphological operators comprising an erosion operator or a dilation operator or any combination thereof and to remove abnormal RR intervals from said first time series of values that represent each duration of the respective measured RR-interval, to thus derive the modified time series of RR-intervals that represent a trend of RR intervals; and,a comparison stage configured to compare said first time series with said modified time series and thus detect ectopic beats from said modified time series generated with a first discrete kernel function of a first length ordetect non-sustained ventricular tachycardia from said modified time series generated with a second discrete kernel function of a second length wherein said second length is greater than said first length ordetect both ectopic beats from said modified time series generated with said first discrete kernel function of said first length and non-sustained ventricular tachycardia from said modified time series generated with said second discrete kernel function of said second length wherein said second length is greater than said first length. 2. The heart monitor of claim 1, wherein said first signal analyzer is further configured to generate a QRS metrics time series of values that represent QRS metrics, wherein each value of said time series represents at least one of the QRS metrics, comprising a width of a QRS complex, ora positive or negative peak amplitude of the QRS complex, oran absolute area under the QRS complex, ormaximum positive or negative slopes of the QRS complex, ora dominant frequency component of the QRS complex, orcomplexity measures of the QRS complex; and,wherein said second signal analyzer is configured to further apply said one or more morphological operators comprising said erosion operator or said dilation operator or said any combination thereof to the QRS metrics time series of values that represent said QRS metrics and to remove abnormal QRS metrics from said QRS metrics time series of values that represent said QRS metrics to thus derive another modified time series that represent a trend of said QRS metrics and use said trend of QRS metrics in combination with said modified time series in said comparison stage if at least one or bo... | Biotronik CRM Patent AG | A61B005/04
US08372005 | B2 | 2013-02-12 | Analyte monitoring device and methods of use | 2009-12-21 | An analyte monitor includes a sensor, a sensor control unit, and a display unit. The sensor has, for example, a substrate, a recessed channel formed in the substrate, and conductive material disposed in the recessed channel to form a working electrode. The sensor control unit typically has a housing adapted for placement on skin and is adapted to receive a portion of an electrochemical sensor. The sensor control unit also includes two or more conductive contacts disposed on the housing and configured for coupling to two or more contact pads on the sensor. A transmitter is disposed in the housing and coupled to the plurality of conductive contacts for transmitting data obtained using the sensor. The display unit has a receiver for receiving data transmitted by the transmitter of the sensor control unit and a display coupled to the receiver for displaying an indication of a level of an analyte. The analyte monitor may also be part of a drug delivery system to alter the level of the analyte based on the data obtained using the sensor. | 1. A communication device, comprising: an input unit configured to receive an indication associated with one or more parameters related to a patient condition including a monitored analyte level, the input unit including a radio frequency (RF) receiver configured to receive remotely generated signals associated with the monitored analyte level;a processor operatively coupled to the input unit, the processor configured to process information related to the received indication, the processor configured to determine an acceleration of the monitored analyte level increase or decrease;an output unit operatively coupled to the processor and configured to output an output indication based on the processed information; andan RF transmitter operatively coupled to the processor and configured to wirelessly transmit one or more signals associated with the processed information; wherein the communication device is configured to enter a sleep mode when the input unit has not been activated for a predetermined period of time such that during the sleep mode, the processor continues to process data while the output unit is not activated. 2. The device of claim 1 wherein the output unit includes a display. 3. The device of claim 1 wherein the processed information related to the received indication includes a treatment protocol. 4. The device of claim 3 wherein the treatment protocol includes an insulin treatment. 5. The device of claim 3 wherein the treatment protocol includes a drug administration protocol. 6. The device of claim 3 wherein the received indication associated with one or more parameters related to the patient condition includes data related to the treatment protocol. 7. The device of claim 6 wherein the data related to the treatment protocol includes one or more of a drug sensitivity curve, a trend in the patient's response to the treatment protocol, or a characteristic time constant for response to the treatment protocol. 8. The device of claim 1 wherein the monitored analyte is glucose. 9. The device of claim 1 wherein the RF receiver is configured to wirelessly receive one or more signals related to the monitored analyte level of a patient from an analyte sensor. 10. The device of claim 9 wherein the analyte sensor includes a glucose sensor. 11. The device of claim 1 wherein the RF receiver is configured to receive one or more analyte sensor data or calibration data. 12. The device of claim 1 including a calibrator operatively coupled to the processor for receiving a sample to determine a calibration value. 13. The device of claim 12 wherein the calibrator is a glucose calibrator. 14. The device of claim 12 wherein the processor is configured to determine the calibration value using less than about one microliter of body fluid. 15. The device of claim 12 wherein the sample includes a blood sample. 16. The device of claim 1 wherein the RF transmitter is configured to transmit the one or more signals associated with the processed ... | Abbott Diabetes Care Inc. | A61B005/00 A61B005/05
US09089254 | B2 | 2015-07-28 | Synchronization of medical devices via digital interface | 2008-08-28 | A method for device control includes bringing a plurality of medical devices into contact with a body of a patient. The medical devices are coupled to communicate with a console via a digital interface. A message is transmitted over the digital interface from the console, to be received simultaneously by the plurality of the medical devices. The medical devices are synchronized with one another responsively to receiving the message. | 1. A method for device control, comprising: bringing a plurality of medical devices into contact with a body of a patient, the medical devices comprising respective senors, which are configured to generate signals while the medical devices are in contact with the body;coupling the medical devices to communicate with a console via a digital interface;sampling the signals in the medical devices using a respective internal clock in each of the medical devices, and transmitting the sampled signals to the console over the digital interface, and;transmitting a message over the digital interface from the console, to be received simultaneously by the plurality of the medical devices; andsynchronizing the medical devices with one another responsively to receiving the message by resetting the internal clock. 2. The method according to claim 1, wherein the medical devices comprise catheters, which are brought into contact with a heart of the patient. 3. The method according to claim 1 wherein the digital interface comprises a wireless interface. 4. The method according to claim 3, wherein transmitting the message comprises sending a broadcast message, in a format prescribed a standard applicable to the wireless interface, from the console to the plurality of the medical devices. 5. The method according to claim 3, wherein transmitting the message comprises sending a synchronization message in accordance with a first protocol, and wherein the method comprises transmitting data over the wireless interface using a second protocol, different from the first protocol. 6. The method according to claim 1, wherein transmitting the message comprises sending one or more pulses from the console to the plurality of the medical devices. 7. The method according to claim 1, wherein the respective sensors comprise position sensors, and the signals are indicative of respective positions of the medical devices. 8. The method according to claim 1, wherein the respective sensors comprise electrodes, and the signals are indicative of electrical activity in the body. 9. The method according to claim 1, wherein the respective sensors comprise electrodes, and the signals are indicative of a contact impedance between the devices and tissue in the body. 10. The method according to claim 1, wherein the respective sensors are responsive to force exerted on the devices, and the signals are indicative of a contact pressure between the device and tissue in the body. 11. Medical electronic apparatus, comprising: a console, which comprises a first digital interface and is configured to transmit a message over the digital interface simultaneously to multiple recipients; anda plurality of medical devices, which are configured to be brought into contact with a body of a patient, and which comprise second digital interfaces for communication with the first digital interface of the console, and which are configured to simultaneously receive the message transmitted by the console and to... | Biosense Webster, Inc. | H04J003/06 A61B005/00 A61B005/06 G06F019/00
US08801635 | B2 | 2014-08-12 | Adjustable pneumatic supporting surface | 2009-10-02 | An apparatus and method are adapted for characterizing human tissue type. A plurality of inflatable bladders enable the application of kinetic energy to the human tissue. Collected data responsive to the applied kinetic energy differentiates between different tissue types and patient loading. The data can be routed via a network to a remote location. | 1. An apparatus for characterizing human tissue type based upon a rate of dissipation of kinetic energy applied to the human tissue, the apparatus comprising: a surface adapted for applying kinetic energy to an anatomical portion of a human supported thereon;at least one sensor associated with said surface responsive to the rate of dissipation of the kinetic energy applied by the surface to said anatomical portion, said at least one sensor comprising at least one accelerometer, whereby the rate of dissipation of the kinetic energy is indicative of a tissue type of said anatomical portion; anda processor programmed for processing data obtained from said sensor relating to said rate of dissipation of said applied kinetic energy and for characterizing the tissue type of said anatomical portion. 2. The apparatus of claim 1, wherein said surface comprises a portion of at least one first inflatable bladder. 3. The apparatus of claim 2, further including a second inflatable bladder having a volume supporting said first inflatable bladder, wherein said first inflatable bladder has a volume greater than the volume of said second inflatable bladder. 4. The apparatus of claim 1, wherein said processor further processes said data to identify a location of said anatomical portion relative to said surface. 5. An apparatus for characterizing the tissue type of a human based upon a rate of dissipation of kinetic energy applied to human tissue, the apparatus, comprising: a surface adapted for supporting an anatomical portion of a human;at least one sensor coupled to said surface, said sensor operable to collect data reflective of kinetic energy exerted on said anatomical portion by said surface, said at least one sensor comprising at least one accelerometer; anddata analysis means programmed for analyzing said data collected by said sensor relating to the rate of dissipation of said kinetic energy exerted on said anatomical portion and for characterizing a tissue type of said anatomical portion based upon said rate of dissipation of the kinetic energy exerted on said anatomical portion. 6. The apparatus of claim 5, wherein said surface comprises an inflatable surface, and wherein said at least one sensor is operable to collect said data based on the rate of inflation of said inflatable surface. 7. An apparatus of claim 5, wherein said data analysis means is operable to analyze said data in frequency domain. 8. An apparatus of claim 7, wherein said kinetic energy is applied by a plurality of inflatable bladders. 9. An apparatus for supporting a human having different tissue types comprising: a plurality of inflatable bladders having a surface adapted for applying kinetic energy to an anatomical portion of a human supported on the inflatable bladders;at least one sensor associated with said surface responsive to a rate of dissipation of the kinetic energy applied by the surface to said anatomical portion, said at least one sensor comprising at least one acc... | HLZ Innovation, LLC | A61B005/103 A61B005/00 A61B005/03
US08256679 | B2 | 2012-09-04 | Use of barcode menus to configure and set-up vital signs monitors | 2008-03-28 | When configuring multiple patient monitors (12) in a healthcare environment, configuration is simplified and setup time is reduced by employing barcoded configuration information that is scanned into the monitors (12) using a barcode scanner (14). A first monitor (12a) is configured by selectively scanning one or more barcodes contained in a configuration booklet. Once the first monitor (12a) is configured, its configuration information is stored and printed in barcoded format. The printed barcodes are then scanned into a second patient monitor (12b), without requiring the user to navigate the configuration barcode booklet a second time. Additionally, a patient's ID barcode is printed on vital signs records generated by the monitor, such as by a strip chart recorder or printer (20). | 1. A system for configuring multiple patient monitors, including: a first vital signs monitor;a first barcode scanner that reads configuration barcodes comprising configuration information and provides the configuration information to the first vital signs monitor; anda printer that generates a printout of configuration barcodes comprising information related to the configuration of the first vital signs monitor upon a determination that the configuration of the first vital signs monitor is complete. 2. The system according to claim 1, further including a second vital signs monitor with a second barcode scanner, wherein a user enters configuration information into the second vital signs monitor by scanning the configuration barcodes on the printout. 3. The system according to claim 2, further including a set of printed configuration barcodes from which a user selects barcodes for scanning. 4. The system according to claim 3, further including a user input device for manually entering configuration information. 5. The system according to claim 1, wherein the barcode scanner is operable to scan a patient ID barcode of a patient is connected to the monitor. 6. The system according to claim 5, wherein the printer prints a record of a monitored patient parameter having the patient ID barcode thereon, the record being devoid of a human-readable identification of the patient. 7. The system according to claim 6, wherein the vital signs monitor includes a vital signs input through which at least one of blood pressure, heart rate, respiratory rate, CO2, SpO2, temperature, or blood-glucose level, of the patient is received, and a display on which at least one of the received vital signs is displayed. 8. The system according to claim 6, wherein the printer is triggered to print the record by at least one of the user or the monitored patient parameter exceeding a predetermined upper or lower threshold value. 9. The system according to claim 1, wherein the processor includes: a routine or means for configuring the first monitor;a routine or means for determining when monitor configuration is complete;a routine or means for printing configuration information in barcode format; anda routine or means for scanning the barcoded configuration information into at least a second vital signs monitor. 10. The system of claim 1, further including a USB memory stick having configuration information stored thereon, which is inserted into the first vital signs monitor to configure the first vital signs monitor. 11. A method of configuring multiple vital signs monitors, including: configuring a first vital signs monitor;storing configuration information in the first vital signs monitor when configuration is complete;printing the stored configuration information in the form of one or more barcodes; andconfiguring a second vital signs monitor by scanning the printed barcodes with a second barcode scanner coupled to the second vital signs monitor;wherein configuring t... | Koninklijke Philips Electronics N.V. | G06K007/10
US07986991 | B2 | 2011-07-26 | System and method for prediction of cognitive decline | 2009-12-16 | A system and method for prediction of cognitive decline, comprises an input receiving input data corresponding to brain activity of an individual and a processor coupled to the input for analyzing the input data to obtain a selected set of features, the processor comparing the selected set of features to at least a portion of entries in a database corresponding to brain activity of a plurality of individuals, wherein entries in the database have been separated into a plurality of categories corresponding to one of a degree of cognitive decline and a propensity for future cognitive decline of individuals relating to the entries, the processor determining, based on the comparison, a category most closely corresponding to the selected set of features. | 1. A method for prediction of cognitive decline of a patient during a future time period, comprising: receiving input data corresponding to electrical brain activity of an individual;analyzing, using a processor, the input data to extract selected features therefrom;comparing, using the processor, the selected features to at least a portion of entries in a database, the database including data corresponding to brain activity of a plurality of individuals, wherein entries in the database are separated into a plurality of categories corresponding to a degree of cognitive decline of the individuals when the data corresponding to brain activity was collected and a degree of cognitive decline of the individuals during a period of time subsequent to the collection of data corresponding to brain activity; anddetermining, using the processor, a category of the plurality of categories most closely corresponding to the input data. 2. The method according to claim 1, wherein the input data includes one of quantitative electroencephalogram data, quantitative magnetoencephalogram data and quantitative event related potential data. 3. The method according to claim 1, wherein the categories correspond to rankings on a clinical staging scale. 4. The method according to claim 3, wherein the clinical staging scale is a Global Deterioration Scale (GDS). 5. The method according to claim 1, wherein the input data includes ERP data corresponding to time frames immediately after presentation of a series of stimuli presented in one of a plurality of sensory modalities, a plurality of sensory attributes and a plurality of stimulus attributes within a single sensory modality, including common stimuli and at least one of rare and novel stimuli, a difference being determined between ERP associated with common stimuli and ERP associated with the at least one of rare and novel stimuli. 6. The method according to claim 5, wherein, for each of a plurality of pairs of stimuli, the first set of data corresponds to a first time frame ERP1 immediately after presentation of a first member of one of the pairs of stimuli and a second set corresponds to a second time frame ERP2 immediately after presentation of a second member of one of the pairs of stimuli, wherein, for each of a first portion of the pairs of stimuli, the second member is the same as the first member and, for each of a second portion of the pairs of stimuli, the second member is different from the first member, ERP1 and ERP2 being compared to one another for each of the first and second portions of the pairs of stimuli. 7. The method according to claim 1, wherein the selected features are augmented based on scores from a neurocognitive testing assessment. 8. The method according to claim 1, wherein the selected features are augmented based on scores from a neurobiological marker assessment. 9. The method according to claim 8, wherein the neurobiological marker assessment is one of ApoE and scores derived from ... | New York University | A61B005/04
US20100094100 | A1 | 2010-04-15 | IMAGE DIAGNOSIS APPARATUS, IMAGE PROCESSING APPARATUS, AND COMPUTER-READABLE RECORDING MEDIUM RECORDING PROGRAM | 2009-10-07 | An operating image storage unit stores a plurality of codes and a plurality of operation image data sets in association with each other. The plurality of codes is concerned with a plurality of standard user operations. The plurality of operation image data sets is displayed for assisting the plurality of user operations. An operation unit accepts a current user operation by a user. A procedure display engine specifies a specific code concerning a user operation next to the current user operation among the plurality of codes in accordance with an examination procedure for current medical examination. And the procedure display engine specifies a specific operation image data set among the plurality of operation image data sets. The specific operation image data set is concerned with the specific code. A display unit displays the specific operation image and the medical image on the same screen. | 1. An image diagnosis apparatus comprising: a generating unit configured to generate a medical image data set for medical examination;a first storage unit configured to store a plurality of codes and a plurality of operation image data sets in association with each other, the plurality of codes being concerned with a plurality of standard user operations in the medical examination, the plurality of operation image data sets being displayed for assisting the plurality of user operations;an operation unit configured to accept a current user operation by a user;a first specifying unit configured to specify a specific code concerning a user operation next to the current user operation among the plurality of codes in accordance with an examination procedure for current medical examination corresponding to the current user operation;a second specifying unit configured to specify a specific operation image data set among the plurality of operation image data sets, the specific operation image data set being concerned with the specific code; anda display unit configured to display the specific operation image and the medical image on the same screen. 2. The apparatus according to claim 1, wherein the operation image data set includes at least one of a message image data set, a reduced image data set of an operation panel, an illustration image data set of the operation panel, and a component image data set, the message image data set being concerned with at least one of a problem corresponding to the current user operation and a solution for the problem, the component image data set being concerned with an electric component on the operation panel, the electric component being associated with the current user operation. 3. The apparatus according to claim 2, wherein if the specific operation image is a component image, the display unit configured to display a mark indicating a movable range of an electric component corresponding to the component image. 4. The apparatus according to claim 1, wherein the operation image data set is a flowchart image data set schematically representing an examination procedure for medical examination. 5. The apparatus according to claim 4, wherein the flowchart image data set includes a plurality of block image data sets concerning a plurality of blocks on the examination procedure. 6. The apparatus according to claim 1, further comprising an execution unit configured to execute specific processing corresponding to the specific operation image data set, when the specific operation image is selected via the operation unit. 7. The apparatus according to claim 6, which further comprises a second storage unit configured to store the plurality of operation image data sets and the plurality of processing contents in association with each other, and in which the execution unit configured to search the second storage unit by using the specific operation image data set as a search keyword, specifies a specific processing conte... | - | A61B005/00
US20100100004 | A1 | 2010-04-22 | Skin Temperature Measurement in Monitoring and Control of Sleep and Alertness | 2008-12-15 | Method of an arrangement for monitoring sleep in a subject by measuring within a prescribed interval skin temperature of a predetermined region of the subject's body and a motion sensor for sensing motion of the subject, comparing the measured skin temperature of the predetermined region with a predetermined temperature threshold, and classifying the subject as being asleep or awake based on whether the skin temperature of the predetermined region is above or below the temperature threshold and on the motion data. In alternative aspects the invention relates to methods of and arrangements for manipulating sleep, as well as monitoring or manipulating alertness. | 1. A method of monitoring sleep in a subject comprising measuring within a prescribed interval skin temperature of a predetermined region of the subject's body and comparing said measured skin temperature of said predetermined region with a predetermined temperature threshold, measuring motor activity of said subject's body in said interval and classifying said subject as being asleep or being awake based on whether the skin temperature of said predetermined region is above or below said temperature threshold and on said motor activity. 2. The method according to claim 1, wherein the predetermined region is at least one distal region of the body and selected from a lower arm, a wrist, a hand, a finger, a lower leg, an ankle, a foot and a toe. 3. The method according to claim 2, wherein said temperature threshold is personalized and has a value within a range of 33.3° C. and 33.7° C. 4. The method according to claim 1, wherein motor activity of the subject is measured by sensing temporal motion of at least one part of the subject's body, comprising at least one of a part of a subject's arm, a part of a leg, and a wrist. 5. The method according to claim 4, wherein the skin temperature is measured with a temperature sensor at a wrist of said subject's human body and said motor activity is also measured at said wrist by means of a motion detector, said motion detector and temperature sensor being integrated in a single unit that can be worn by the subject on the subject's wrist. 6. The method according to claim 1, wherein said temperature threshold is established taking into account whether the subject is a person suffering from a sleeping disorder, an elderly person, or an adult having no sleeping disorder. 7. A sleep monitoring arrangement comprising at least one temperature sensor for measuring within a prescribed interval skin temperature of a predetermined region of a subject's body and to render measured skin temperature data, a motion detector for measuring motor activity of said subject's body in said interval and a processor arranged to receive said measured skin temperature data of said predetermined region as well as said motor activity, a memory storing a predetermined temperature threshold and a computer program with instructions and data allowing said processor to compare said measured skin temperature of said predetermined region with said predetermined temperature threshold and classify said subject as being asleep or being awake based on whether the skin temperature of said predetermined region is above or below said temperature threshold and on said motor activity. 8. The sleep monitoring arrangement according to claim 7, wherein said at least one temperature sensor is arranged to measure skin temperature in at least one of a lower arm, a wrist, a hand, a finger, a lower leg, an ankle, a foot and a toe. 9. The sleep monitoring arrangement according to claim 8, wherein said at least one temperature sensor and said motion dete... | Koninklijke Nederlandse Akademie van Wetenschappen | A61B005/01 A61B005/103
US20100056938 | A1 | 2010-03-04 | METHOD AND SYSTEM FOR SIGNAL SEPARATION DURING MULTIVARIATE PHYSIOLOGICAL MONITORING | 2009-06-29 | Multiple electrode contacts make electrical connections to the anterior and/or posterior chest for multivariate characterization of the electrical activation of the heart. A central processing unit derives synthetic composite electrographic signals as well as flag signals for specific purposes. A preferred embodiment uses this system to trigger or gate magnetic resonance imaging, eliminating or reducing problems from small or inverted R-waves, lead detachment, noise, flow signal, gradient changes, and rhythm changes, more reliably flagging the onset of electrical activation of the ventricles. Additional derived data are ST-segment shifts, filling times, and respiratory cycle. Filling times may be used for greatly improved imaging in the presence of rhythm disturbances, such as atrial fibrillation. Respiratory cycle may be used as a respiratory trigger to control for the effects of breathing on the heart position and image quality. | 1. A method for determining a condition associated with at least part of a biological organ by separating desired signals produced by the at least part of the biological organ from superimposed signals acquired during monitoring via a plurality of signal sensors at different positions in relation to the at least of part of the biological organ, comprising the steps of: acquiring multivariate signals relative to the at least of part of the biological organ via the plurality of signal sensors, wherein the signals acquired on each of the signal sensors reflects the respective sensitivity of the particular signal sensor to multiple signal sources, including one or more desired signals and one or more superimposed contaminant signals;inputting the acquired signals into a data processor that performs the steps of: converting the acquired signals into signal data upon which mathematical operations are performed by representing the acquired physiologic signals as an observation data set O(t) whose values are representative of the signals acquired by the corresponding sensors;accessing a separability operator S that includes separation coefficients;applying the separability operator S to the observation data set O(t) to produce an output;extracting one or more output signals from the output to determine a condition associated with the at least part of the biological organ; andenabling the physiological monitoring of the condition associated with the at least part of the biological organ;wherein the separation coefficients collectively specify a model of the conditions of physiologic and external signal sources encountered during data acquisition; andwherein one or more members of the observation data set O(t) are partially correlated. 2. The method as in claim 1 wherein the output represents coverage of electrographic signals beyond a 12-lead. 3. The method of claim 1, further comprising training the separability operator S for a particular physiologic monitoring arrangement, through the steps of: selecting a template signal T(t) associated with a training sensor as a measure of success;acquiring a new observation data set O(t) from the training sensor;initializing the separability operator S coefficients;redefining the coefficients of the separability operator S by obtaining a result signal R(t) based on the separability operator S and the observation data set O(t); andadjusting the coefficients of the separability operator S based on a minimization of an error function E1 calculated as the difference between a channel of the result signal R(t) and the template signal T(t). 4. The method of claim 3, further comprising the step of: correcting for DC offsets in each sensor through the steps of: expanding the separability operator S to support one or more additional degree(s) of freedom; andappending one or more pre-selected value(s) to the observation data set O(t). 5. The method of claim 1, wherein the desired signals represent contributions to an ove... | - | A61B005/0402 G06F019/00
US20100105998 | A1 | 2010-04-29 | METHOD AND APPARATUS FOR SPECTROPHOTOMETRIC BASED OXIMETRY OF SPINAL TISSUE | 2009-10-28 | A near infrared spectrophotometric sensor for non-invasive monitoring of blood oxygenation levels in a subject's spinal cord tissue and spinal cord blood vessels is provided. The sensor includes at least one light source and at least one light detector. The light source is operative to emit near infrared light signals of a plurality of different wavelengths. The light detector is operative to sense light signals emitted from the light source and passed through the subject's spinal tissue, and to produce a sensor signal representative of the sensed light signals The light source is separated from the light detector by a distance representative of a distance from a first vertebrae structure of a human spine to a second vertebrae structure of the human spine, to permit alignment of the light source and detector with the first and second vertebrae structure. | 1. A near infrared spectrophotometric sensor for non-invasive monitoring of blood oxygenation levels in a subject's spinal cord tissue and spinal cord blood vessels, said sensor comprising: at least one light source operative to emit near infrared light signals of a plurality of different wavelengths;at least one light detector operative to sense light signals emitted from the light source and passed through the subject's spinal tissue, and produce a sensor signal representative of the sensed light signals;wherein the light source is separated from the light detector by a distance representative of a distance from a first vertebrae structure of a human spine to a second vertebrae structure of the human spine, to permit alignment of the light source and detector with the first and second vertebrae structure. 2. The sensor of claim 1, wherein the light source includes a fiber optic light guide and a light redirecting prism, and a single light detector. 3. The sensor of claim 2, wherein the light detector is separated from the light source by about sixty-five millimeters. 4. The sensor of claim 1 wherein the distance separating the light source from the light detector is based on a distance representative of a distance between first and second vertebrae structures located within a lumbar region of the human spine. 5. The sensor of claim 1 wherein the distance separating the light source from the light detector is based on a distance representative of a distance between first and second vertebrae structures located within a cervical region of the human spine. 6. The sensor of claim 1 wherein the distance separating the light source from the light detector is based on a distance representative of a distance between first and second vertebrae structures located within a thoracic region of the human spine. 7. A near infrared spectrophotometric system for non-invasive monitoring of blood oxygenation levels in a subject's spinal cord tissue and spinal cord blood vessels, said system comprising: one or more sensors, each sensor having at least one light source operative to emit near infrared light signals of a plurality of different wavelengths, and at least one light detector operative to sense light signals emitted from the light source and passing through the subject's spinal tissue, and to produce a sensor signal representative of the sensed light signals, and wherein the light source is separated from the light detector by a distance representative of a distance from a first vertebrae structure of a human spine to a second vertebrae structure of the human spine, to permit alignment of the light source and detector with the first and second vertebrae structure; anda processor adapted to produce signals from the light source and receive sensor signals from the light detector, and to analyze such sensors signals to determine the blood oxygenation level within the subject's spinal cord tissue and spinal cord blood vessels. 8. A method for non-invas... | CAS MEDICAL SYSTEMS, INC. | A61B005/1455
US20100076280 | A1 | 2010-03-25 | Health Monitor | 2009-11-30 | Methods and devices to detect analyte in body fluid are provided. Embodiments include enhanced analyte monitoring devices and systems. | 1. A health monitoring device, comprising: a housing;an analyte sensor operatively coupled to the housing, the analyte sensor monitoring an analyte level; anda data transfer module coupled to the housing and in signal communication with the analyte sensor, the data transfer module receiving one or more signals related to a monitored analyte level and transmitting data related to the monitored analyte level in response to a request for the data, the data transfer module including a memory for storing the data related to the monitored analyte level. 2. The device of claim 1 wherein the data transfer module transmits the stored data related to the monitored analyte level only upon receiving the request. 3. The device of claim 1 wherein upon request the data transfer module transmits the data stored in the memory related to the monitored analyte level, or data related to a substantially real time analyte level, or both the data stored in the memory related to the monitored analyte level and the data related to the substantially real time analyte level. 4. The device of claim 1 wherein the analyte sensor is a glucose sensor. 5. The device of claim 1 wherein the data transfer module transmits a unique identifier with the transmitted data related to the monitored analyte level. 6. The device of claim 5 wherein the data transfer module is synchronized with an external device based at least in part on the transmitted unique identifier. 7. The device of claim 1 wherein the data related to the monitored analyte level is transmitted based on one or more of a wireless communication protocol or a wired connection. 8. The device of claim 7 wherein the wireless communication protocol includes a radio frequency (RF) communication protocol, optical communication protocol, Bluetooth communication protocol, or Zigbee communication protocol. 9. The device of claim 7 wherein the wired connection includes a universal serial bus (USB) connection or a cable connection. 10. The device of claim 1 wherein the memory of the data transfer module buffers the data related to the monitored analyte level. 11. The device of claim 10 wherein the data transfer module includes a processing unit configured to transmit the buffered data related to the monitored analyte level only on request. 12. The device of claim 1 wherein the data transfer module operates in one or more of a first data transmission mode, a second data transmission mode, or a third data transmission mode. 13. The device of claim 12 wherein the first data transmission mode includes transmitting the data related to the monitored analyte level in response to the request when a new sensor data is available. 14. The device of claim 12 wherein the second data transmission mode includes transmitting the data related to the monitored analyte level in response to the request when a new sensor data is available and storing the data related to the monitored analyte level for retransmission. 15. The device of claim... | Abbott Diabetes Care Inc. | A61B005/145
US20100106036 | A1 | 2010-04-29 | ARRYTHMIA ADJUDICATION AND THERAPY TRAINING SYSTEMS AND METHODS | 2009-10-20 | A system and method for presenting arrhythmia episode information to a user are described. An episode database has episode data regarding a plurality of different arrhythmia episodes generated from a plurality of data-generating devices. A user interface is configured to display the episode data for one of the arrhythmia episodes and receive characterization data from the user characterizing the displayed episode data. An adjudication database has adjudication conclusions associated with the arrhythmia episodes in the episode database. The system further includes an adjudication processor, configured to process characterization data relative to the adjudication database. | 1. A system for presenting arrhythmia episode information to a user, comprising: an episode database having episode data regarding a plurality of different arrhythmia episodes generated from a plurality of data-generating devices;a user interface configured to display at least a particular portion of episode data for one of the arrhythmia episodes from the episode database and receive characterization data from the user characterizing the displayed episode data;an adjudication database having adjudication conclusions associated with the arrhythmia episodes in the episode database; andan adjudication processor, configured to process characterization data relative to the adjudication database. 2. The system of claim 1 wherein the displayed episode data includes a device-generated arrhythmia classification. 3. The system of claim 2 wherein the data-generating device is a cardiac rhythm management device that is implanted in a patient, where the displayed episode data includes at least a portion of an intracardiac electrogram and a device category into which the data-generating device associated with the episode data is classified. 4. The system of claim 3 wherein the displayed episode data further includes at least one selected from the group consisting of pace and sense markers on the intracardiac electrogram, device diagnostics, the therapy delivered during the arrhythmia episode and a device-generated arrhythmia classification. 5. The system of claim 4 wherein the device-generated arrhythmia classification is one of the group consisting of nontreated tachy arrhythmia, treated arrhythmia, atrial fibrillation (AF), and supraventricular tachycardia (SVT). 6. The system of claim 1 where the characterization data includes an arrhythmia episode classification. 7. The system of claim 6 wherein the arrhythmia episode classification is selected from the group consisting of: polymorphic ventricular tachycardia (PVT), ventricular fibrillation (VF), monomorphic ventricular tachycardia (MVT), supraventricular tachycardia (SVT), AV nodal re-entrant tachycardia (AVNRT), atrial fibrillation (AF), atrial flutter (AFL), atrial tachy, sinus tachy (ST), dual tachy, unknown, pacemaker-mediated tachycardia (PMT), oversensing and noise. 8. The system of claim 6 wherein the characterization data includes a designation of which part of the episode data was the basis for the arrhythmia episode classification. 9. The system of claim 6 wherein the characterization data includes a designation of a rationale for the selection of the arrhythmia episode classification. 10. The system of claim 1 where the characterization data includes at least one therapy selection. 11. The system of claim 10 where the at least one therapy selection is chosen from the group of turning detection enhancements on or off, turning morphology-based discrimination on or off, and selecting therapy programming to be shock energy or anti-tachycardia pacing. 12. The system of claim 1 wherein at... | CARDIAC PACEMAKERS, INC. | A61B005/0402 G09B023/28
US20100087746 | A1 | 2010-04-08 | METHOD AND SYSTEM FOR ANALYZING BODY SOUNDS | 2007-12-11 | The invention provides a method and system for analyzing body sounds from one or more body organs. An array of transducers is fixed to the body surface over the organs from which body sounds are to be recorded. Analysis of the recorded sound signals includes dividing each signal into one or more time intervals and calculating an average of the signal in each time interval. A difference signal is calculated for each interval, where the difference signal is the difference of the recorded signal in the interval and the interval average. An energy assessment signal is then calculated in each interval using the difference signal. In an embodiment, the energy assessment signal is a standard deviation signal. The subject matter may be used to record and analyze cardiovascular sounds for diagnosing abnormal cardiovascular function, or for calculating an ejection fraction. | 1-67. (canceled) 68. A system for analyzing body sounds from one or more body organs, comprising: (a) an integer N of transducers, each transducer configured to be fixed on a region of a surface of the individual, a transducer i being fixed at a location xi and generating a signal S(xi,t) indicative of pressure waves at the location xi; for i=1 to N; and(b) a processor receiving the signals S(xi,t) configured, for each of one or more of the signals S(xi,t) and for each of one or more time intervals k, to: (i) calculate an average Sk of the signal S(xi,t) in the interval k; and(ii) for one or more times tj in the interval k, calculate a difference S(xi,tj)− Sk, and(iii) calculate an energy assessment signal in a calculation involving the one or more differences S(xi,tj)− Sk 69. The system according to claim 68, wherein the processor is configured to filter from one or more of the signals S(xi,t) to remove one or more components of the signals S(xi,t) not arising from the body organ or organs. 70. The system according to claim 68, wherein the calculation of the energy assessment signal involves calculation of a standard deviation signal from one or more of the signals S(xi,t). 71. The system according to claim 70, wherein the standard deviation signal is obtained from the signal S(xi,t) or from a signal derived from the signal S(xi,t) in a process comprising: dividing the filtered signal into time intervals by a time window; andcalculating the standard deviation σ(k) for each interval using the algebraic expressionσ(k)=(1n∑j=1n(S(xi,tj)-S_k)2)12wherein k is an interval number, tj is a time sample in the interval, n is the number of samples in the interval, and Sk is the average value of the signal in the interval:S_k=1n∑j=1nS(xi,tj). 72. The system according to claim 70, wherein the energy assessment signal is calculated as a sum of squares of components of the standard deviation signals, before or after normalization, before or after median filtering, and before or after smoothing. 73. The system according to claim 68, wherein the processor is further configured to interpolate the plurality of energy assessment signals to obtain energy assessment signals at one or more locations between transducers in the transducer array. 74. The system according to claim 68, configured to analyze cardiovascular sounds. 75. The system according or claim 74, wherein the processor is further configured to identify one or more of events E1, E2, E3 and E4 of a cardiac cycle. 76. The system according to claim 75, wherein the processor is further configured to identify one or more transducers overlying a heart apex. 77. The system according to claim 76, wherein the processor is further configured to compare any one or more of the acoustic energies at any one or more of the cardiac cycle events E1, E2, E3, and E4 to a predetermined threshold. 78. The system according to claim 77, wherein the processor is further configured to make a diagnosis of abnor... | - | A61B007/00 A61B005/02 G06F001/02
US07680528 | B2 | 2010-03-16 | Method for the graphical representation of a medical instrument inserted at least partially into an object under examination | 2006-09-15 | The invention provides a method for the graphical representation of a medical instrument inserted at least partially into an object under examination, with an image representing the medical instrument being generated, in that the instrument image is vectorized, with the medical instrument being represented as a polyline. | 1. A method for graphically determining change in position of a medical instrument during a medical procedure, comprising: inserting the medical instrument at least partially into an object under the examination;generating and displaying a temporal sequence of images of the medical instrument for virtual monitoring of instrument positioning during the procedure, wherein each instrument image is vectorized prior to display by transforming each image of the medical instrument into a polyline image formation; andperforming, during the procedure, an image subtraction between two of the polyline image formations to generate and display a differential image indicating temporal change in the instrument position. 2. The method as claimed in claim 1, wherein the vectorization of each instrument image is performed electronically and the image subtraction is performed by subtracting data corresponding to an end portion of a first polyline image formation from data corresponding to an end portion of a second polyline image formation. 3. The method as claimed in claim 2, wherein each in the temporal sequence of vectorized instrument images is generated independent of the other and the image subtraction is based on a change between two successive, independently defined polylines. 4. The method as claimed in claim 3, wherein the change is determined by comparing only enlarged image sections of the two end portions of the first and second polylines. 5. The method as claimed in claim 1, wherein the step of generating and displaying a temporal sequence of images includes, for each generated instrument image subtracting a reference image of the object from an overall image of the object. 6. The method as claimed in claim 5, wherein the reference image is an image of the object without the medical instrument inserted into the object and the overall image is an image of the object with the medical instrument inserted into the object. 7. The method as claimed in claim 6, wherein the overall image is generated without a contrast agent. 8. The method as claimed in claim 7, wherein the medical instrument is visible on the overall image by using a radio-opaque material or a marker. 9. The method as claimed in claim 5, wherein the reference image is an image of the object without the medical instrument inserted into the object and is generated without a contrast agent, andwherein the overall image is an image of the object with the medical instrument inserted into the object and is generated with a contrast agent. 10. The method as claimed in claim 5, wherein the reference image is an image of the object with the medical instrument inserted into the object and is generated with a contrast agent, andwherein the overall image is an image of the object with the medical instrument inserted into the object and is generated without a contrast agent. 11. The method as claimed in claim 1, wherein the polylines are two-dimensional projections. 12. The method as claimed i... | Siemens Aktiengesellschaft | A61B005/05
US20100100010 | A1 | 2010-04-22 | IMPLANTABLE DEVICE SYSTEM | 2008-10-21 | An implantable device system is disclosed. The implantable device system comprises, a first energy transceiver system, a second energy transceiver system at least partially implanted within an organic tissue and capable of being interrogated by the first energy transceiver system, and a sensing system, wherein a state of the sensing system is available at the second energy transceiver system. | 1. An implantable device system comprising: a first energy transceiver system;a second energy transceiver system at least partially implanted within an organic tissue and capable of being interrogated by the first energy transceiver system; anda sensing system, wherein a state of the sensing system is available at the second energy transceiver system. 2. The implantable device system of claim 1, wherein the first energy transceiver system and the second energy transceiver system are separated by a distance of up to about 15 cm. 3. The implantable device system of claim 1, wherein the second energy transceiver system comprises a physical parameter sensing system. 4. The implantable device system of claim 3, further comprising an elastic member, wherein the physical parameter sensing system is capable of sensing a pressure of the elastic member. 5. The implantable device system of claim 4, wherein the elastic member further comprises a sealable port. 6. The implantable device system of claim 4, wherein the elastic member is a hollow tube. 7. The implantable device system of claim 6, wherein the hollow tube is in the form of a loop. 8. The implantable device system of claim 3, wherein the physical parameter sensing system comprises a physical interface member, a sensor, and a data interface module. 9. The implantable device system of claim 8, wherein the physical interface member comprises a membrane, a pressure transfer element such as a diaphragm, a pressure conversion element, a temperature transferring element such as a heat pipe, a permeable membrane, one or more ion-selective electrodes, an electromagnetic antenna, or combinations thereof. 10. The implantable device system of claim 9, wherein the physical interface member is composed of a material selected from the group consisting of silicon, titanium glass, metal, ceramic, polymer, semiconductor, biocompatible materials, and other non-biocompatible materials encapsulated in biocompatible materials, and combinations thereof. 11. The implantable device system of claim 8, wherein the sensor comprises a distributed sensor comprising a capacitive sensor, a piezoelectric sensor, a thermal sensor, an inductive sensor, a resistive sensor, a mechanical sensor, or combinations thereof. 12. The implantable device system of claim 11, wherein the sensor includes at least one MEMS sensor selected from the group consisting of MEMS based pressure sensors, MEMS incorporating circuit elements, and combinations thereof. 13. The implantable device system of claim 8, wherein the sensor is capable of quantitatively detecting a physical quantity selected from the group consisting of pressure, temperature, pH, electromagnetic energy, given chemical species, mechanical parameters, or combinations thereof. 14. The implantable device system of claim 1, wherein the second energy transceiver system comprises: an energy conversion and storage component;an energy transformer;a control component; andan energy ... | GENERAL ELECTRIC COMPANY | A61B005/00
US20100106008 | A1 | 2010-04-29 | MAGNETIC RESONANCE IMAGING SYSTEM AND METHOD | 2008-03-13 | It is an object of the present invention to provide a MRI technique, in which the influence of physiological factors such as respiration and cardiac pulsation on MRI results is reduced or removed. The object of the present invention is achieved by a magnetic resonance imaging system (1), comprising a first RF coil (2) adapted for acquiring magnetic resonance imaging data of a patient s body; a number of measuring elements (5, 5′, 5″, 29, 31), which are sensitive to a load changing of the first RF coil (2), said measuring elements (5, 5′, 5″, 29, 31) being adapted for acquiring data related to motion of said patient s body; and a processing unit (9) adapted for employing said motion data to correct for patient motion in magnetic resonance imaging. | 1. A magnetic resonance imaging system, comprising a first RF coil adapted for acquiring magnetic resonance imaging data of a patient's body; a number of measuring elements, which are sensitive to a load changing of the first RF coil, said measuring elements being adapted for acquiring data related to motion of said patient's body; anda processing unit adapted for employing said motion data to correct for patient motion in magnetic resonance imaging. 2. The magnetic resonance imaging system as claimed in claim 1, wherein the load sensitive measuring elements are adapted for acquiring respiration and/or cardiac motion of the patient. 3. The magnetic resonance imaging system as claimed in claim 1, wherein the first RF coil is a transmit only coil or a transmit/receive coil. 4. The magnetic resonance imaging system as claimed in claim 1, wherein the first RF coil is a multi-element RF coil. 5. The magnetic resonance imaging system as claimed in claim 4, wherein each RF coil element comprises its own load sensitive measuring element. 6. The magnetic resonance imaging system as claimed in claim 4, wherein the number of load sensitive measuring elements is not equal to the number of RF coil elements. 7. The magnetic resonance imaging system as claimed in claim 4, wherein the multi-element RF coil is adapted to be positioned directly on the patient. 8. The magnetic resonance imaging system as claimed in claim 1, wherein the first RF coil is a quadrature birdcage coil and the load sensitive measuring elements are arranged to detect changes in loading of the horizontal and vertical resonant modes of the first RF coil. 9. The magnetic resonance imaging system as claimed in claim 1, wherein load sensitive measuring elements comprises second RF coils and/or directional couplers and/or an electric or electronic component, coupled to the RF coil. 10. A magnetic resonance imaging method, comprising the steps of: acquiring magnetic resonance imaging data of a patient's body by means of a first RF coil;acquiring data related to motion of said patient's body by means of a number of measuring elements, which are sensitive to a load changing of the first RF coil; and employing said motion data to correct for patient motion in magnetic resonance imaging by means of a processing unit. 11. The magnetic resonance imaging method as claimed in claim 10, in which the magnetic resonance imaging data and the data related to patient motion are acquired simultaneously with RF transmission. 12. The magnetic resonance imaging method as claimed in claim 10, in which the correcting step comprises adapting the MRI sequence after the RF transmission. 13. A computer program for carrying out a magnetic resonance imaging method; in which method magnetic resonance imaging data of a patient's body being acquired by means of a first RF coil; and in which method data related to motion of said patient's body being acquired by means of a number of measuring elements, which are se... | KONINKLIJKE PHILIPS ELECTRONICS N.V. | A61B005/055
US20100082103 | A1 | 2010-04-01 | TENDON-INTEGRATED PROSTHESIS | 2008-01-18 | A transcutaneous prosthetic device having at least one soft tissue fixture adapted to be fixed to the musculo-tendinous soft tissues of a residual limb, an anchor for an external prosthesis that is fixedly coupled, directly or indirectly, to the bone of the residual limb and at least one transmission means, at least part of the transmission means being housed within a body. The transmission means allowing transmission of one or more signals between the soft tissue fixture and an external prosthesis. The transmission means may comprises a connecting means connecting the soft tissue fixture and an external prosthesis. The connecting means may comprise a mechanical or an electrical connector. The connecting means may comprise a sealed connection within the transcutaneous component, to provide an effective barrier between the internal and external environments. | 1. A transcutaneous prosthetic device which comprises: (i) at least one soft tissue fixture adapted to be fixed to the musculo-tendinous soft tissues of a residual limb;(ii) a transcutaneous anchor for an external prosthesis that is fixedly coupled, directly or indirectly, to the bone of the residual limb in use, the transcutaneous anchor having or being rigidly/fixedly coupled to a transcutaneous component; and(iii) at least one transmission means, at least part of the transmission means being housed, in use, within a body of the transcutaneous component, the transmission means allowing transmission of one or more signals between the soft tissue fixture and an external prosthesis, the signal or signals relating to contraction and/or relaxation of muscle in the residual limb, whereby the external prosthesis can be controlled by contraction and/or relaxation of muscle in the residual limb. 2. The device according to claim 1, wherein the transmission means comprises a connecting means connecting the soft tissue fixture and an external prosthesis in use, at least part of the connecting means being housed, in use, within a body of the transcutaneous component, whereby the external prosthesis can be controlled via the connecting means, by contraction and/or relaxation of muscle in the residual limb. 3. The device according to claim 2, wherein the connecting means comprises a mechanical or an electrical connector. 4. The device according to claim 2, wherein the connecting means comprises a sealed connection within the transcutaneous component, to provide an effective barrier between the internal and external environments. 5. The device according to claim 2, wherein the connecting means comprises a connector attached, in use, by its proximal end to the fixture and which allows the mechanical force of muscle contraction to be transmitted to an external prosthesis, the transcutaneous anchor having or being rigidly/fixedly coupled to a transcutaneous sleeve component into which the connector extends subcutaneously and from which the connector or an extension thereof extends externally from the skin, the sleeve component forming a fluid tight barrier, the subcutaneous part of the connector being slidable back and forth into the transcutaneous sleeve component whereby the external part or extension of the connector correspondingly moves back and forth. 6. The device according to claim 5, wherein the sleeve component further comprises a rotary member and the connector is attached at its distal end to the rotary member to rotate the rotary member when the connector moves back and forth, a or the fluid tight barrier being formed around the rotary member, the movement of the connector being transmitted beyond the sleeve by an extension connector attached to the rotary member, or an extension thereof, on the external side of the barrier. 7. The device according to claim 5, wherein the sleeve component further comprises an extendible and collapsible envelope... | - | A61F002/08 A61B005/04
US20100085067 | A1 | 2010-04-08 | ANESTHESIA MONITOR, CAPACITANCE NANOSENSORS AND DYNAMIC SENSOR SAMPLING METHOD | 2009-09-15 | Embodiments of nanoelectronic sensors are described, including sensors for detecting analytes such as anesthesia gases, CO2 and the like in human breath. An integrated monitor system and disposable sensor unit is described which permits a number of different anesthetic agents to be identified and monitored, as well as concurrent monitoring of other breath species, such as CO2. The sensor unit may be configured to be compact, light weight, and inexpensive. Wireless embodiments provide such enhancements as remote monitoring. A simulator system for modeling the contents and conditions of human inhalation and exhalation with a selected mixture of a treatment agent is also described, particularly suited to the testing of sensors to be used in airway sampling. | 1. A sensor for detecting an analyte in a sample, comprising: a substrate; anda capacitance circuit disposed adjacent the substrate, the circuit including at least a first capacitive element configured to interact with a sample, wherein the circuit is configured to respond to the presence of an analyte of interest by a measurable change in an electrical property. | Nanomix, Inc. | G01N033/497 G01N027/22 A61B005/08 A61B005/05
US07706855 | B1 | 2010-04-27 | System and method for MR data acquisition with uniform fat suppression | 2004-07-20 | A system and method of MR imaging is disclosed that includes reconstruction of MR images with uniform or homogeneous fat suppression. An imaging process is performed using partial asymmetric acquisitions in conjunction with zero-filling of k-space for dynamic contrast-enhanced imaging. Data acquisition is carried out in a relatively short period of time which reduces scan time, reduces the likelihood of subject discomfort and motion-induced artifacts, and increases patient throughput. | 1. A method of medical imaging comprising the steps of: zero-filling at least a first portion of k-space;applying a fat suppression pulse to suppress signals from fat in an ROI;acquiring MR data from the ROI prior to full fat recovery with a 3D fast gradient echo sequence (FGRE);filling at least a second portion of k-space from the MR data; andreconstructing a uniformly fat-suppressed medical image from the MR data having fat magnetization suppressed below a uniform threshold above which the fat magnetization is deemed to have fully recovered. 2. The method of claim 1 wherein the step of acquiring MR data includes segmenting data acquisitions into a number of imaging segments for each phase encoding view, and acquiring multiple slice encoding lines per imaging segment, and further comprising the steps of repeating application of the fat suppression pulse for MR data acquisition for each imaging segment. 3. The method of claim 2 further comprising the step of filling each phase encoding view of k-space with fat-suppressed MR data. 4. The method of claim 3 wherein the step of filling includes sampling MR signals from the ROI with a segmented sequential encoding order having a k-space trajectory starting at or near a center of k-space to a periphery of k-space. 5. The method of claim 4 further comprising the step of determining a flip angle for the fat suppression pulse such that magnetization of fat within the ROI is at or near a null point at the filling of the center of k-space. 6. The method of claim 3 wherein the step of filling includes sampling MR signals from the ROI with a reverse segmented sequential encoding order having a k-space trajectory from a periphery of k-space to at or near a center of k-space. 7. The method of claim 6 further comprising the step of determining a flip angle for the fat suppression pulse such that magnetization of fat within the ROI is at or near a null point at the filling of the center of k-space. 8. The method of claim 1 wherein the step of zero-filling includes zero-filling in a slice direction. 9. The method of claim 1 wherein the fat suppression pulse includes a spectrally-selective inversion recovery pulse. 10. The method of claim 1 further comprising the step of acquiring the MR data during at least one of a breathhold and a non-breathhold moment. 11. The method of claim 1 further comprising the step of sequentially sampling the ROI and sequentially filling the non-zero filled portions of k-space. 12. The method of claim 1 further comprising the step of defining a 3D volume of interest (VOI), and wherein the step of acquiring MR data includes the acquisition of 3D data from the VOI. 13. The method of claim 1 wherein the step of acquiring MR data includes sampling MR signals from an excited region surrounding one of a liver or breast region of a medical patient. 14. The method of claim 1 further comprising the step of reconstructing a magnetic resonance angiography (MRA) image from the MR data.... | General Electric Company | A61B005/05
US07706868 | B2 | 2010-04-27 | Detecting atrial fibrillation, method of and apparatus for | 2006-02-17 | A method and apparatus to determine possible atrial fibrillation or absence of atrial fibrillation that includes detecting pulse rhythms from a succession of time intervals each corresponding to a respective interval of time between successive pulse beats; analyzing the detected pulse rhythms to make a determination of possible atrial fibrillation; indicating the possible atrial fibrillation from the determination; or making a determination of the absence of atrial fibrillation. | 1. A method of determining possible atrial fibrillation, said method comprising: detecting, using a pulse beat detection apparatus, a sequence of pulse beats to provide a succession of time intervals corresponding to the sequence of pulse beats;ascertaining, using a processor, a mean of the succession of time intervals;determining, using a processor, lower and upper boundary values of the time intervals each as a respective percent of the mean;recalculating, using a processor, the mean based on only the time intervals that are at or between the upper and lower boundary values and not based on the time intervals that are less than the lower boundary value or higher than the upper boundary value;calculating, using a processor, a standard deviation based on only the time intervals that are at or between the upper and lower boundary values and not based on the time intervals that are less than the lower boundary value or higher than the upper boundary value;calculating, using a processor, a quotient formed by dividing the standard deviation by the recalculated mean;comparing the calculated quotient with a threshold value; andconsidering the rhythm to be atrial fibrillation when the quotient exceeds the threshold value. 2. The method of claim 1, wherein the lower boundary value is in a range of about 0.50 to about 0.90 times the mean and the upper boundary value is in a range of 1.1 to 1.5 times the mean. 3. The method of claim 1, wherein said threshold value is within the range of 0.01 to 0.10. 4. The method of claim 1, wherein the pulse beat detection apparatus is either a sphygmomanometer or a plethysmograph. 5. A method of determining rhythms that are not atrial fibrillation, said method comprising: detecting, using a pulse beat detection apparatus, a sequence of pulse beats to provide a succession of time intervals corresponding to the sequence of pulse beats;ascertaining, using a processor, a mean of the succession of time intervals;determining, using a processor, lower and upper boundary values of the time intervals each as a respective percent of the mean;recalculating, using a processor, the mean based on only the time intervals that are at or between the upper and lower boundary values and not based on the time intervals that are less than the lower boundary value or higher than the upper boundary value;calculating, using a processor, a standard deviation based on only the time intervals that are at or between the upper and lower boundary values and not based on the time intervals that are less than the lower boundary value or higher than the upper boundary value;calculating, using a processor, a quotient formed by dividing the standard deviation by the recalculated mean;comparing the calculated quotient with a threshold value; andconsidering the rhythm not to be atrial fibrillation when the quotient is less than the threshold value. 6. The method of claim 5, where the lower boundary value is in a range of about 0.50 to about 0.90 times... | - | A61B005/04
US07670300 | B2 | 2010-03-02 | Swing lance with integrated sensor | 2004-07-27 | An apparatus for lancing skin and collecting a liquid sample. The apparatus having a housing with an outer periphery and a rotatable arm having a lance to puncture the skin. A sample collection area is attached to the arm. The arm of the apparatus rotates from a first position to a second position. As the arm rotates, the lance extends beyond the housing allowing the lance to contact the user's skin and create a lance site. As the arm continues to move to the second position, the lance is brought out of contact with the user's skin and back within the housing while the collection area is brought into position. When the arm is located in the second position, the collection area is in substantially the same location as the lance site on the user's skin. | 1. An apparatus for lancing skin and collecting a liquid sample comprising: a housing sized to be handheld and having an outer periphery;a rotatable arm rotatably positioned in the housing and having an end movable in an arc from a first predefined position to a second predefined position and then a third predefined position, the end of the rotatable arm being configured to move in a single direction from the first predefined position to the second predefined position to the third predefined position;a lance for lancing skin, the lance being movable with the end of the rotatable arm, the lance being fully within the outer periphery of the housing when the end of the rotatable arm is in the first predefined position and the lance extends beyond the outer periphery of the housing as the arm is rotating from the first predefined position to the second predefined position to create a lance site in skin of a user, the lance being configured to rotate through an arc to lance the skin as the arm is rotated from the first predefined position to the second predefined position; anda sample collection area movable with the end of the arm in general fixed relation to the lance as the arm moves between the first, second and third predefined positions, the sample collection area being positioned within an effective range of the lance site to collect the liquid sample from the lance site when the arm is at the third predefined position, the sample collection area being distinct and separate from the lance. 2. The apparatus of claim 1, wherein the sample collection area overlaps at least a portion of the lance site when the arm is at the third predefined position. 3. The apparatus of claim 1, wherein the end of the arm moves in a continuous motion from the first predefined position to the third predefined position after being released. 4. The apparatus of claim 1, wherein the sample collection area comprises a biosensor. 5. The apparatus of claim 4, wherein the biosensor is an electrochemical biosensor. 6. The apparatus of claim 4, wherein the biosensor is an optical biosensor. 7. The apparatus of claim 1, wherein the sample collection area includes a capillary channel for collecting the sample and moving the sample to a reaction area within the collection area, the reaction area having a reagent for producing a reaction with an analyte in the sample indicative of the concentration of the analyte in the sample. 8. The apparatus of claim 1, wherein the lance comprises a generally flat blade end. 9. The apparatus of claim 8, wherein the lance lies along the arm and the generally flat blade end extends beyond the end of the arm. 10. The apparatus of claim 1, wherein the arm comprises a nest at the end of the arm in fixed relation to the lance and a disposable sensor comprising the sample collection area is positioned in the nest. 11. A method of collecting a liquid sample with a hand-held apparatus, the method comprising the acts of: positioning the hand-... | Bayer HealthCare LLC | A61B005/00 A65D081/00 A61B017/32 A61B017/14
US20100076388 | A1 | 2010-03-25 | Discharge device for pharmaceutical media | 2008-09-19 | A discharge device for pharmaceutical media has a reservoir for storing the medium, with a discharge opening for delivering the medium to the environment, the discharge opening in a use position being positioned in front of an eye of the user and a feed mechanism for feeding the medium from the reservoir to the discharge opening. A control system with a control unit and a sensor device is also provided. The control system is constructed for detecting an opening state of the eye of the user and/or a viewing direction of the eye of the user and for influencing the delivery of the medium as a function of the detected opening state and/or detected viewing direction. | 1. A discharge device for a pharmaceutical medium, said device comprising a reservoir for storing the medium,a discharge opening for delivering the medium to the environment, the discharge opening being positioned in front of an eye of a user in a use positiona feed mechanism for feeding the medium from the reservoir to the discharge opening, anda control system comprising a control unit anda sensor device,the control systemdetecting an opening state of the eye of the user and/or a viewing direction of the eye of the user andinfluencing the delivery of the medium as a function of the detected opening state and/or detected viewing direction. 2. The discharge device according to claim 1, additionally comprising a source of electromagnetic radiation directed onto the eye in the use position and oriented in such a way that with the eye opened, the radiation is reflected in the direction of the sensor device anda sensor associated with the sensor device for detecting the reflected electromagnetic radiation. 3. The discharge device according to claim 2, wherein the source delivers electromagnetic radiation in the non-visible wavelength range. 4. The discharge device according to claim 1, wherein the sensor device has a camera which is directed on to the eye and whose pictorial information is evaluated by the control unit for establishing the opening state and/or viewing direction. 5. The discharge device according to claim 1, additionally comprising a status-LED in the visual range of the user. 6. The discharge device according to claim 1, wherein the control system starts a discharge process and/or briefly interrupting a discharge process as a function of the opening position and/or viewing direction. 7. The discharge device according to claim 1, wherein the control system influences medium delivery by activating and/or deactivating the feed mechanism and/or opening and/or closing a discharge valve associated with the discharge opening. 8. The discharge device according to claim 7, wherein the discharge valve is operable by means of an electromagnetically operating actuator or by means of a piezoactuator. 9. The discharge device according to claim 1, wherein the discharge device delivers the medium in the form of individual droplets. 10. The discharge device according to claim 3, wherein the electromagnetic radiation is in the infrared frequency range. | - | A61F009/00 A61B005/11 A61B003/10 A61B003/14
US20100094151 | A1 | 2010-04-15 | Stethoscope Timer Attachment and Clip Holder Therefor | 2008-10-09 | A stethoscope timer attachment and clip holder therefore comprising a timing device affixed to a tube of a stethoscope, and a holster to receive the timing device in an inverted position, wherein said holster is connected to a waist band of a pair of pants of a health care professional to carry the stethoscope thereon. | 1. A stethoscope timer attachment and clip holder therefore comprising: a) a timing device affixed to a tube of a stethoscope; andb) a holster to receive said timing device in an inverted position, wherein said holster is connected to a waist band of a pair of pants of a health care professional to carry the stethoscope thereon. 2. The attachment as recited in claim 1, wherein said timing device comprises a snap clamp to removably affix said timing device to the tube of the stethoscope. 3. The attachment as recited in claim 1, wherein said timing device further comprises a battery operated countdown timer unit therein. 4. The attachment as recited in claim 1, wherein said timing device further comprises a) a housing;b) a digital display screen in said housing; andc) at least one timer button on said housing to operate said digital display screen. 5. The attachment as recited in claim 4, wherein said timing device further comprises: a) an exam light on bottom of said housing; andb) a button switch on said housing to turn said exam light on and off. 6. The attachment as recited in claim 5, wherein said exam light is a light emitting diode. 7. The attachment as recited in claim 1, wherein said holster comprises: a) a back wall; andb) a pair of curved side walls extending from said back wall, wherein each said side wall having a top notch will receive and retain one ear piece of the stethoscope therein. 8. The attachment as recited in claim 7, further comprises a spring clip on said back wall of said holster to removably clamp said holster onto the waist band of the pair of pants. 9. A stethoscope carrying system comprising an attachment device affixed to a tube of a stethoscope, said attachment device comprising a housing; a holster comprising a body that comprises an outer shell that defines a cavity, the body having a top end with an opening sized to receive said attachment device for placement of said attachment device in said cavity; anda clip associated with said outer shell for engaging said holster to a belt or waist of a user. 10. The stethoscope carrying system of claim 9, wherein said housing comprises a three-dimensional configuration and said body comprises a front wall, back wall, and opposing side walls forming said outer shell and defining said cavity to be substantially similar in shape with said three-dimensional configuration so as to create a frictional fit between said holster and said attachment device. 11. The stethoscope carrying system of claim 10, wherein said side walls each comprise a notch for receiving and supporting an ear piece of a stethoscope. | - | A61B005/02
US20100063418 | A1 | 2010-03-11 | LANCING DEVICE FOR TAKING BLOOD, COMPRISING A LEG SPRING | 2008-02-29 | A lancing device for taking blood for medical examinations, comprising a base body, at least one needle which is arranged therein and which can be extended outwards with a tip end, having a needle holding element which at least partially encompasses the needle, and a manual actuating element for releasing a movement of the needle together with the needle holding element relative to the base body, wherein the needle is spring-loaded and wherein at least one leg spring, the first end of which is attached to the base body, and by means of the second end of which the needle holding element can be moved along a predefined control curve section during a pressure release of the leg spring. | 1. A lancing device for taking blood for medical examinations, comprising a base body, at least one needle which is arranged therein and which can be extended outwards with a tip end, having a needle holder which at least partially encompasses the needle, and a manual actuator for releasing a movement of the needle together with the needle holder relative to the base body, wherein the needle is spring-loaded, wherein one leg spring is provided, the first end of which is attached to the base body and the second end of which is configured to move the needle holder along a predefined control curve section during a pressure release of the leg spring. 2. The lancing device according to claim 1, wherein the control curve section is arranged as a curved slot in a pivot mounted relative to the base body, and connected to the second end of the leg spring. 3. The lancing device according to claim 2, wherein the needle holder comprises a guide cam configured to engage in the slot of the pivot. 4. The lancing device according to claim 2, wherein the pivot comprises a latching hook for latching into a protrusion of complementary shape arranged on the base body, wherein the latching hook is configured to be released upon movement of the manual actuator. 5. The lancing device according to claim 1, wherein the control curve section comprises a curved groove on an inner wall of the base body and a cam on the needle holder configured to engage in the groove on the inner wall of the base body. 6. The lancing device according to claim 1, wherein the needle holder comprises a pivot member having a first end is connected in a pivotable manner to the needle holder and a second end connected in a pivotable manner to the base body, wherein the pivot member carries out a pivoting movement during a forward and backward displacement movement of the needle holder. 7. The lancing device according to claim 1, wherein the manual actuator is arranged at an upper end of the needle holder located opposite the tip end of the needle and configured to be arrested in the base body. 8. The lancing device according to claim 1, wherein: an inner wall of the base body comprises a longitudinal groove for receiving a longitudinal guide cam of the needle holder; andthe longitudinal groove extends in a straight line in a tip end region of the needle on the inner wall along the longitudinal axis of the base body. 9. The lancing device according to claim 1, wherein the control curve section is oriented in such a way that its ends are oriented towards an upper side of the base body in a manner pointing away from the tip end of the needle. 10. The lancing device according to claim 1, wherein the leg spring comprises a rotation axle arranged to run perpendicular to the longitudinal axis of the base body in the region of a lower side of the base body in which the tip end of the needle is located. 11. The lancing device according to claim 1, wherein the leg spring comprises a rotation axle... | GERRESHEIMER WILDEN GMBH | A61B005/151
US07684856 | B2 | 2010-03-23 | Detection of artifacts in bioelectric signals | 2006-12-07 | The invention relates to a method and apparatus for detecting artifacts in a bioelectric signal, especially in a frontal EEG signal. In order to accomplish an uncomplicated mechanism for detecting artifacts in clinical applications, an impedance signal is measured through a first electrode set attached to the skin surface in a measurement area of a patient's body, the impedance signal being indicative of the impedance of the signal path formed between individual electrodes of the set. Simultaneously with the impedance measurement, a bioelectric signal is acquired through a second electrode set also attached to the skin surface of the measurement area, and the time periods are determined during which the impedance signal fulfills at least one predetermined criterion indicative of the presence of artifact in the bioelectric signal. In one embodiment, the first and second electrode sets are formed by a common set of two electrodes. | 1. A method for detecting artifacts in a bioelectric signal, the method comprising the steps of: supplying an AC excitation signal through a signal path formed between a first electrode and a second electrode each attached to a subject's skin surface in a measurement area of the subject's body, the AC excitation signal having a frequency above a signal band including the bioelectric signal;measuring an impedance signal through the first and second attached to the subject's skin surface in the measurement area, the impedance signal being indicative of the impedance of the signal path;acquiring the bioelectric signal through the first and second attached to the subject's skin surface in the measurement area, the acquiring step being performed simultaneously with the measuring step;determining at least one first time period during which the impedance signal fulfills at least one predetermined criterion using a control unit; andbased on the at least one first time period, defining at least one artifact-contaminated time period of the bioelectric signal using the control unit. 2. A method according to claim 1, wherein the acquiring step includes acquiring the bioelectric signal, in which the bioelectric signal is an EEG signal. 3. A method according to claim 2, wherein the supplying step includes supplying the AC excitation signal through the signal path formed between the first and second electrodes attached to the subject's skin surface in the measurement area of the subject's body, in which the measurement area comprises the facial area of the subject. 4. A method according to claim 2, wherein the supplying step includes supplying the AC excitation signal through the signal path formed between the first and second electrodes attached to the subject's skin surface in the measurement area of the subject's body, in which the measurement area comprises the forehead of the subject. 5. A method according to claim 1, further comprising a step of discarding signal segments in the bioelectric signal that correspond to the at least one artifact-contaminated time period from the bioelectric signal. 6. A method according to claim 5, further comprising a step of replacing the discarded signal segments of the bioelectric signal with new signal values. 7. A method according to claim 1, further comprising the steps of: analyzing the bioelectric signal, whereby a sequence of analysis results is obtained; anddiscarding analysis results that correspond to the at least one artifact-contaminated time period from the sequence of analysis results. 8. A method according to claim 7, further comprising a step of replacing the discarded analysis results with new analysis values. 9. A method according to claim 1, wherein the measuring step further includes a sub-step of connecting the first and second electrodes to a high-pass filter configured to pass signals on a frequency range of the AC excitation signal and reject signals on a frequency range of the bioelectric s... | General Electric Company | A61B005/04
US07699784 | B2 | 2010-04-20 | System for detecting and monitoring vital signs | 2007-07-05 | A system and method for determining and monitoring various characteristics of a patient positioned on a patient support apparatus, such as a bed, stretcher, or cot, is disclosed. The system and method involve monitoring the forces exerted by the patient on one or more force sensors, which may be load cells on the support apparatus. These force sensors will detect vibrations that correspond to various conditions of the patient, including the patient's heart rate, breathing rate, and/or the seizure status of a patient. These vibrations may be analyzed, such as by Fast Fourier Transforms, in order to determine the various conditions of the patient. | 1. A patient support apparatus comprising: a support deck adapted to support a patient, said support deck including a plurality of sections pivotable with respect to each other such that a position of a patient's body supported on said support deck may be changed;a load frame supporting said support deck;a force sensor adapted to detect a force exerted from said load frame onto said force sensor, said force sensor outputting a signal corresponding to said force; anda controller in communication with said force sensor, said controller adapted to determine from said signal both a breathing rate and heart rate of a patient positioned on said support deck. 2. The apparatus of claim 1 wherein said controller is adapted to calculate a Fast Fourier Transform of said signal and use said Fast Fourier Transform to determine at least one of the breathing rate and the heart rate. 3. The apparatus of claim 2 wherein said controller identifies a peak frequency in said Fast Fourier Transform in order to determine the breathing rate. 4. The apparatus of claim 3 wherein the controller determines the breathing rate to be equal to said peak frequency. 5. The apparatus of claim 2 wherein said controller analyzes a harmonic peak in said Fast Fourier Transform in order to determine the heart rate. 6. The apparatus of claim 5 wherein said controller calculates the heart rate by dividing said harmonic peak by an integer greater than one that corresponds to said harmonic peak. 7. The apparatus of claim 5 wherein said controller analyzes a pair of peaks in said Fast Fourier Transform to determine the heart rate, said pair of peaks located at integer multiples of the heart rate. 8. The apparatus of claim 1 further including a low pass filter adapted to filter out frequencies in said signal that exceed a selected frequency. 9. The apparatus of claim 1 wherein said controller is further adapted to analyze said signal to determine if the patient is experiencing a seizure. 10. The apparatus of claim 2 further including a second force sensor adapted to detect a second force exerted from said load frame onto said second force sensor, said second force sensor outputting a second signal corresponding to said second force; wherein said controller is in communication with said second force sensor and said controller is further adapted to make a second determination of the breathing rate and the heart rate of the patient positioned on said support deck based upon said second signal. 11. The apparatus of claim 1 wherein said controller is further adapted to monitor the breathing rate and the heart rate and issue a notification to an attendant if either of the breathing rate and the heart rate meets a criteria. 12. A patient support apparatus comprising: a support deck adapted to support a patient, said support deck including a plurality of sections pivotable with respect to each other such that a position of a patient's body supported on said support deck may be changed;a l... | Stryker Corporation | A61B005/08 A61B005/02 A47B071/00
US20100100011 | A1 | 2010-04-22 | System and Method for Orthopedic Alignment and Measurement | 2009-10-22 | At least one embodiment is directed to a system for measuring parameters of a skeletal system in positions of optimal alignment for implantation of an orthopedic device. The system comprises one or more position sensors (202, 204, 206, 208, 210, and 212), one or more measurement sensors (606), a processing unit (506), and a screen (502). The position and measurement sensors are in communication with the processing unit. Position and relational positioning information in conjunction with one or more parameter measurements is used to determine proper seating of an implant, device balance over a range of motion, and device stability. For example, measurement of loading over a range of motion can be used to determine the amount and type of adjustment required for an implant. The positional and measurement data is stored in a database and accessible to the processing unit (506) to aid the surgeon, hospital, and implant manufacturer. | 1. A system comprising: one or more location sensors coupled to a skeletal system to measure position, relational positioning, and alignment;one or more measurement sensors coupled to a skeletal system for measuring parameters of the skeletal system; anda processing unit that receives both positioning information and at least one measurement parameter to generate a measurement where one or more bones of the skeletal system are in a predetermined alignment. 2. The system of claim 1 where the one or more location sensors are coupled to bones of a skeletal system to provide data in three dimensions and where a position of a sensored bone is displayed on a screen. 3. The system of claim 1 where the one or more locations sensors provide information of a pre-operative skeletal system range of motion and where the processing unit compares the pre-operative range of motion to a range of motion of an implanted device. 4. The system of claim 1 where the one or more locations sensors are coupled to the lower leg to provide positional information on the femur and tibia to the processing unit, where the processing unit in conjunction with position data provided by the one or more location sensors determines when the mechanical axis of the lower leg in extension is aligned, and where the one or more location sensors can provide relational positioning data of a tibia in relation to a femur of the lower leg. 5. The system of claim 4 further including a trial insert for an implanted knee joint having one or more measurement sensors where the trial insert is in communication with the processing unit and where the trial insert in conjunction with the more than one location sensors displays provides measurement and position information to the processing unit. 6. The system of claim 5 where the trial insert includes at least one positional sensor in communication with the processing unit. 7. The system of claim 6 where the trial insert is inserted between the distal end of the femur and the proximal end of the tibia, where the trial insert measures at least load for a predetermined trial insert thickness such that an appropriate final insert thickness from the measurement, and where the loading is within a predetermined range with the final insert in place. 8. The system of claim 7 where the system measures balance in each compartment of a knee with the trial insert, where the system indicates that the lower leg the mechanical axis is correctly aligned when the measurement is taken, and providing information for soft tissue balancing to balance the knee. 9. The system of claim 5 further including a final insert for an implanted knee joint having one or more measurement sensors and one or more location sensors for long term monitoring of an implanted knee joint. 10. The system of claim 1 where at least one location sensor is coupled to each of a cervical region, thoracic region, and a lumbar region of a spinal column to provide positional information to the p... | - | A61B005/103 A61F002/38 A61F002/44 A61F002/32
US07702376 | B2 | 2010-04-20 | Method for ECG-triggering a measuring sequence of a magnetic resonance device | 2006-05-25 | Method for ECG triggering a measuring sequence of a magnetic resonance device, with ECG signals of a patient being detected over two channels, with the triggering of the measuring sequence being carried out when the ECG signal of at least one channel, said ECG signal being subjected to a digital signal processing, exceeds a threshold value, and at the same time the derivation of the ECG signal or the norm of the derivation of the ECG signal lies within a defined interval in both channels. | 1. A method for electrocardiogram (ECG) triggering of a measuring sequence of a magnetic resonance device, comprising: detecting a first ECG signal and a second ECG signal of a patient via a first ECG channel and a second ECG channel;generating a respective derivation or a respective norm of the derivation of the first and second ECG signals;signal processing the first and second ECG signals to create respective threshold values of the first and second ECG signals;determining when any one of the first and second ECG signals exceeds a corresponding threshold value;determining, in both the first ECG channel and the second ECG channel, when the respective derivation or the respective norm of the derivation of both the first and second ECG signals are simultaneously within respective intervals of the first and second ECG channels, wherein one of the intervals of the channels is defined based on a lower and upper limit values of a respective one of the first and second ECG signals; andtriggering the measuring sequence upon a concurrent determination that 1) any one of the first and second ECG signals exceeds the corresponding threshold value, and 2) that, in both the first ECG channel and the second ECG channel, the respective derivation or the respective norm of the derivation of both the first and second ECG signals are simultaneously within the respective intervals of the first and second ECG channels. 2. The method as claimed in claim 1, further comprising performing the triggering when a R wave of the one ECG signal appears on an ECG detector. 3. The method as claimed in claim 1, further comprising releasing the measuring sequence of the magnetic resonance device concurrent with the triggering of the measuring sequence of the magnetic resonance device. 4. The method as claimed in claim 1, wherein the signal processing of a respective one of the first and second ECG signals is digital and comprises: low pass filtering an interference of the magnetic resonance device from the one ECG signal;calculating a derivation norm function of the one ECG signal; andcalculating a threshold value of the one ECG signal by an interpolator. 5. The method as claimed in claim 4, wherein the calculating of the derivation norm function of the one ECG signal is based on a first or second derivation of the one ECG signal or a combination thereof. 6. The method as claimed in claim 1, further comprising determining the lower and upper limit values of the one interval in a learning phase. 7. The method as claimed in claim 6, wherein the determining of the lower and upper limit values of the one interval occurs in an initial learning phase which is prior to a magnetic resonance measurement with a patient positioned outside a patient tunnel of a magnetic resonance device. 8. The method as claimed in claim 6, further comprising redefining the lower and upper limit values of the one interval prior to a magnetic resonance measurement or prior to a further magnetic resona... | Siemens Aktiengesellschaft | A61B005/055
US07672704 | B2 | 2010-03-02 | Methods and compositions for blood pool identification, drug distribution quantification and drug release verification | 2003-09-11 | Methods and compositions useful for detecting an in vivo blood pool, monitoring the distribution of a compound of interest to a desired site in an organism by magnetic resonance imaging, monitoring the accumulation of a compound of interest at a desired site in vivo by magnetic resonance imaging, and monitoring the release of liposomal contents to an external stimulus at a desired site in vivo by magnetic resonance imaging are disclosed. Some compositions comprise envirosensitive or non-sensitive liposomes. Contrast agents, such as manganese-based compounds, are also disclosed. | 1. An in vivo method of monitoring the localization and distribution of a compound of interest to a desired site in an organism by magnetic resonance imaging, the method comprising: (a) administering an envirosensitive liposome composition to a subject, the composition comprising: (i) a contrast agent;(ii) a compound of interest; and(iii) an envirosensitive liposome encapsulating the contrast agent and the compound of interest; and(b) monitoring the localization and distribution of the compound of interest to a desired site by magnetic resonance imaging, wherein the monitoring comprises monitoring release of the contents of the liposome at the desired site by monitoring an increase in the presence of the contrast agent released from the liposome at the desired site as the contents of the liposome are being released at the desired site. 2. The method of claim 1, further comprising increasing blood flow to the desired site. 3. The method of claim 2, wherein the increasing blood flow comprises heating the desired site. 4. The method of claim 3, wherein the increasing blood flow is by a method selected from the group consisting of contacting a heated catheter with the desired site, applying RF or microwave energy to the site, applying ultrasonic energy to the site and applying a laser beam to the site. 5. The method of claim 1, wherein the envirosensitive liposome is a liposome selected from the group consisting of a thermosensitive liposome, a pH-sensitive liposome, a chemosensitive liposome and a radiation-sensitive liposome. 6. The method of claim 5, wherein the thermosensitive liposome comprises a formulation selected from the group consisting of DPPC-PEG2000, DPPC-DSPE-PEG2000 (95:5, mol:mol); DPPC-MSPC-DSPE-PEG2000 (90:10:4, mol:mol). 7. The method of claim 1, wherein the desired site is a tumor. 8. The method of claim 1, wherein the contrast agent comprises a element selected from the group consisting of Gd, Cu, Cr, Fe, Co, Er, Ni, Eu, Dy, Zn, Mg, Mo, Li, Ta, and Mn. 9. The method of claim 1, wherein the compound of interest is a chemotherapeutic agent. 10. The method of claim 1, further comprising exposing the envirosensitive liposome at the desired site to a non-physiological environmental condition. 11. The method of claim 10, wherein the environmental condition is selected from the group consisting of hyperthermia, electromagnetic radiation, a chemical agent and non-physiological pH. 12. A method of monitoring the accumulation of a compound of interest at a desired site in vivo by magnetic resonance imaging, the method comprising: (a) administering to a subject an envirosensitive liposome composition comprising: (i) a contrast agent;(ii) a compound of interest; and(iii) an envirosensitive liposome encapsulating the contrast agent and the compound of interest; and(b) monitoring the accumulation of the compound of interest at a desired site by magnetic resonance imaging, wherein the monitoring comprises monitoring release of the c... | Duke University | A61B005/055
US07697976 | B2 | 2010-04-13 | Non-evasive method and apparatus of detection of organism tissues | 2005-01-18 | The invention relates to a non-invasive method to diagnose the changes of molecular structures of organism tissues from body surface and a dedicated apparatus. The apparatus is comprised of a Fourier Transform infrared spectrometer and a set of additional accessories. Said additional accessories include a mid-IR fiber optics sampling attachment, a fiber coupling part, and an infrared detector part. The detection method is comprised of placing the ATR probe of the dedicated apparatus on the skin surface of a region to be tested, and scanning more than one time in which the resolution of the apparatus is 1-32 cm−1 and the range of the spectrum is 800-4000 cm−1. It is possible to detect changes in molecular structures of living biological tissues in the early stages of cancer, and testees will not feel uncomfortable during testing. The method is easy to operate, quick, accurate, and it doesn't harm the body. | 1. A dedicated apparatus for detecting changes in molecular structure of human body surface tissue and diagnosing the properties and the degree of pathologic change of a gland tumor in a corresponding region, the apparatus comprising: a Fourier Transform mid-infrared spectrometer, used in conjunction with a mid-infrared fiber optics sampling attachment to acquire mid-infrared light reflected from human body surface tissue, wherein the Fourier Transform mid-infrared spectrometer includes: an interferometer part for generating mid-infrared light to be provided to the mid-infrared fiber optics sampling attachment;an infrared detector part comprising an abaxial parabolic mirror, a detector and a 3-dimensional tuning holder, for maximizing the collection of the mid-infrared light acquired by an ATR probe of the mid-infrared fiber sampling attachment, and for generating mid-infrared spectral data; anda data processor for processing the mid-infrared spectral data and comparing the processed infrared spectral data with a tumor database to diagnose the properties and the degree of pathologic change of the tested gland tumor;a mid-infrared fiber sampling attachment, connected to a fiber coupling part, wherein the mid-infrared fiber sampling attachment includes a mid-infrared incident fiber, a mid-infrared exiting fiber, and a ZnSe or Ge ATR probe, each of the mid-infrared incident and exiting fibers is a hollow fiber with multiple layers of different coatings on its inside wall, and the ATR probe is of a tapered shape or cylindered shape with an inclined section and is able to acquire an subcutaneous infrared spectrum of the tumor at the body surface when being placed on and in tight contact with the body surface;a fiber coupling part, placed between the interferometer part and the infrared detector part of the Fourier Transform infrared spectrometer, wherein the fiber sampling attachment is fixed onto the fiber coupling part, and the fiber coupling part includes two pieces of abaxial parabolic mirrors, as well as reflection mirrors and a precise fine-tuning mechanism for adjusting the parabolic mirrors, the fiber coupling part makes parallel light from the interferometer part converge into a point with a diameter of 1-3 mm so as to couple the converged light into the mid-infrared incident fiber of the fiber sampling attachment, and couples light from the mid-infrared exiting fiber of the fiber sampling attachment into the infrared detector part. 2. The dedicated apparatus as described in claim 1, wherein the Fourier Transform mid-infrared spectrometer uses ZnSe as infrared window material, each part allowing infrared transmission is made of ZnSe. 3. The dedicated apparatus as described in claim 1, wherein the tumor database stores spectral data criterion for diagnosing whether a gland tissue has pathologic changes or not, and is established based on statistical analysis on infrared spectrum data of the tissue of a certain number of healthy persons and p... | Peking University Beijing Second Optical InstrumentFacotry | A61B005/02
US08017407 | B2 | 2011-09-13 | Device and method for monitoring blood parameters | 2008-03-26 | A device and method measuring at least one parameter related to the blood of a subject, by emitting light with at least one emitter at least one wavelength within the spectral range of 380 980 nm toward a body part containing at least one wavelength. Spatially resolved reflectance measurements are obtained by capturing light reflected by the body part with at least one reflectance detector. At least one of the absorption coefficient and the reduced scattering coefficient of the blood component of the body part at each of the wavelengths is extracted from the measurements. The temporal derivatives of the at least one of the absorption coefficient and the reduced scattering coefficient is extracted, and at least one blood related parameter is calculated using the temporal derivatives. | 1. A method for measuring at least one parameter related to the blood of a subject, the method comprising the procedures of: emitting light with at least one emitter, at least one measurement wavelength within the spectral range of 380-980 nm, toward a body part containing at least one blood vessel;obtaining spatially resolved reflection measurements, by capturing light reflected by said body part, with at least one reflectance detector;extracting at least one of the adsorption coefficient (μ′s) and the reduced scattering coefficient (μ′s) of the blood component of said body part at each of said at least one wavelength, from said measurements;extracting the temporal derivatives of said at least one of said adsorption coefficient and said reduced scattering coefficient(∂μs′∂t⁢⁢and⁢⁢∂μa∂t);⁢andcalculating said parameter using the ratio of said temporal derivatives at a single wavelength, for each of said at least one measurement wavelength. 2. The method of claim 1, wherein said parameter is the hematocrit value (Hct) of said subject. 3. The method of claim 2, wherein said procedure of emitting light comprises emitting light at an isosbestic wavelength for oxyhemoglobin and deoxyhemoglobin. 4. The method of claim 2, wherein said procedure of calculating comprises using said temporal derivatives in accordance with the following equation:σscat⁡(1-Hct)⁢(1.4-Hct)σabs=∂μs′∂t∂μa∂t. 5. The method of claim 3, wherein said isosbestic wavelength is selected from the list consisting of: approximately 390 nm;approximately 422 nm;approximately 452 nm;approximately 500 nm;approximately 529 nm;approximately 545 nm;approximately 570 nm;approximately 584 nm; andapproximately 803 nm. 6. The method of claim 1, further comprising the procedure of: obtaining diffuse transmittance measurements, by capturing light passing through said body part, with at least one transmittance detector disposed opposite said emitter across said body part. 7. The method of claim 1, wherein said body part is selected from the list consisting of: a finger;a toe;an outer ear;an eardrum;an earlobe;a mouth;an eye;a palm; andthe webbing between fingers 8. The method of claim 1, wherein said parameter is selected from the list consisting of: oxygen saturation level;hemoglobin concentration;temporal variation of blood concentration;mean RBC size; and mean RBC size distribution. 9. The method of claim 1, wherein said procedure of emitting light comprises emitting light at least two measurement wavelengths, and said procedure of calculating comprises solving for the oxygen saturation level and hematocrit value of said subject, at each of said at least two measurement wavelengths. 10. The method of claim 9, wherein said procedure of calculating comprises using said temporal derivatives in accordance with the following equation:∂μs′∂t∂μa∂t=σscat⁡(1-Hct)⁢(1.4-Hct)0.34⁢(σox⁢SAT+(1-SAT)⁢σdeox)+(1-0.34⁢⁢Hct)⁢μa,plasma..⁢. 11. The method of claim 1, wherein said procedure of emitting light compr... | - | G01N021/00
US08202223 | B2 | 2012-06-19 | Method and apparatus for determining respiratory effort in a medical device | 2008-10-31 | A method of determining respiratory effort in a medical device in which pressure signals are sensed to generate corresponding sample points, an inspiration and an expiration are detected in response to the sensed pressure signals, a breath is detected in response to the detected inspiration and the detected expiration, and the respiratory effort is determined in response to the detected breath. | 1. A method of determining respiratory effort in a medical device, comprising sensing pressure signals to generate sample points;detecting a first predetermined number of sample points less than a detection threshold;detecting a second predetermined number of sample points greater than the detection threshold;detecting an inspiration in response to the first predetermined number of sample points;detecting an expiration in response to the second predetermined number of sample points;detecting a breath in response to the detected inspiration and the detected expiration, wherein the second predetermined number of sample points occur subsequent to the first predetermined number of sample points within the breath;detecting a peak inspiration of a first detected breath during a first interval, wherein the first interval is defined by a sample point of second predetermined sample points associated with a breath detected prior to the first detected breath and a sample point of the second predetermined number of sample points associated with the first detected breath;detecting peak expiration of the first detected breath during a second interval, wherein the second interval is defined by a sample point of the first predetermined number of sample points associated with the first detected breath and a sample point of the first predetermined number of sample points associated with a breath detected subsequent to the first detected breath;determining a difference between the peak inspiration and the peak expiration; anddetermining the respiratory effort in response to the determined difference. 2. A method of determining respiratory effort in a medical device, comprising sensing pressure signals to generate sample points;detecting a first predetermined number of sample points less than a detection threshold;detecting a second predetermined number of sample points greater than the detection threshold;detecting an inspiration in response to the first predetermined number of sample points;detecting an expiration in response to the second predetermined number of sample points;detecting a breath in response to the detected inspiration and the detected expiration, wherein the second predetermined number of sample points occur subsequent to the first predetermined number of sample points within the breath;detecting a peak inspiration of a first detected breath during a first interval, wherein the first interval is defined by a sample point of second predetermined sample points associated with a breath detected prior to the first detected breath and a sample point of the second predetermined number of sample points associated with the first detected breath;detecting peak expiration of the first detected breath during a second interval, wherein the second interval is defined by a sample point of the first predetermined number of sample points associated with the first detected breath and a sample point of the first predetermined number of sample points associated wit... | Medtronic, Inc. | A61B005/08 A61B005/02
US08002717 | B2 | 2011-08-23 | Quantification of mechanical and neural contributions to spasticity | 2008-03-28 | The present invention relates to a system (10) operable to evaluate spasticity in a movable extremity (12). The system (10) comprises a fixation device (14) comprising a first part (14.sub.1) connected via a movable joint (16) to a second part (14.sub.2). The fixation device (14) is operable to fix the movable extremity (12) in such a way that the rotational axis of the fixation device (14) is aligned with the rotational axis of the joint of the movable extremity (12). The system (10) also comprises a moving device (18) operable to move the second part (14.sub.2) with a first, constant velocity (V.sub.1), without any reflex contribution, and with a second, constant velocity (V.sub.2) with reflex contribution. The system (10) also comprises a force sensor (20) operable to measure a first force trace in connection with the first velocity (V.sub.1), and a second force trace in connection with the second velocity (V.sub.2). The system (10) also comprises a processor means (22) connected to the force sensor (20), the processor means (22) is operable to extract a first point (P1) and second maximum point (P2) from the second force trace, and a third point (P3) from the first force trace, which three points (P1-P3) are used to evaluate spasticity. | 1. A system operable to evaluate spasticity in a movable extremity, said system comprising: a fixation device comprising a first part connected via a movable joint to a second part, the fixation device being operable to fix said movable extremity in such a way that the rotational axis of said fixation device is aligned with the rotational axis of the joint of the movable extremity,a moving device operable to move said second part with a first, constant velocity (V1) without any reflex contribution, and with a second, constant velocity (V2) with reflex contribution,a force sensor operable to measure a first force trace in connection with said first velocity (V1), and a second force trace in connection with said second velocity (V2),a processor means connected to said force sensor and operable to extract three resistance measurements from the first and second force traces, the three resistance measurements being a first point (P1) and second maximum point (P2) extracted from said second force trace, and a third point (P3) extracted from said first force trace, the three points (P1, P2 and P3) being used to evaluate spasticity based on non-neural contributions to passive movement resistance being reflected in (P1) and (P3) and neural contributions to passive movement resistance being reflected in (P2). 2. The system according to claim 1, wherein said moving device also is operable to, after having moved said second part with said first velocity (V1) or with said second velocity (V2), hold said second part during a first predetermined time interval (t1) before moving said second part to a starting position, wherein said third point (P3) is measured during said first predetermined time interval (t1). 3. The system according to claim 2, wherein said moving device also is operable to hold said second part during a second predetermined time interval (t2) before starting moving said second part with said second velocity (V2). 4. The system according to claim 3, wherein said first velocity (V1) is in the range of 1-40 degrees/second, and said second velocity (V2) is in the range of 100-400 degrees/second. 5. The system according to claim 4, wherein said first velocity (V1) is 5 degrees/second, and said second velocity (V2) is 240 degrees/second. 6. The system according to claim 5, wherein said force sensor is arranged under said movable extremity. 7. The system according to claim 5, wherein said force sensor is arranged in connection with the rotational axis of said fixation device. 8. The system according to claim 6, wherein the resistance measurements corresponding to said three points (P1, P2 and P3) are defined as P1=max F at t&lt;35 ms at said second velocity (V2), P2=max F at 35 ms&lt;t&lt;t (stop) at said second velocity (V2), and P3=F at t (stop)+1 s at said first velocity (V1), where “F” is force, “t” is the time of the respective resistance measurements, and “t (stop)” is the moment in time when said second part has stopped moving. 9. A m... | - | A61B005/103 A61B005/117
US08301230 | B2 | 2012-10-30 | Method for reducing baseline drift in a biological signal | 2008-09-25 | A computer-based method for reducing or eliminating baseline drift from a biological (bio) signal includes the steps of dividing the bio signal into a plurality of shorter signals having fixed time intervals, fitting a corresponding portion of a baseline function to a baseline of a respective one of each of the shorter signals, and subtracting the baseline function from the bio signal, resulting in a bio signal with a flat baseline. | 1. A computer-based method for reducing baseline drift in a biological (bio) signal, the method comprising: dividing the bio signal into a plurality of shorter signals having fixed time intervals;fitting a corresponding portion of a baseline function to a baseline of a respective one of each of the shorter signals;subtracting the baseline function from the bio signal, thereby flattening the baseline of the bio signal;setting a total number of the time intervals to be equal to a total number of samples of the bio signal contained in a single cycle of a first frequency value associated with the baseline drift; andrepeating the steps of dividing, fitting, subtracting and setting, while substituting a second frequency value associated with the baseline drift for the first frequency value. 2. The method of claim 1, wherein the first frequency value lies in a range from 0.5 Hertz to 150 Hertz. 3. The method of claim 1, wherein the fitting is performed using cubic-spline interpolation. 4. The method of claim 1, wherein the fitting is performed using a least squares fit. 5. The method of claim 1, wherein the second frequency value is of higher value than the first frequency value. 6. The method of claim 1, wherein the steps are repeated based on an evaluation of a flatness of the bio signal after the subtracting is performed. 7. The method of claim 1, wherein the bio signal is an electrocardiogram signal. 8. The method of claim 1, in which baseline drift is eliminated resulting in a flat baseline of the bio signal. 9. The method of claim 1, wherein the first and the second frequency values are selected from a frequency range in which, independent of the bio signal and how the bio signal is sampled, the baseline drift is expected to occur. 10. A computer-based method for reducing baseline drift in a biological (bio) signal, the method comprising: dividing the bio signal into a plurality of shorter signals having fixed time intervals;fitting a baseline function to a baseline of each of the shorter signals;subtracting the baseline function from the bio signal, thereby flattening the baseline of the bio signal;setting a total number of the time intervals to be equal to a total number of samples of the bio signal contained in a single cycle of a first frequency value associated with the baseline drift;repeating the steps of dividing, fitting, subtracting and setting, while substituting a second frequency value associated with the baseline drift for the first frequency value, wherein the steps are repeated based on an evaluation of a flatness of the bio signal after the subtracting is performed; andevaluating the flatness by fitting an evaluation function to the bio signal and examining a magnitude of the evaluation function. 11. The method of claim 10, further comprising: repeating the steps when the magnitude exceeds a predetermined threshold value. 12. A computer-based method for reducing baseline drift in a biological (bio) signal, the method co... | Air Products and Chemicals, Inc. | A61B005/0428
US07972284 | B2 | 2011-07-05 | Apparatus for preventing nerve damage positional injury during surgery | 2009-11-10 | A method of preventing nerve damage positional injury during surgery includes providing a nerve damage positional injury pressure monitoring system including a site sensor with a transducer in the form of a transducer element and a ring extending outward from the transducer element, and a monitor connected to the site sensor; adhering the ring of the site sensor to the patient so that the transducer element forms a protective barrier in front of the area of the patient prone to nerve damage positional injury during surgery; using the system to continuously monitor pressure on the protective barrier formed by the transducer element in front of the area of the patient prone to nerve damage positional injury during surgery with the site sensor and monitor; and causing an alarm to be actuated to alert medical personnel of a pressure condition when monitored pressure is greater than a predetermined threshold. | 1. A method of monitoring pressure on an area of a patient prone to nerve damage positional injury during extended surgical procedure, comprising: positioning a substantially circular transducer element of at least one site sensor over at least one area of a patient prone to nerve damage positional injury during surgery;adhering a substantially annular ring extending circumferentially outward from the transducer element to a skin area of the patient surrounding the at least one area so that the substantially circular transducer element forms a protective barrier in front of the at least one area of the patient prone to nerve damage positional injury during surgery and the ring is adhered to the skin area surrounding the at least one area of the patient without contacting the at least one area of the patient prone to nerve damage positional injury during surgery;connecting the at least one site sensor to a monitor;continuously monitoring pressure on the protective barrier formed by the substantially circular transducer element in front of the at least one area of the patient prone to nerve damage positional injury during surgery with the at least one site sensor and monitor;alerting medical personnel of a pressure condition on the protective barrier formed by the substantially circular transducer element in front of the at least one area of the patient prone to nerve damage positional injury during surgery if the monitor and site sensor determine the pressure condition exists on the protective barrier formed by the substantially circular transducer element in front of the at least one area of the patient prone to nerve damage positional injury during surgery; andreadjusting the patient's position to alleviate the pressure condition. 2. The method of claim 1, wherein the at least one site sensor includes multiple site sensors, one for each of multiple areas of the patient prone to nerve damage positional injury during surgery, and the method further includes adhering the ring surrounding the substantially circular transducer element of each of the multiple site sensors to the patient circumferentially around the respective areas of the patient prone to nerve damage positional injury during surgery such that the rings do not contact the respective areas of the patient prone to nerve damage positional injury during surgery. 3. The method of claim 1, further including the transducer causing a change in signal to the monitor upon detection of the pressure condition, and the monitor detecting the change in signal and causing an alarm to be actuated to alert medical personnel of the pressure condition. 4. The method of claim 1, further including the monitor causing an alarm to be actuated to alert medical personnel of the pressure condition when detected pressure is greater than a predetermined threshold. 5. A method of monitoring pressure on an area of a patient prone to nerve damage positional injury during extended surgical procedure, comprising: ... | - | A61B005/103 A61B003/16 A61B019/00 G01L001/22
US08095212 | B2 | 2012-01-10 | High-frequency surgical apparatus and high-frequency surgical method for closure of patent foramen ovale | 2008-10-24 | A high-frequency surgical PFO closure apparatus used to treat patent foramen ovale in the heart includes first and second electrodes which grasp living tissue of the patent foramen ovale; a high-frequency power supply section which supplies high-frequency power to the living tissue via the electrodes; an impedance measuring section which measures an impedance value by supplying high-frequency power to the living tissue; a grasping condition determining section which determines, based on the measured impedance value, a grasping condition regarding how the living tissue is grasped in blood by the electrodes; and a control section which controls high-frequency power supply at a predetermined power level needed to treat the patent foramen ovale, according to a result of the determination. | 1. A high-frequency surgical apparatus for closure of patent foramen ovale, the high-frequency surgical apparatus being used to treat patent foramen ovale in the heart, comprising: first and second electrodes which grasp living tissue of the patent foramen ovale, at least one of the first and second electrodes being capable of puncturing the living tissue;a high-frequency power supply section which supplies high-frequency power to the living tissue via the first and second electrodes;an impedance measuring section which measures an impedance value with the living tissue acting as a load when high-frequency power is supplied to the living tissue from the high-frequency power supply section at a second high-frequency power level which is smaller than a first high-frequency power level needed to treat the patent foramen ovale;a grasping condition determining section which determines a grasping condition regarding how the living tissue is grasped in blood by the first and second electrodes by setting as a threshold an impedance value obtained when an amount of blood equal to or larger than a predetermined amount exists between the first and second electrodes and comparing the impedance value measured by the impedance measuring section with the threshold; anda control section which, when the grasping condition determining section determines the grasping condition as a grasping condition in which the impedance value measured by the impedance measuring section is equal to or smaller than the threshold, prohibits supply of the high-frequency power to the living tissue at the first high-frequency power level needed to treat the patent foramen ovale, and when the grasping condition determining section determines the grasping condition as a grasping condition in which the impedance value measured by the impedance measuring section is larger than the threshold, starts or permits the supply of the high-frequency power to the living tissue at the first high-frequency power level needed to treat the parent foramen ovale. 2. The high-frequency surgical apparatus for closure of patent foramen ovale according to claim 1, wherein spacing between the first and second electrodes is set to approximately coincide with thickness of the living tissue grasped by the first and second electrodes. 3. The high-frequency surgical apparatus for closure of patent foramen ovale according to claim 1, wherein the living tissue is the septum primum and the septum secondum and the patent foramen ovale is closed using a procedure for joining the septum primum and the septum secondum under the supply of the high-frequency power at a predetermined power level needed to treat the patent foramen ovale. 4. The high-frequency surgical apparatus for closure of patent foramen ovale according to claim 1, wherein at least one of the first and second electrodes is at least one needle electrode shaped like a needle capable of puncturing the living tissue. 5. The high-frequency surgical appara... | Olympus Medical Systems Corp. Terumo Kabushiki Kaisha | A61B005/05
US08473023 | B2 | 2013-06-25 | Catheter with flexible pre-shaped tip section | 2009-11-24 | A catheter for mapping and/or ablating continuous linear or circumferential lesions at the intersection of a generally flat structure, such as the left atrium, and the ostium of generally cavernous regions of the heart, including pulmonary vein and the pulmonary venous antrum, comprises a catheter body with an intermediate section that is connected to a tip assembly by a highly flexible section. The intermediate section has at its distal end a preformed section, e.g., a curve, the intermediate section being deflectable in a direction opposite to the curve. The highly flexible section presets the tip assembly at an off-axis and/or off-plane angles from the preformed section. Accordingly, the preformed section is adapted to sit in the region and the preset angles of the ablation assembly enable contact with surrounding tissue. A high bending modulus enables the flexible section absorb displacement force applied to the ablation assembly, such as when the tip assembly encounters uneven tissue surface, without displacing the curve from the region. The tip assembly can be irrigated as enabled by a plurality of irrigation ports, a coil electrode, and a porous covering to disperse fluid over the outer surface of the tip assembly. | 1. A catheter comprising: an elongated flexible tubular catheter body having proximal and distal ends;an intermediate section attached to the distal end of the catheter body, a distal end of the intermediate section having a preformed curve, wherein the preformed curve of the intermediate section is adapted to sit in a generally cavernous region of or near the heart;a tip assembly comprising at least one of an ablation electrode or a mapping electrode; anda flexible section connecting the tip assembly to the preformed curve at a preset off-axis angle, the flexible section having a bending modulus greater than a bending modulus of the preformed curve of the intermediate section so that the flexible section can permit displacement of the tip assembly from the preset off-axis angle without displacement of the preformed curve in the generally, cavernous region. 2. The catheter of claim 1, wherein the flexible section connects the tip assembly to the preformed curve at a preset off-plane angle. 3. The catheter of claim 2, wherein the flexible section comprises at least one lateral support structure to minimize movement of the tip assembly from the preset off-plane angle. 4. The catheter of claim 1, wherein the intermediate section is more flexible than the catheter body. 5. The catheter of claim 1, wherein the off-axis angle ranges between 2 and 360 degrees. 6. The catheter of claim 1, wherein the displacement of the tip assembly is between the preset off-axis angle and an on-axis position. 7. A catheter of claim 1, wherein the preformed curve is substantially U shaped or substantially hook shaped. 8. A catheter of claim 1, wherein the preformed curve is configured to generally conform to a pulmonary vein or a pulmonary venous antrum. 9. A catheter of claim 1, wherein contact between the preformed curve and the generally cavernous region synchronizes a distal portion of the catheter to heart motion during systole, diastole or respiration. 10. A catheter of claim 1, wherein contact between the preformed curve and the generally cavernous region stabilizes a position of the tip assembly. 11. A method for ablating tissue at an intersection of a generally flat region and an ostium of a generally cavernous region at or near the heart, the method comprising: inserting into the heart a distal end of a catheter according to claim 1, wherein the tip assembly comprises the ablation electrode;deflecting the preformed curve to generally sit in the generally cavernous region;applying energy to the tip assembly while moving the tip assembly along a surface at said intersection wherein the tip assembly maintains contact with the surface to form a generally continuous lesion despite variable contour of the generally flat region. 12. A method of claim 11, wherein the tip assembly is dragged along the surface in a generally linear direction. 13. A method of claim 11, wherein the tip assembly is rotated about its axis by rotating a control handle of the cathe... | Biosense Webster, Inc. | A61B005/04 A61B018/14
US08591423 | B2 | 2013-11-26 | Systems and methods for determining cardiac output using pulmonary artery pressure measurements | 2009-09-10 | Systems and methods for determining cardiac output are disclosed. An illustrative method of determining cardiac output includes sensing an arterial pressure waveform using a pressure sensor located within a pulmonary artery, identifying a valve closure time associated with the pulmonary valve using the sensed arterial pressure waveform, estimating stroke volume using the systolic portion of the arterial pressure waveform and the valve closure time, and obtaining a measure of cardiac output based on the estimated stroke volume. | 1. A method of determining cardiac output within a patient's heart, the method comprising: sensing an arterial pressure waveform using a pressure sensor located within a pulmonary artery of the patient in order to sense the arterial pressure waveform on a right side of the patient's heart;identifying the systolic portion of the arterial pressure waveform sensed by the pressure sensor;identifying the beginning of a cardiac cycle and correlating the systolic portion of the arterial pressure waveform with the beginning of the cardiac cycle;identifying an estimate of the valve closure time of the pulmonary valve using the arterial pressure waveform, wherein identifying the estimate of the valve closure time of the pulmonary valve includes: determining a first point, the first point comprising a positive-going zero of a second derivative of the arterial pressure waveform;determining a second point, the second point comprising a point of maximum positive value of the second derivative of the arterial pressure waveform; anddetermining a midpoint in time between the first point and the second point, wherein the midpoint provides the estimate of the valve closure time of the pulmonary valve;estimating the stroke volume using the systolic portion of the arterial pressure waveform and the estimate of the pulmonary valve closure time; andobtaining a measure of cardiac output based at least in part on the estimated stroke volume. 2. The method of claim 1, further including determining the left atrial filling pressure within the heart based on an estimate of diastolic pulmonary artery pressure from the arterial pressure waveform. 3. The method of claim 2, wherein identifying the systolic portion of the arterial pressure waveform includes subtracting the left atrial filling pressure from the arterial pressure waveform. 4. The method of claim 1, wherein identifying the beginning of a cardiac cycle includes identifying an increase in blood pressure from the arterial pressure waveform. 5. The method of claim 1, wherein identifying the beginning of a cardiac cycle includes sensing an ECG signal associated with the heart. 6. The method of claim 1, wherein identifying the beginning of a cardiac cycle includes sensing an acceleration associated with the heart. 7. The method of claim 1, wherein estimating the stroke volume is based at least in part on a measure of arterial compliance. 8. The method of claim 1, wherein obtaining a measure of the cardiac output based at least in part on the estimated stroke volume includes sensing a heart rate associated with the heart, and multiplying the sensed heart rate by the stroke volume. 9. The method of claim 1, wherein the method comprises an algorithm or routine operable on an implantable device or an external device in communication with the pressure sensor. 10. The method of claim 1, wherein the method comprises an algorithm or routine operable within a processor of the pressure sensor. 11. The method of claim 1, f... | Cardiac Pacemakers, Inc. | A61B005/0215
US08384040 | B2 | 2013-02-26 | Gamma-ray detector and PET apparatus using the same | 2008-02-15 | A medium area (S) filled with liquid xenon (2) is formed between an external cylindrical body (1a) and internal cylindrical body (1b), and a pair of anode pads (11, 12) are disposed in two-dimensional form in opposite end portions of the medium area (S) in the intersection direction with respect to the gamma-ray incident direction. An intermediate electrode (10) is disposed between a pair of anode pads (11, 12), and a plurality of photomultiplier tubes (5) is installed in two-dimensional form in the external cylindrical body (1a). Then, the gamma-ray reaction point within the liquid area (S) is identified from signals output from the anode pads (11, 12) and photomultiplier tubes (5). | 1. A gamma-ray detector comprising: a medium chamber, having a main plane through which gamma rays enter, the medium chamber being filled with a liquid medium;a pair of anode pads disposed at opposite end portions of the main plane so as to extend in a gamma-ray emission direction, which is a direction of a gamma-ray entering the medium chamber through the main plane;an intermediate electrode disposed between the pair of anode pads;a plurality of photomultiplier tubes disposed in a two-dimensional array that is opposite to the main plane of the medium chamber; anda measurement system for identifying a gamma-ray reaction point within the liquid medium from signals output from the anode pads and the photomultiplier tubes. 2. The gamma-ray detector according to claim 1, wherein: a drift electric field for drifting ionization electrons produced between the intermediate electrode and one of the anode pads is generated between the intermediate electrode and the one of the anode pads, anda drift electric field for drifting ionization electrons produced between the intermediate electrode and the other anode pad is generated between the intermediate electrode and the other anode pad. 3. The gamma-ray detector according to claim 2, wherein a negative high voltage is applied to the intermediate electrode, and the pair of anode pads have ground potential. 4. The gamma-ray detector according to claim 1, wherein the medium chamber is filled with either liquid xenon (Xe), liquid krypton (Kr) or liquid argon (Ar) as a liquid medium. 5. The gamma-ray detector according to clam 1, wherein the medium chamber forms a cylindrical shape with a space to place a test body formed in the center portion thereof, and has a structure with a predetermined thickness in the gamma-ray emission direction. 6. The gamma-ray detector according to claim 1, wherein the measurement system: obtains a three-dimensional position (xPMT, yPMT, zPMT) of a gamma-ray reaction point from an output signal of the photomultiplier tubes as first position information (xPMT, yPMT, zPMT) by calculation, where xPMT and yPMT are coordinates corresponding to dimensions of the two-dimensional array of the photomultiplier tubes, yPMT is a coordinate corresponding to a body axis direction, and zPMT is a coordinate corresponding to the gamma-ray emission direction,calculates a two-dimensional position (xTPC, zTPC) of the gamma-ray reaction point from an output signal of the anode pad as two-dimensional information (xTPC, zTPC) of a second position information,obtains a gamma-ray reaction time t0 from the output signal of the photomultiplier tubes,obtains a position (yTPC) in the body axis direction of the gamma-ray reaction point, as a one-dimensional information (yTPC) that is combined with the two-dimensional position (xTPC, zTPC) of the second position information, from an arrival time t of an ionization electron at one of the anode pads, the gamma-ray reaction time t0 and a drift velocity v of the i... | Inter-University Research Institute Corporation High Energy Accelerator Research Organization | G01T001/20
US20100056879 | A1 | 2010-03-04 | Method for maintaining homeostasis in a health care setting | 2008-09-03 | A method for maintaining homeostasis for a patient in a health care setting includes the steps of monitoring a physiological parameter and comparing the parameter against an expected parameter range. When it is determined that a difference between the monitored physiological parameter and the expected parameter range presents a patient condition requiring a corrective measure, an alarm warning is presented. The alarm warning has a signature characteristic distinguishing it from other alarm warnings. The alarm warning may be musical and distinguishable based on genre, tempo, loudness, or pitch or, alternatively may be visual. The alarm warning may be adapted to distinguish one patient from other patients. Alternatively, the alarm warning may distinguish differing levels of severity associated with a patient condition of a particular patient or to distinguish between multiple conditions suffered by the same patient. | 1. A method for maintaining homeostasis for a patient in an intensive care, hospital care or home care setting comprising: monitoring the patient for at least one physiological parameter;comparing the monitored physiological parameter against an expected parameter range for the patient;determining when a difference between the monitored physiological parameter and the expected parameter range presents a patient condition requiring a corrective measure; andpresenting an alarm warning indicating that the patient requires a corrective measure, the alarm warning being one of a plurality of alarm warnings and having a signature characteristic distinguishing the alarm warning from the other alarm warnings. 2. The method of claim 1, wherein the alarm warning is an audible warning. 3. The method of claim 2, wherein the audible warning is musical and wherein the signature characteristic is based on a musical property. 4. The method of claim 3, wherein the signature characteristic is based on musical genre. 5. The method of claim 3, wherein the signature characteristic is based on tempo. 6. The method of claim 2, wherein the signature characteristic is based on pitch. 7. The method of claim 2, wherein the signature characteristic is based on loudness. 8. The method of claim 1 further comprising the step of applying a corrective measure to the patient. 9. The method of claim 1, wherein the patient is one of a plurality of patients of the care setting and wherein the alarm warning associated with the patient is distinguishable from the alarm warnings associated with other patients of the care setting. 10. The method of claim 1, wherein the alarm warning is one of a plurality of alarm warnings associated with a particular patient identifying varying levels of severity associated with the patient condition. 11. The method of claim 1, wherein the alarm warning is one of a plurality of alarm warnings associated with a particular patient identifying patient conditions of differing type suffered by the same patient. 12. The method of claim 1, wherein the patient suffers from sleep apnea and wherein the at least one physiological parameter includes one or more of a respiratory parameter, a cardiac parameter and a thermal parameter. 13. The method of claim 1, wherein the alarm warning is a visual warning. 14. A method for maintaining homeostasis for a patient in an intensive care, hospital care or home care setting having a plurality of patients comprising: monitoring the patient for at least one physiological parameter;comparing the monitored physiological parameter against an expected parameter range for the patient;determining when a difference between the monitored physiological parameter and the expected parameter range presents a patient condition requiring a corrective measure; andpresenting an alarm warning indicating that the patient requires a corrective measure, the alarm warning having a signature characteristic distinguishing the alarm warn... | The Nemours Foundation | A61B005/02 G08B023/00
US20100063376 | A1 | 2010-03-11 | NERVE MONITORING DEVICE | 2008-01-23 | The present invention provides a nerve monitoring device. The device includes a cannula, a sensor for monitoring the nerve and an alignment device. The cannula can be any surgical cannula, and is preferably an endotracheal tube. The sensor can be an electrode or other sensor that is capable of sensing nerve activity. The alignment device is a device that ensures that after insertion of the nerve sensor into a patient, the sensors are aligned to properly monitor the target nerve or muscle. The internal alignment device may communicate externally to surgeon by using electromagnetic energy as either a transmittor or a receiver. The mismatch of triangular laryngeal anatomy to circular cannula anatomy can be compensated for by a) altering the geometry (external shape) of the cannula and b) using soft, felt-like expandable electrodes. Rotational error can be compensated for by using a multi-electrode array wherein the optimized recording montage can be simply selected on the external recording device. | 1. A nerve monitoring device comprising: a cannula;at least one sensor for monitoring the nerve/muscle, said sensor being affixed to an exterior surface of said cannula; andalignment means for ensuring proper alignment of said sensors for monitoring at least one nerve/muscle, said alignment means in communication with said sensor. 2. The device according to claim 1, wherein said sensor is an electrode. 3. The device according to claim 2, wherein said electrode is a felt-like electrode in a multi-electrode array. 4. The device according to claim 1, wherein said sensor is a multi-sensor array. 5. The device according to claim 1, wherein said cannula is an endotracheal tube. 6. The device according to claim 1, wherein said alignment means is a signal generated to indicate alignment of said sensors. 7. The device according to claim 6, wherein said signal is formed by a light emitting diode or other energy along the electromagnetic spectrum. 8. The device according to claim 1, further including a coating on an exterior surface of said cannula. 9. A method of monitoring nerve activity by: inserting the nerve monitoring device according to claim 1 into a patient at a location in need of monitoring, thereby monitoring the nerve activity. 10. The method according to claim 9, further including the step of attaching the device to an external power source. 11. An endotracheal nerve monitoring device comprising: an endotracheal tube;at least one sensor for monitoring the nerve. said sensor being affixed to an exterior surface of said endotracheal tube; andalignment means for ensuring proper alignment of said sensors for monitoring at least one nerve, said alignment means in communication with said sensor. 12. The device according to claim 1, wherein said sensor is an electrode. 13. The device according to claim 2, wherein said electrode is a felt-like, expandable electrode. 14. The device according to claim 1, wherein said sensor is a sensor array. 15. The device according to claim 1, wherein said alignment means is a signal generated to indicate alignment of said sensors. 16. The device according to claim 15, wherein said signal is formed by a light emitting diode or other energy along the electromagnetic spectrum. 17. The device according to claim 1, further including a coating on an exterior surface of said endotracheal tube. | - | A61B005/04
US20100099962 | A1 | 2010-04-22 | SENSING DEVICE AND POSITIONING STRUCTURE THEREOF | 2008-12-12 | A sensing device for sensing blood of a finger includes a base, a transceiver, a first positioning element and a second positioning element. The base includes a first half portion and a second half portion. The transceiver includes a first transmission element disposed on the first half portion, a second transmission element disposed on the second half portion, and a signal transmitted from one of the first and second transmission elements to the other. The first and second positioning elements are respectively disposed on the first and second half portions. The second positioning element is detachably engaged to the first positioning element. When the finger is disposed between the first and second half portions and the first and second positioning elements are engaged, the finger is located between the first and second transmission elements, and signals transmitted between the first and second transmission elements passes through blood of the finger. | 1. A positioning structure utilized for positioning a tested object with respect to a first transmission element and a second transmission element corresponding to the first transmission element, comprising: a base comprising a first half portion and a second half portion, wherein the first transmission element and the second transmission element are disposed on the first and second half portions, respectively;a first positioning element disposed on the first half portion of the base; anda second positioning element disposed on the second half portion of the base and detachably connected to the first positioning element,wherein when the tested object is disposed between the first and second half portions of the base and the first positioning element disposed on the first half portion of the base and the second positioning element disposed on the second half portion of the base are connected, the first transmission element and the second transmission element are aligned and the tested object is located between the aligned first and second transmission elements. 2. The positioning structure as claimed in claim 1, further comprising a stopping element disposed on the base, wherein the tested object is stopped by the stopping element and positioned on the base. 3. The positioning structure as claimed in claim 2, wherein the stopping element comprises a C shaped-like protrusion. 4. The positioning structure as claimed in claim 1, wherein the base further comprises a first connecting portion disposed between the first and second half portions. 5. The positioning structure as claimed in claim 4, wherein the first connecting portion of the base comprises a flexible material. 6. The positioning structure as claimed in claim 1, wherein the base further comprises a second connecting portion utilized to enclose the first and second half portions when the tested object is disposed between the first and second half portions and the first positioning element disposed on the first half portion of the base and the second positioning element disposed on the second half portion of the base are connected. 7. The positioning structure as claimed in claim 6, wherein the second connecting portion of the base comprises a flexible material. 8. The positioning structure as claimed in claim 1, wherein the first and second half portions of the base comprises a flexible or rigid material. 9. A sensing device utilized for sensing a content of a tested object, comprising: a base comprising a first half portion and a second half portion;a transceiver comprising a first transmission element and a second transmission element disposed on the first and second half portions of the base, respectively, wherein a signal is transmitted from one of the first and second transmission elements to the other;a first positioning element disposed on the first half portion of the base; anda second positioning element disposed on the second half portion of the base and detachably connecte... | QUANTA COMPUTER INC. | A61B005/1455 A61B005/145
US20100106000 | A1 | 2010-04-29 | Methods and Systems for Evaluating Glycemic Control | 2009-10-23 | A method of evaluating glycemic control of a patient includes providing a pentagon having five axes radiating from a center of the pentagon. A first pentagon area formed by a first point, a second point, a third point, a fourth point, and a fifth point plotted on the five axes, respectively, is determined. A second pentagon area formed by a sixth point, a seventh point, an eighth point, a ninth point, and a tenth point plotted on the five axes, respectively, is determined. A glycemic control parameter is determined based on the first pentagon area and the second pentagon area. | 1. A method of evaluating glycemic control of a patient, comprising: providing a pentagon having five axes radiating from a center of the pentagon, wherein a first axis has a length representing a range of hemoglobin A1c values,a second axis has a length representing a range of standard deviation of glucose values,a third axis has a length representing a range of amount of time per day values exceeding a first limit;a fourth axis has a length representing a range of daily area-under-curve values exceeding a second limit, anda fifth axis has a length representing a range of mean glucose values;plotting a first point on the first axis indicative of a representative hemoglobin A1c value;plotting a second point on the second axis indicative of a representative standard deviation of glucose value;plotting a third point on the third axis indicative of a representative amount of time per day value exceeding the first limit;plotting a fourth point on the fourth axis indicative of a representative daily area-under-curve value exceeding a second limit;plotting a fifth point on the fifth axis indicative of a representative mean glucose value;plotting a sixth point on the first axis indicative of a hemoglobin A1c value of the patient;plotting a seventh point on the second axis indicative of a standard deviation of glucose value of the patient;plotting an eight point on the third axis indicative of an amount of time per day value exceeding the first limit of the patient;plotting a ninth point on the fourth axis indicative of a daily area-under-curve value exceeding the second limit of the patient;plotting a tenth point on the fifth axis indicative of a mean glucose value of the patient;determining a first pentagon area formed by the first point, the second point, the third point, the fourth point, and the fifth point;determining a second pentagon area formed by the sixth point, the seventh point, the eighth point, the ninth point, and the tenth point; anddetermining a glycemic control parameter based on the first pentagon area and the second pentagon area. 2. The method of claim 1, wherein the glycemic control parameter is determined by dividing the second pentagon area by the first pentagon area. 3. The method of claim 1, wherein the representative hemoglobin A1c value, the representative standard deviation of glucose value, the representative amount of time per day value exceeding the first limit, the representative daily area-under-curve value exceeding the second limit, and the representative mean glucose value are representative of a non-diabetic individual. 4. The method of claim 1, wherein the first limit is 160 mg/dL. 5. The method of claim 1, wherein the second limit is 160 mg/dL. 6. The method of claim 1, wherein the method is implemented on a computing device. 7. The method of claim 1, wherein the method is implemented on an infusion device. 8. The method of claim 1, wherein the method is implemented on an infusion device controller/programm... | MEDTRONIC MINIMED, INC. | A61B005/145 A61M005/14
US20100094152 | A1 | 2010-04-15 | System and method for acoustic detection of coronary artery disease | 2007-09-21 | A system and method for acoustic detection of coronary artery disease (CAD) are provided. The system includes a transducer for acoustically detecting heart signals of a patient and a computer system which executes detection software for processing the detected heart signals to identify the presence of CAD from the heart signals. The software allows for the automatic definition of a diastolic “window” of the acoustic signal for analysis, and automatically edits the sampled acoustic signal to eliminate unwanted artifacts and/or noise in the acoustic signal. The edited signal is then processed by a plurality of signal processing algorithms, including spectral analysis algorithms, time-frequency algorithms, global feature algorithms, kurtosis algorithms, mutual information algorithms, negenthropy algorithms, and principal component analysis algorithms, to generate a disease vector. The disease vector is then classified to determine whether CAD is present in the patient. Classification can be accomplished using linear discriminant analysis or a support vector machine. | 1. A system for acoustic detection of coronary artery disease, comprising: a transducer for detecting acoustic heart signals;a computer connected to the transducer, the computer executing software for detecting coronary artery disease by processing the detected acoustic heart signals, the software including: a first software module for identifying a diastolic segment of a detected acoustic heart signal for analysis;a second software module for editing the diastolic segment to produce an edited signal;a plurality of signal detection algorithms for processing the edited signal to produce a disease vector; anda classifier for classifying the disease vector; andmeans for indicating the presence or absence of coronary artery disease in a patient based upon an output of the classifier. 2. The system of claim 1, wherein the plurality of signal detection algorithms generate a plurality of feature parameters and the classifier processes the plurality of feature parameters to determine the presence or absence of coronary artery disease in a patient. 3. The system of claim 2, wherein the plurality of detection algorithms comprises a spectral analysis algorithm applied to the edited signal. 4. The system of claim 3, wherein the plurality of detection algorithms comprises a time-frequency detection algorithm applied to the edited signal. 5. The system of claim 4, wherein the plurality of detection algorithms comprises a global feature detection algorithm applied to the edited signal. 6. The system of claim 5, wherein the plurality of detection algorithms comprises a kurtosis algorithm to the edited signal. 7. The system of claim 6, wherein the plurality of detection algorithms comprises a mutual information processing algorithm applied to the edited signal. 8. The system of claim 7, wherein the plurality of detection algorithms comprises a negentropy algorithm applied to the edited signal. 9. The system of claim 8, wherein the plurality of detection algorithms comprises a principal component analysis algorithm applied to the edited signal. 10. The system of claim 1, wherein the classifier comprises a linear discriminant analysis algorithm applied to the disease vector to determine the presence or absence of coronary artery disease. 11. The system of claim 1, wherein the classifier comprises a support vector machine applied to the disease vector to determine the presence or absence of coronary artery disease. 12. The system of claim 1, wherein the classifier comprises an adaptive neural network applied to the disease vector to determine the presence or absence of coronary artery disease. 13. A method for acoustic detection of coronary artery disease, comprising the steps of detecting an acoustic heart signal;defining a diastolic segment of the acoustic heart signal for analysis;editing the diastolic segment to produce an edited signal;processing the edited signal with a plurality of signal detection algorithms to produce a disease vector; andclassi... | - | A61B005/02
US20100076289 | A1 | 2010-03-25 | Health Monitor | 2009-11-30 | Methods and devices to detect analyte in body fluid are provided. Embodiments include enhanced analyte monitoring devices and systems. | 1. An analyte monitoring device, comprising: a housing;a communication unit coupled to the housing;a data processing unit coupled to the housing, the data processing unit generating a request for data related to a monitored analyte level, the request transmitted by the communication unit, the data processing unit processing the data related to the monitored analyte level received in response to the generated request; anda memory operatively coupled to the data processing unit and configured to store the received data associated with the monitored analyte level or the processed data related to the monitored analyte level or both. 2. The device of claim 1 wherein the communication unit transmits the request or receives the data related to the monitored analyte level based on radio frequency (RF) communication. 3. The device of claim 1 wherein the data processing unit generates an acknowledgement in response to the received data related to the monitored analyte level. 4. The device of claim 1 further including a strip port operatively coupled to the housing to receive an in vitro test strip. 5. The device of claim 4 wherein the data processing unit determines a blood glucose measurement based on a sample received from the in vitro test strip. 6. The device of claim 1 wherein the communication unit communicates using one or more of a wired connection, a universal serial bus (USB) cable connection, a serial cable connection, an RF communication protocol, an infrared (IR) communication protocol, a Bluetooth communication protocol, or an 802.11x communication protocol. 7. The device of claim 1 wherein the memory stores a blood glucose measurement based on a sample received from an in vitro test strip. 8. The device of claim 1 further including an output component operatively coupled to the data processing unit to output one or more information related to the monitored analyte level or a blood glucose measurement. 9. The device of claim 8 wherein the output component includes a display. 10. The device of claim 9 wherein the display includes one or more of a graphical output, a numerical output, or a text output. 11. The device of claim 8 wherein the output component includes an audible output. 12. The device of claim 11 wherein the data processing unit generates the audible output when the data related to the monitored analyte level is received. 13. The device of claim 1 wherein the data processing unit is configured to perform one or more of a retrospective analysis or a prospective analysis of the received data related to the monitored analyte level. 14. The device of claim 13 wherein the data processing unit performs the retrospective analysis of the received data related to the monitored analyte level based on a blood glucose measurement. 15. The device of claim 13 wherein the data processing unit performs the prospective analysis of the received data related to the monitored analyte level in real time. 16. A method, comprising: genera... | Abbott Diabetes Care Inc. | A61B005/1468
US20100094142 | A1 | 2010-04-15 | Display Module of LED Light Pillar of Hemomanometer and the Hemomanometer with LED Light Pillar | 2009-10-05 | The present invention relates to an instrument for measuring blood pressure. More particularly, the present invention relates to a display module of LED light pillar of hemomanometer. Which comprises a shell (1) containing a LED printed circuit board (2) that has a multiple of pins (21) at one side and corresponding multiple of LED tubes (22) at the other side; a cover plate (3) provided with a multiple of through holes (31); a driving circuit board (4) provided at the external side of cover plate (3); each pin (21) of the LED printed circuit board (2) passes each through hole (31) of the cover plate (3) correspondingly and links to driving circuit board (4) and the cover plate (3) and shell (1) jointly encapsulate the LED printed circuit board (2); a top of the shell (1) is transparent in on which a linear grating (5) is provided. The object of the present invention is to encapsulate LED printed circuit board in its shell without requiring epoxy resin. | 1. A display module of LED light pillar of hemomanometer comprising: a shell (1) containing a LED printed circuit board (2) that has a multiple of pins (21) at one side and corresponding multiple of LED tubes (22) at the other side,a cover plate (3) provided with a multiple of through holes (31),a driving circuit board (4) provided at an external side of the cover plate (3)each pin (21) of the LED printed circuit board (2) passes each through hole (31) of the cover plate (3) correspondingly and links to driving circuit board (4), and the cover plate (3) and shell (1) jointly encapsulate the LED printed circuit board (2),a top of the shell (1) is transparent and on which a linear grating (5) is provided. 2. The display module of LED light pillar of hemomanometer of claim 1, wherein the linear grating (5) being parallel to a longer side (11) of the shell (1) is integrally provided with the shell (3), or is bonded to an outer or inner surface of the shell (3). 3. The display module of LED light pillar of hemomanometer of claim 1, wherein the LED tubes are #301, #151 or #76 LED tubes (22). 4. The display module of LED light pillar of hemomanometer of claim 1, wherein the LED tubes are #300, #150 or #75 LED tubes. 5. The display module of LED light pillar of hemomanometer of claim 1, wherein one end of each through hole (31) is a seal (311) and the other end is a guide (312), diameters of the seal (311) and the pin (21) are identical, while a diameter of the conic guide (312) is bigger than that of the seal (311). 6. The display module of LED light pillar of hemomanometer of claim 5, wherein a taper of the guide (312) is 30-90 degrees. 7. The display module of LED light pillar of hemomanometer of claim 1, a boss (34) is provided under the cover plate (3) and is coupled with the shell (1) in the way of interference fit, ribbings (13) are provided at an external side of the boss (34). 8. A hemomanometer with LED Light Pillar comprising: a soleplate (103) and two side plates (104, 105) jointly forming a cavity to hold blood pressure instrument;a cover plate (101) hinged within the two side plates (104, 105), provided with the display module of LED light pillar of hemomanometer (102) described in claim 1;a trigger switch (205) provided on the left side plate (104) comprising a trigger tab (204) and a track groove (201) on the left, a cam (202) provided on the cover plate (101) by an axis (203), when sliding in the track groove (201), the cam being capable to engage or disengage the trigger tab (204) set on the trigger switch (205), when the cover plate (101) is completely opened, the cam (202) engages the trigger tab (204) to turn on power, and when the cover plate (101) is closed, the cam (202) disengages the trigger tab (204) to turn off power. | BAOSHAN YU | A61B005/02 G01D011/28
US07680525 | B1 | 2010-03-16 | Method for lateral motion magnetic resonance imaging | 2002-11-26 | The method includes positioning a patient within a receiving space of a stand-up MRI apparatus and imaging the region of interest of the patient while the patient moves the region of interest. Further in accordance with the method the patient may be positioned such that the patient faces a pole face of a magnet of the MRI apparatus. The apparatus comprises a patient support which allows imaging of a patient's spine with a gravitational load on the spinal system. | 1. A method for performing magnetic resonance imaging, the method comprising the steps of: establishing a static horizontal magnetic field between a pair of opposed pole faces along a horizontal field axis of a magnetic resonance imaging apparatus, the opposed pole faces being spaced apart along the horizontal field axis to define a patient receiving gap;positioning a patient with the spine in a weight bearing position on a patient support apparatus within the patient receiving gap of the magnetic resonance imaging apparatus such that a frontal plane of the patient is perpendicular to the horizontal field axis with the patient positioned to face one of the pole faces;scanning a first portion of the spine as the patient's torso moves laterally between a plurality of imaging positions;adjusting the position of the patient support such that a second portion of the spine can be scanned; andscanning the second portion of the spine as the patient's torso moves laterally between a plurality of imaging positions. 2. The method as claimed in claim 1 further comprising the steps of having the patient come to a fixed position during said lateral movement and scanning the patient in said fixed position. 3. The method of claim 1 wherein said step of scanning further comprises scanning the patient in a coronal scan orientation. 4. The method of claim 1 further comprising viewing the result of said scanning as a still image. 5. The method of claim 1 wherein the first portion of the spine comprises the lumbar spine and the second portion of the spine comprises the thoracic spine. 6. The method of claim 1 wherein the first portion of the spine comprises the thoracic spine and the second portion of the spine comprises the cervical spine. 7. The method of claim 1 wherein the step of adjusting comprises translating the patient support apparatus along a direction substantially perpendicular to the horizontal field axis. 8. The method of claim 1, further comprising: positioning the patient in a supine position on the patient support apparatus within the patient receiving gap of the magnetic resonance imaging apparatus; andscanning the first portion of the patient's spine as the patient's torso moves laterally between a plurality of imaging positions, so that the scanned images in such position may be used as a reference. 9. The method of claim 1, wherein the step of positioning the patient is performed by operating the patient support apparatus to move vertically, horizontally, or rotationally. 10. The method of claim 1 wherein said step of scanning further comprises scanning the patient in an axial scan orientation. 11. The method of claim 10 further comprising the step of scanning the patient in a fixed lateral position. 12. The method of claim 1 further comprising the step of controlling the movement of the patient. 13. The method of claim 12 wherein said step of controlling further comprises the step of placing a bar between the patient's knees and ank... | Fonar Corporation | A61B005/05
US07678047 | B2 | 2010-03-16 | Chaologic brain function diagnosis apparatus | 2002-11-12 | In an apparatus for diagnosing a brain function of a subject 20 by giving a load to a functional site of a living organism of the subject 20, receiving reactions emitted from the living organism of the subject 20 as an electric signal 40, 50, 60 or 70 and analyzing the electric signal 40, 50, 60 or 70, the electric signals 40, 50, 60 and 70 are a voice signal 40, an nystagmus signal 50, a pulse wave signal 60 and a gravity center swinging signal 70. The apparatus selects at least two from among them, calculates chaos theoretical indexes such as Lyapunov exponents according to a chaos theoretical technique, detects changes in the chaos theoretical indexes with passage of time, and collectively evaluates and diagnoses the brain function. | 1. A chaos theoretical brain function diagnosis apparatus for diagnosing a brain function of a subject by giving a load to a functional site of a living organism of the subject, receiving a reaction emitted from the living organism of the subject as an electric signal, and analyzing the electric signal, wherein the apparatus selects at least one from among a voice signal, a pulse wave signal and a gravity center swinging signal, in addition to a nystagmus signal, as the electric signal; calculates chaos theoretical indexes according to a chaos theoretical technique by using the selected signal and the nystagmus signal; detects changes in the chaos theoretical indexes with passage of time; and collectively evaluates and diagnoses the brain function. 2. The chaos theoretical brain function diagnosis apparatus according to claim 1, comprising: a voice signal processor that divides the voice signal, which is input from a voice measuring instrument to the chaos theoretical brain function diagnosis apparatus and converted to a digital signal, into processing units, removes data other than speaking voice data of a human being, and extracts voice data of a single person, when the voice signal is voice data of a plurality of persons;a chaos theoretical index calculator that analyzes speaking voice data of the single person, which is extracted in the voice signal processor, by using a chaos theoretical technique, calculates a chaos theoretical index, and stores a calculation result of the chaos theoretical index in an evaluation and diagnosis database; anda chaos theoretical index change state detector that detects a change state of the chaos theoretical index by comparing the calculation result of the chaos theoretical index with a chaos theoretical index of the voice signal of the same person at a different time point previously stored in the evaluation and diagnosis database. 3. The chaos theoretical brain function diagnosis apparatus according to claim 1, comprising: a pulse wave signal processor that divides the pulse wave signal, which is input from a pulse wave measuring instrument to the chaos theoretical brain function diagnosis apparatus and converted to a digital signal, into processing units, and removes data other than pulse wave data;a chaos theoretical index calculator that analyzes pulse wave data with data other than the pulse wave data removed in the pulse wave signal processor, by using a chaos theoretical technique, calculates a chaos theoretical index, and stores a calculation result of the chaos theoretical index in an evaluation and diagnosis database; anda chaos theoretical index change state detector that detects a change state of the chaos theoretical index by comparing the calculation result of the chaos theoretical index with a chaos theoretical index of the pulse wave signal of the same person at a different time point previously stored in the evaluation and diagnosis database. 4. The chaos theoretical brain function diagnos... | Electronic Navigation Research Institute Kakuichi Shiomi Mitsubishi Space Software Co., Ltd. | A61B005/00
US07676255 | B2 | 2010-03-09 | System and method for supporting a patient during medical imaging | 2006-03-20 | A medical imaging system having a patient support apparatus is provided. The medical imaging system includes a framework portion and a kit of rigid modular patient support panels, constructed of material having a radiation attenuation coefficient less than that of metals. The panels in sub-combination are removably mounted to and supported by the framework portion. The panels are selectively assembled to define varying surface profiles, including selective gaps there between, that are capable of conforming a patient in contact with the surface profile in a range of supported body positions from supine to seated. | 1. A medical imaging system having a patient support apparatus comprising: a framework portion;a kit of rigid modular patient support panels, constructed of material having a radiation attenuation coefficient less than that of metals, the panels in selective sub-combination assembly being removably mounted to and supported by the framework portion and defining varying surface profiles, including selective gaps there between, capable of conforming a patient placed in contact with the surface profile in a range of supported body positions from supine to seated, including:a first set of at least one panel for supporting a patient during a first imaging study by the medical imaging system, wherein the at least one panel of the first set of at least one panel has a gap defined therein and a non-supportive panel insert supported thereby that is positioned within the gap, and further wherein the panel insert has a lower radiation attenuation coefficient than the at least one panel of the first set of at least one panel; anda second set of at least one panel replacing the first set of at least one panel and supporting the patient during a second imaging study by the medical imaging system. 2. The medical imaging system according to claim 1, wherein the framework portion comprises: at least two posts of adjustable height each having a lower end mounted to a base, and an upper end;the plate rotatably mounted to the upper end of each post of the at least two posts; andat least one removable mounting mechanism for removably mounting each panel of the at least one panel of the first set of at least one panel and the second set of at least one panel to a corresponding plate of the rotatably mounted plates. 3. The medical imaging system according to claim 1, wherein the first set of at least one panel includes a first and second panel at least partially spaced in a longitudinal direction from one another when mounted to the framework portion and defining a gap there between. 4. The medical imaging system according to claim 3, wherein the size of the gap is adjustable by at least one of adjusting the framework portion, replacing the mounted first set of at least one panel with the second set of at least one panel, and adjusting the mounting of the first set of at least one panel to the framework portion. 5. The medical imaging system according to claim 3, wherein the gap provides exposure of the patient supported by the patient support apparatus to ambient air at the location of the gap during the first imaging study. 6. The medical imaging system according to claim 3, wherein the non-supportive panel insert is supported by at least one of the first and second panels. 7. The medical imaging system according to claim 5, wherein the panel insert has a smaller transverse width, than a transverse width of the first and second panels. 8. The medical imaging system according to claim 1, wherein the gap provides exposure of the patient supported by the patient s... | Siemens Medical Solutions USA, Inc. | A61B005/05
US07702382 | B2 | 2010-04-20 | Multi-tier system for cardiology and patient monitoring data analysis | 2006-04-17 | In a multi-tier patient monitoring data analysis system, an algorithm server is positioned as a middle tier between an acquisition device, such as a cardiograph or patient monitor that can be seen as a lower tier, and a storage device for a database, such as that of a central computer for a hospital or clinic that can be seen as an upper tier. The algorithm server gathers current data from the real time acquisition device and obtains previously stored ECG signal data from the database. The algorithm server contains ECG analysis algorithm(s) and runs one or more algorithms using the current and previously acquired ECG signal data. Analysis algorithms may also be run on the acquisition device. The system provides the rapid, extensive, and thorough ECG analysis that is critical to patient welfare. | 1. A system for electrocardiographic data analysis and display comprising: an acquisition unit connected to the patient by a plurality of sensors that collect physiological data from the patient, the acquisition unit including a signal processor that performs real-time data analysis on the collected physiological data, and further including a graphical display that presents the results of the real-time data analysis;a database comprising stored patient physiological data, the stored patient physiological data being historical data previously collected from the patient;an algorithm server that receives the collected physiological data from the acquisition unit and the stored patient physiological data from the database, the algorithm server having a plurality of data analysis algorithms and applying at least one algorithm of the plurality to the collected physiological data and the stored physiological data to create results data, the results data being transmitted to the acquisition unit and being displayed on the graphical display; anda communications network communicatively connecting the acquisition unit, the database and the algorithm server to facilitate the transfer of data between the acquisition unit, the database and the algorithm server;wherein the acquisition unit processes the collected physiological data in real time according to a first analysis algorithm and the algorithm server processes the collected physiological data in real time according to a second analysis algorithm, the first analysis algorithm being different from the second algorithm. 2. A system according to claim 1 further defined as comprising a plurality of acquisition units connected to said algorithm server. 3. A system according to claim 1 wherein said acquisition unit is a Holter recorder. 4. A system according to claim 1 wherein the communications network is a wireless communications network. 5. A system according to claim 1 wherein the communications network is a secure local area network. 6. A system according to claim 1 wherein the acquisition unit further comprises a data entry device that facilitates the entry of user observations and the editing of the collected physiological data. 7. A system according to claim 1 wherein a common apparatus comprises both said database and said algorithm server. 8. A system according to claim 1 wherein at least one algorithm of the plurality of data analysis algorithms comprises a serial ECG comparison algorithm, the algorithm server applying the serial ECG comparison algorithm to the received collected physiological data and the received stored patient physiological data, to produce results data. 9. A system according to claim 8 wherein the serial ECG comparison algorithm comprises an ECG signal data morphology comparison algorithm. 10. The system of claim 9 wherein the stored patient physiological data is physiological data previously collected from the patient. 11. The system of claim 10 wherein the stored pat... | General Electric Company | A61B005/02
US07699792 | B2 | 2010-04-20 | Catheter guide wire especially for percutaneous transluminal coronary angioplasty | 2005-05-10 | A catheter guide wire, especially for percutaneous transluminal coronary angioplasty, comprises an elongated wire shaft of a flexible material having a proximal and a distal end and disposed on the wire shaft at least one radiopaque, sleeve-like marker adjacent to the distal end. The at least one marker is disposed on a core section of the wire shaft, said core section being widened in its diameter relative to the diameter of the adjoining shaft sections. | 1. A catheter guide wire, comprising an elongated wire shaft (2) of a flexible material having a proximal end and a distal end (3, 5),at least one radiopaque marker (9) disposed on the wire shaft (2) adjacent to the distal end (3), wherein: said at least one marker (9) comprises a wire coil; said wire shaft comprises a core section (8) having an outer surface on which said wire coil is disposed; said wire coil is disposed entirely on said core section (8) of the wire shaft (2); said wire shaft has shaft sections (12) adjoining said core section; said core section (8) has a first diameter (DK); each of said shaft sections (12) adjoining said core section (8) has a second diameter (DE) that is smaller than said first diameter; two of said shaft sections (12) are disposed at respective opposite sides of said core section (8); said core section (8) has a length (l) that is substantially equal to the length (l) of said wire coil (9); and said shaft sections (12) form constricted, flexible catheter guide wire portions at each side of said at least one marker (9). 2. A catheter guide wire according to claim 1, wherein said core section (8) changes over at each side thereof to a respective adjoining shaft section (12) via a conically implemented, ramp-type annular shoulder (11). 3. A catheter guide wire according to claim 1, wherein said core section (8) is formed for said at least one marker (9) by grinding down the wire shaft (2) in a region around both sides of said core section (8). 4. A catheter guide wire according to claim 1, wherein said wire coil is secured on said core section (8) by means of a solder bed (10), which tapers off at each side of said core section (8) in a frusto-conical ramp (13) toward a respective adjoining, shaft section (12). 5. A catheter guide wire according to claim 4, wherein said core section (8) changes over at each side thereof to a respective adjoining shaft section (12) via a conically implemented, ramp-type annular shoulder (11), and said annular shoulder (11) of said core section (8) and a conical ramp (13) of a respective solder bed (10) are flush with one another in a longitudinal axis direction. 6. A catheter guide wire according to claim 1, wherein said at least one marker comprises three said markers disposed adjacent to the distal end (5) of the wire shaft (2) and said three markers are disposed at a distance (a) from one another, and said catheter guide wire further comprises an elongated marker coil (14) at said distal end. 7. A catheter guide wire according to claim 6, wherein the ratio of the length (l) of each marker (9) to the spacing (a) between them is approximately 1:10. 8. A catheter guide wire according to claim 1, wherein an outside diameter (DM) of said at least one marker (9) is slightly smaller than an outside diameter (Dw) of an elongated marker coil (14) at the distal end (5) of the wire shaft (2). 9. A catheter guide wire according to claim 5, wherein the surface of the guide wire (1... | Biotronik VI Patent AG | A61B005/00
US07689258 | B1 | 2010-03-30 | Device and method for determining optical characteristics of biological tissue | 2000-10-04 | An appliance (1) for examining biological tissue comprises a light injection means (102) for injecting visible and/or close infrared light into the biological tissue, a detector (104) for converting light signals that exit the biological tissue into detection signals, an output device (130) allocated to the detector (104) for outputting information that depends on the detection signals and a shield (20; 106) allocated to the director (104) for shielding the detector (104) against extraneous light at least in the injected wave range. The appliance is also provided with a control device for controlling whether the arrangement of light injection means (102) and/or a detector and/or a shield (20; 106) is correct in relation to a substrate. The appliance can be used for examining biological tissue and supports the user for forcing the user to arrange the essential components of the examination device in the prescribed order before measuring. | 1. A device (1) for examination of biological tissue, comprising: a light introduction means (102) configured to introduce visible and/or near-infrared light into the biological tissue,a detector (104) configured to transform light signals emitted from the biological tissue into detection signals,an output device (130) associated with the detector (104) and configured to output information derived from the detection signals,a shield (20; 106), the light introduction means (102) and the detector (104) being embedded in the shield,a grip part (10) forming a housing configured to receive at least one of an energy source, a display unit, an evaluation unit, and an entry keypad, the grip part (10) being rigidly connected with the shield (20) via a connecting piece,a checking device configured to verify appropriate positioning of at least one of the light introduction means (102), the detector, and the shield (20; 106) relative to a substrate, wherein the shield (20; 106) includes an area between the light introduction means (102) and the detector (104), whereby the light introduction means, the detector (104) and therebetween lying areas of the shield (20; 106) are configured to be brought into contact with a surface of the substrate such that the shield (20; 106) during operation of the light introduction means (102) prevents the propagation of light from the light introduction means along the surface of the substrate to the detector (104). 2. The device according to claim 1, wherein the checking device includes one or more assemblies, which are arranged in order to determine whether at least one of the light introduction means (102), the detector, and the shield (20; 106) are in contact with the substrate in a prescribed manner. 3. The device according to claim 1, wherein the checking device includes a control element in connection with the detector (104), which compares the light signals received by the detector (104) with a predetermined threshold value and is so associated with at least one of (a) the output device (130), wherein said output device either emits a malfunction or error signal or no information; and(b) the light introduction means (102), such that the light introduction means is prevented from becoming operational, when the light signal received from the detector (104) exceeds a predetermined threshold. 4. The device according to claim 1, wherein the checking device includes a measuring device configured to measure the electrical resistance in an area between the light introduction means (102) and detector (104), wherein the checking device is so arranged, that it cooperates with at least one of (a) the output device (130) such that the output device either emits a malfunction signal or no information dependent upon the detection signals;(b) the light introduction means (102), such that an operation thereof is prevented; and(c) the detector (104), such that an operation thereof is prevented when a predetermined resistance thresho... | Odicrain GmbH | A61B005/00
US07706860 | B2 | 2010-04-27 | Automated manipulation of imaging device field of view based on tracked medical device position | 2005-04-28 | Methods and systems for navigating medical devices are provided. A patient is imaged while a medical device is moved within the patient. A position (e.g., a location and/or orientation) of the moving medical device is detected within a coordinate system (e.g., a three-dimensional coordinate system), a position of the imaging field of view relative to the patient is adjusted based on the detected medical device position, such that the relevant tissue region of the patient is within the field of view. For example, the field of view can be centered over the medical device or centered just distal to the medical device portion. The direction of view may be oriented at an angle perpendicular to the axis of the medical device, e.g., for more accurately measuring the length of objects within the field of view, or oriented at an angle parallel to the axis of the medical device portion, e.g., for more accurately measuring the diameter of the channel (e.g., blood vessel) in which the medical device is disposed. | 1. A method of navigating a medical device within a patient, comprising: imaging the patient within a field of view;moving the medical device within the patient;detecting a position of the moving medical device; andautomatically adjusting a position of the field of view relative to the patient based on the detected medical device position, such that every time the medical device moves, the field of view moves simultaneously with the medical device in order to maintain a fixed relative position between the field of view and the medical device. 2. The method of claim 1, wherein the patient is imaged fluoroscopically. 3. The method of claim 1, wherein the patient is imaged externally. 4. The method of claim 1, wherein the medical device is an intravascular catheter. 5. The method of claim 1, wherein the position of the medical device comprises a position of a distal end of the medical device. 6. The method of claim 1, wherein the detected medical device position comprises a detected location of the medical device. 7. The method of claim 1, wherein the detected medical device position comprises a detected orientation of the medical device. 8. The method of claim 1, wherein the position of the medical device is detected in a three-dimensional coordinate system. 9. The method of claim 1, wherein the automatic field of view adjustment comprises adjusting the field of view position relative to a fixed point. 10. The method of claim 1, wherein the automatic field of view adjustment comprises adjusting a position of the patient relative to a fixed point. 11. The method of claim 1, wherein the automatic field of view adjustment comprises centering the field of view over a distal end of the medical device. 12. The method of claim 1, wherein the automatic field of view adjustment comprises centering the field of view on a point distally spaced a predetermined distance from the medical device. 13. The method of claim 1, wherein the patient is imaged along a direction of view, and the automatic field of view adjustment comprises orientating a direction of view at an angle perpendicular to an axis of the medical device. 14. The method of claim 1, wherein the patient is imaged along a direction of view, and the automatic field of view adjustment comprises orientating the direction of view at an angle parallel to an axis of the medical device. 15. The method of claim 1, wherein the field of view position is adjusted mechanically. 16. The method of claim 1, wherein the field of view position is adjusted electronically. 17. The method of claim 1, wherein the imaging is automatically activated based on the detected medical device position. 18. The method of claim 1, wherein the position of the medical device is detected within an absolute coordinate system, and the patient is imaged within a local imaging coordinate system, the method further comprising detecting a position of the field of view within the absolute coordinate system, and registering t... | Boston Scientific Scimed, Inc. | A61B005/00
US07684852 | B2 | 2010-03-23 | System, formulation, kit and method for tagging colonic residue in an individual | 2003-04-05 | This invention relates to a colonic residue tagging system, formulation, kit and method for use in preparing an individual for a predetermined activity which requires tagging at least some colonic residue in a digestive tract such that a medically and/or diagnostically useful procedure can be performed on the digestive tract. Such predetermined activity includes, but is not limited to, colon screenings. In one alternative embodiment, a dietary regimen comprising low residue foods is coordinated with the colonic residue tagging regimen, prior to a predetermined activity, thereby resulting in tagged stool such that a medically or diagnostically useful procedure can be performed on the digestive tract. The present invention also provides an individual sufficient amounts of fluids and nutrition while minimizing the amount of stool formation prior to the predetermined activity. In another alternative embodiment, the foods comprise an effective amount of tagging agent, such that when the food is consumed over time, at least some of the colonic residue in the digestive tract will be sufficiently tagged so that a medically or diagnostically useful procedure can be performed on the digestive tract. | 1. A method of preparing an individual for a predetermined activity, wherein said predetermined activity requires the tagging of at least some colonic residue in the individual's digestive tract, said method comprising: (a) administering 3 doses of a tagging agent in an aqueous suspension over a 20 to 36 hour administration period; wherein each dose of tagging agent is a volume of about 20 ml and comprises about 40% w/v tagging agent; and(b) administering about 1 to 4 liters of total fluid over the 20 to 36 hour administration period with the patient free from administration of laxatives or cathartics for at least 24 hours. 2. The method of claim 1, wherein the total fluid intake is 1 to 3 liters over the 20 to 36 hour administration period. 3. The method of claim 1, wherein the tagging agent is Barium Sulfate. 4. The method of claim 1, wherein the tagging agent is combined with Sorbitol or Mannitol. 5. A method for generating radiography images of one or more sections of an individual's gastrointestinal tract for screening, comprising (i) administering to the individual a low residue diet over at least a 48-hour period;(ii) administering to the individual 3 doses of a tagging agent over the at least 48-hour period, the tagging agent being an aqueous suspension at a volume of about 20 mL and comprising about 40% w/v tagging agent;(iii) with the patient free from administration of laxatives or cathartics for at least 24 hours, imaging the one or more sections of the individual's gastrointestinal tract after the administration period;(iv) producing a radiography image of the one or more sections of the individual's gastrointestinal tract; said image showing stool marked with the tagging agent; and(v) screening the radiography image to identify the presence of any abnormality in the gastrointestinal tract without removing and/or subtracting the marked stool from the images. 6. The method of claim 5, wherein the images are produced in connection with a predetermined activity, including sigmoidscopy, fiberoptic colonscopy, CT colonography or MR colonography of the individual's colon. 7. The method of claim 5, wherein the total fluid intake is 1 to 3 liters over a 20 to 36 hour administration period. 8. The method of claim 5, wherein the tagging agent is Barium Sulfate. | Bracco Diagnostics Inc. | A61B006/00 A61B005/05 A61K049/00 A61K049/04
US08418693 | B2 | 2013-04-16 | Method and device for evaluation of spirographic and gas exchange data | 2008-03-13 | The invention provides a method for obtaining and evaluating spirographic and gas exchange data, involving measuring a concentration of a breathing gas gc(Vx) for a plurality of volumes Vx of breathing gas mix, wherein the measuring is performed on inhaled breathing gas mix, further involving determining an apparatus dead space ApDS, of breathing gas mix in the apparatus not taking part in gas exchange, by evaluating the measured concentrations gc(Vx) as a function of the volume V of the inhaled breathing gas mix. The use of inhaled breathing gas mix allows to determine the apparatus dead space, which is an important parameter when evaluating ventilation efficiency and the like. Furthermore, the invention provides a method in which inhalation and exhalation parts of a spirogram are synchronized, by matching features thereof, in order to further improve the accuracy of gas exchange volumes and derived data. Finally, the invention provides a spirographic device and a patient ventilation apparatus, incorporating the present method. | 1. A method for obtaining and evaluating spirographic data, the method comprising: measuring a gas concentration (gc) of a breathing gas mix (Vx) for a plurality of values of a volume of breathing gas mix (Vx) with a spirographic device, the measuring being performed on an inhaled breathing gas mix; anddetermining an apparatus dead space (ApDS) of the breathing gas mix in the spirographic device not taking part in gas exchange by evaluating the measured concentrations of the gc(Vx) as a function of a difference between a volume at a beginning of inhaling and a volume at an end of inhaling of the inhaled breathing gas mix. 2. The method of claim 1, wherein the step of determining the ApDS further includes: applying an algorithm to the measured concentrations of the gc(Vx) as a function of the difference between the volume at the beginning of inhaling and the volume at the end of inhaling. 3. The method of claim 2, wherein the algorithm includes: determining a first gas concentration (gc(V1)) at a first volume (V1) at the beginning of inhaling;determining a second gas concentration (gc(V4)) at a second volume (V4) at the end of inhaling; anddetermining the ApDS as the difference between V1 and a third volume (V2) at which a third gas concentration (gc(V2))=(gc(V1)+gc(V4))/2. 4. The method of claim 1, further including: measuring a concentration of a gc(Vx) for a plurality of values of the Vx of an exhaled breathing gas mix; anddetermining an airway dead space (AwDS) or alveolar dead space (AIDS) by evaluating the measured concentration of the gc(Vx) for the plurality of values of the Vx of the exhaled breathing gas mix. 5. The method of claim 3, further including: determining a ventilated volume (VV), wherein VV=V1−(ApDS+an airway dead space (AwDS)); anddetermining a ventilation efficiency (VE), wherein as VE=VV/V1. 6. The method of claim 4, further including: measuring the concentrations of carbon dioxide and oxygen in the inhaled gas mix and the exhaled gas mix; anddetermining at least one of an ApDS, AwDS and AIDS for a corresponding oxyspirogram and a capnospirogram. 7. The method of claim 3, further including: synchronizing an exhaled part and an inhaled part of the spirographic data by matching the exhaled part and the inhaled part at the end of V2 of the spirographic data. 8. A spirographic device for obtaining and evaluating spirographic data, the spirographic device comprising: a gas volume meter which measures a volume (Vx) of an exhaled breathing gas mix and an inhaled breathing gas mix;a gas measuring probe which measures a gas concentration gc(Vx) of the exhaled breathing gas mix and the inhaled breathing gas mix for a plurality of values of the volume (Vx) of the exhaled breathing gas mix and the inhaled breathing gas mix; anda processing unit determines an apparatus dead space (ApDS) of the exhaled breathing gas mix and inhaled breathing gas mix in the spirographic device not taking part in gas exchange by evaluating the measu... | Koninklijke Philips Electronics N.V. | A61B005/08 A61B005/087 A61B005/091
US08512221 | B2 | 2013-08-20 | Automated treatment system for sleep | 2009-12-16 | Automated behavioral methods and systems for treating Insomnia that use passive means for determining wake/sleep states. | 1. An automated system for facilitating the implementation of Behavioral Therapy that acquires and analyzes information indicative of a user's wake and sleep state to improve the user's sleep or sleep hygiene, comprising: means for passively acquiring information indicative of the user's wake and sleep state; andmeans for implementing steps of the Behavioral Therapy utilizing the user's wake and sleep state information. 2. The system of claim 1 in which the Behavioral Therapy comprises Stimulus Control Therapy, Sleep Restriction Therapy, Relaxation Therapy, Cognitive Behavioral Therapy for Insomnia, Behavioral Therapy for Insomnia, and combinations of two or more of Stimulus Control Therapy, Sleep Restriction Therapy, Relaxation Therapy, Cognitive Behavioral Therapy for Insomnia, and Behavioral Therapy for Insomnia. 3. The system of claim 1 including means for choosing the Behavioral Therapy to be implemented for a user based on the user's personal wake and sleep information. 4. The system of claim 1 in which information indicative of user's sleep/wake state is taken from the group consisting of: EEG, EMG, PAT, systolic upstroke time, ECG/EKG, EOG, oximetry, heart rate variations, heart rhythm variations, actigraphy, body movement, GSR, respiratory changes, respiratory variability, eye movements, and combinations of two or more of these means for passively determining information indicative of the user's wake and sleep state. 5. The system of claim 1 including Drug Therapy in conjunction with Behavioral Therapy. 6. The system of claim 1 in which active means for determining the wake and sleep state are used to supplement the means for passively determining information indicative of the user's wake and sleep state. 7. The system of claim 1 in which the Behavioral Therapy is Stimulus Control Therapy including means for implementing the Stimulus Control Therapy using the following rules: a) never alert a user while they are asleep,b) alert a user only when at least a first predetermined number of contiguous of wake epochs are achieved, andc) if any sleep of at least the second predetermined number of contiguous epochs is achieved, the maintenance flag is set and if any sleep of at least the second predetermined number of contiguous epochs is not achieved, the maintenance is not set wherebyif maintenance flag is set, examine a past third predetermined number of epochs and if the user was awake for at least a fourth predetermined number of epochs out of the past third predetermined number of epochs, alert the user, butif the maintenance flag is not set and if there is no sleep of at least a fifth predetermined number of contiguous epochs within a first period of trying to fall asleep, then alert the user upon a lapse of the first period; andif the maintenance flag is not set and there is a contiguous sleep period contained within the first period of trying to fall asleep that is greater than or equal to the fifth predetermined number of epochs b... | Consolidated Research of Richmond, Inc. | A61M021/00
US08231543 | B2 | 2012-07-31 | Methods and systems for screening and treatment of young infants demonstrating deficits in auditory processing | 2007-10-13 | The present invention provides a method and apparatus for screening infants at high risk for central auditory processing deficits and then remediating less efficient processing behaviorally using an adaptive training algorithm that gradually increases sensitivity to rapidly occurring stimuli streams. | 1. A computer program product embodied on a non-transitory computer-readable medium for screening or treating information processing defects in a young infant comprising: a) a first computer code for initiating an administration of a first pattern of auditory stimuli comprising at least one control stimulus having a number of control components and at least one test stimulus having a number of test components, wherein the at least one control stimulus differs from the at least one test stimulus by at least one of amplitude, frequency, duration, and pitch,the at least one control stimulus and the at least one test stimulus are administered within about 10−3 sec to about 1 sec of each other, andb) a second computer code for registering a response of the young infant to the at least one test stimulus or the at least one control stimulus; andc) computer software for providing a feedback to a user of the computer program product, wherein the response of the young infant modifies a duration of a filled temporal interval or an unfilled temporal interval between the control or test components in the at least one control stimulus and the at least one test stimulus. 2. The computer program of claim 1, further comprising a third computer code for distinguishing a correct response and an incorrect response. 3. The computer program of claim 1, further comprising a fourth computer code for initiating a reinforcement stimulus depending on the response. 4. The computer program of claim 3, wherein the reinforcement stimulus is a visual stimulus. 5. The computer program of claim 1 further comprising a database of a plurality of the patterns of auditory stimuli. 6. The computer program of claim 5 further comprising a fifth computer code for selecting a member of the plurality of the patterns of auditory stimuli depending on the response. 7. The computer program of claim 1, wherein the number of control components in the at least one control stimulus is identical to the number of test components in the at least one test stimulus, and the duration of the filled temporal interval or unfilled temporal interval in the at least one control stimulus is identical to the duration of the filled temporal interval or unfilled temporal interval in the at least one test stimulus. 8. The computer program of claim 1 further comprising a sixth computer code for tracking the response of the young infant over a training period. | Rutgers, The State University of New Jersey | A61B005/00
US08301244 | B2 | 2012-10-30 | Sustaining ventricular tachycardia detection | 2009-09-02 | An apparatus comprises an implantable ventricular depolarization sensing circuit configured to provide a sensed ventricular depolarization signal, a timer circuit configured to provide a ventricular time interval between ventricular depolarizations, and a controller circuit communicatively coupled to the ventricular depolarization sensing circuit and the timer circuit. The controller circuit includes a ventricular tachycardia (VT) detection circuit configured to declare an episode of VT when a number of accelerated beats are detected, calculate a hysteresis VT detection threshold interval, and deem whether the episode of VT persists using the hysteresis VT detection threshold interval. | 1. An apparatus comprising: an implantable ventricular depolarization sensing circuit configured to provide a sensed ventricular depolarization signal;a timer circuit configured to provide a ventricular time interval between ventricular depolarizations; anda controller circuit communicatively coupled to the ventricular depolarization sensing circuit and the timer circuit, wherein the controller circuit includes a ventricular tachycardia (VT) detection circuit configured to: declare an episode of VT when a number of accelerated beats are detected, wherein an accelerated beat concludes a ventricular time interval having a shorter duration than a specified central tendency of previous ventricular time intervals;determine an estimated onset ventricular time interval using a value of at least one accelerated beat interval when the episode of VT is declared;determine an estimated end ventricular time interval using a value of at least one non-accelerated beat interval when a specified number of non-accelerated beat intervals are detected after the episode of VT is declared;calculate the hysteresis VT detection threshold interval using the estimated onset ventricular time interval and the estimated end ventricular time interval; anddeem whether the episode of VT persists using the hysteresis VT detection threshold interval. 2. The apparatus of claim 1, wherein the VT detection circuit is configured to: determine a ventricular depolarization rate from ventricular time intervals;detect the episode of VT when the ventricular depolarization rate exceeds a VT detection threshold rate; anddeem whether the episode of VT persists using a rate corresponding to the calculated hysteresis VT detection threshold interval instead of using the VT detection threshold rate. 3. The apparatus of claim 1, wherein the VT detection circuit is configured to first detect the episode of VT when a ventricular depolarization rate exceeds a VT detection threshold rate. 4. The apparatus of claim 1, including a memory circuit communicatively coupled to the controller circuit, wherein at least one area of the memory circuit is allocated to store at least one of a normal sinus rhythm (NSR) template morphology or a supraventricular conducted rhythm (SVR) template morphology, andwherein the VT detection circuit is configured to determine that at least one of an episode of VT is detected or a VT episode persists, using a comparison of a morphology of a sensed cardiac signal to the stored at least one of the NSR template morphology or the SVR template morphology. 5. The apparatus of claim 1, wherein the VT detection circuit is configured to: determine a measure of ventricular rhythm stability using ventricular time intervals; anddetermine, using the measure of ventricular rhythm stability, that at least one of an episode of VT is detected or a VT episode persists. 6. The apparatus of claim 1, including a therapy circuit communicatively coupled to the controller circuit, wherein the t... | Cardiac Pacemakers, Inc. | A61B005/046
US07940886 | B2 | 2011-05-10 | 3D medical anatomical image system using 2D images | 2009-09-29 | A medical imaging system generates 3D anatomical images from acquired 2D anatomical images. The system includes a synchronization processor for providing a synchronization signal identifying a particular phase of heart operation of a particular patient. An image acquisition device acquires 2D anatomical images of a patient heart in angularly variable imaging planes over multiple different heart cycles at the particular phase of heart operation in response to the synchronization signal and in response to recorded data indicating imaging previously being performed at particular imaging plane angles. An image processor stores the recorded data to prevent imaging overlap at the particular imaging plane angles and to prevent unnecessary radiation exposure of the patient. The image processor processes 2D images acquired by the image acquisition device of the patient heart in multiple different imaging planes having relative angular separation, to provide a 3D image reconstruction of the patient heart. | 1. A medical imaging system for generating 3D anatomical images from acquired 2D anatomical images, comprising: a synchronization processor for providing a synchronization signal identifying a particular phase of heart operation of a particular patient;an image acquisition device for acquiring discrete 2D anatomical images of a patient heart in angularly variable imaging planes over a plurality of different heart cycles at said particular phase of heart operation in response to said synchronization signal and in response to recorded data indicating imaging previously being performed at particular individual angles of a 2D imaging plane to prevent imaging overlap at said particular individual angles of a 2D imaging plane and to prevent unnecessary radiation exposure of said patient; andan image processor for, storing the recorded data, andprocessing 2D images acquired by said image acquisition device of said patient heart in a plurality of different imaging planes having relative angular separation, to provide a 3D image reconstruction of said patient heart. 2. A system according to claim 1, wherein said recorded data indicates a first exposure has previously been performed at a particular individual 2D imaging plane angle,said image processor derives an imaging trigger signal from said synchronization signal and said recorded data, said imaging trigger signal being for initiating and inhibiting image acquisition at particular individual angles of a 2D imaging plane by said image acquisition device andsaid angularly variable imaging planes are variable in two dimensions. 3. A system according to claim 1, wherein said angularly variable imaging planes are variable in three dimensions. 4. A system according to claim 1, wherein said recorded data indicates a first exposure and an overlap exposure has previously been performed at a particular individual 2D imaging plane angle andsaid image acquisition device for acquiring 2D anatomical images of a patient heart in angularly variable imaging planes includes a rotational C-arm unit housing a radiation emitter and detector. 5. A system according to claim 1, wherein said image processor records data indicating imaging being performed at particular individual angles of a 2D imaging plane during image acquisition. 6. A system according to claim 5, wherein said image processor records data indicating at least one of, (a) an overlap imaging exposure, (b) a new imaging exposure and (c) no coverage, occurs at a particular imaging plane angle. 7. A system according to claim 5, wherein said image processor generates imaging coverage data indicating imaging plane angles of an angular region where images have not been acquired and the proportion of the angular region imaged. 8. A system according to claim 7, wherein said imaging coverage data is presented in graphical form comprising at least one of, (a) a polar chart, (b) a pie chart and (c) a bar chart. 9. A system according to claim 7, wherein said imagi... | Siemens Medical Solutions USA, Inc. | A61B006/00
US08121677 | B2 | 2012-02-21 | Method for diagnosing a disease | 2009-10-13 | Methods, systems, and apparatus to determine the presence of a disease condition in a medical patient by evaluating conductivity information. In some embodiments, point-attributes values may be obtained from conductivity data sets. This data may be compared to previously determined data, such as threshold values. In some embodiments, z-scores may be determined to combine a plurality of point-attribute values in formulation of a composite score for a patient. In some embodiments, z-scores may be weighted by overall accuracy of the point-attribute in predicting presence of the disease. | 1. A method to diagnose lung cancer in a medical patient, the method comprising: providing a measurement device operable to measure conductivity between at least one reference point and at least one interrogation point on the body of a patient;measuring the conductivity between at least one reference point and at least one interrogation point to obtain at least one data set;comparing at least one value obtained from the at least one data set to at least one value in a previously-determined corresponding data set to assess the likelihood of the patient having lung cancer, wherein the measurement device is configured to provide computerized control of contact pressure between a measurement electrode tip and the surface of the body of the patient, andincreasing the contact pressure between the measurement electrode tip and the surface of the body of the patient until a plot of a conductivity index over time exhibits a slope at or near zero. 2. The method of claim 1, wherein the step of measuring the conductivity comprises measuring the conductivity between the at least one reference point and the at least one interrogation point to obtain at least one data set as a function of time. 3. The method of claim 1, wherein the at least one value in a previously-determined corresponding data set comprises a threshold value indicative of a likelihood of the patient having lung cancer. 4. The method of claim 1, wherein the step of increasing the contact pressure between the measurement electrode tip and the surface of the body is automatically performed by the measurement device. 5. The method of claim 4, wherein the measurement device is further configured to, upon detecting that a plot of the conductivity index over time exhibits a slope at or near zero, automatically maintain the contact pressure substantially constant over a period of time. 6. The method of claim 1, further comprising measuring the conductivity between at least one second reference point and a plurality of interrogation points to obtain a plurality of data sets. 7. The method of claim 6, wherein each of the plurality of data sets comprises conductivity values as a function of time. 8. The method of claim 1, further comprising developing a composite score for a patient indicative of a likelihood of the patient having lung cancer. 9. The method of claim 8, wherein the composite score is developed by converting a portion of obtained point-attribute values to corresponding z-scores, and combining the z-scores. 10. A system for assisting in making a diagnosis of a disease condition in a medical patient, the system comprising: a measurement device in communication with the computer assembly and configured to measure conductivity of the body of a patient between at least one ground point and at least one measurement point to obtain a conductivity data set corresponding to each such measurement, wherein the measurement device is configured to increase the contact pressure between a tip o... | Fresh Medical Laboratories, Inc. | A61B005/05
US08386000 | B2 | 2013-02-26 | System and method for photon density wave pulse oximetry and pulse hemometry | 2008-09-30 | Present embodiments are directed to a system and method capable of modulating light at a modulation frequency, wherein the modulation frequency is somewhere above about 50 MHz and below about 3 GHz, to generate photon density waves in a medium, detecting relative amplitude changes and phase shifts in the photon density waves, and detecting and graphically indicating a physiologic value related to scattering particles in the medium based on the phase shifts. | 1. A monitoring system, comprising: an emitter configured to emit light into tissue;a modulator configured to modulate the light to generate photon density waves at a modulation frequency, wherein the modulation frequency is above about 50 MHz and below about 3 GHz;a detector configured to detect relative characteristics of the photon density waves including amplitude changes and phase shifts;a processor configured to make determinations relating to a value of a physiologic parameter of the tissue based on the phase shifts, and the processor is configured to reject or accept the determined value of the physiologic parameter based on whether calculations based on the relative characteristics are complimentary; anda display feature configured to present the value of the physiologic parameter to a user. 2. The system of claim 1, wherein the modulator is configured to modulate the light at the modulation frequency above approximately 100 MHz and below approximately 1 GHz. 3. The system of claim 1, wherein the processor is configured to calculate an estimated number of scattering particles in the tissue based on detected phase shifts. 4. The system of claim 1, comprising a plurality of emitters, wherein the modulator is configured to modulate light from the plurality of emitters to sweep the tissue with a plurality of modulation frequencies. 5. The system of claim 1, wherein the modulator comprises a DVD R/W driver circuit. 6. The system of claim 1, comprising a plurality of emitters capable of establishing a phased array and a second calculation component configured to utilize the phased array to identify a region of the tissue rich with pulsatile signals or a region of the tissue with low saturation. 7. The system of claim 1, comprising a noise detection feature configured to identify noise artifacts based on a defined range of calculated values based on the amplitude changes and phase shifts. 8. The system of claim 1, wherein the modulator is configured to establish a phased array of photon density waves for use in pulse oximetry and hemometry techniques. 9. A method, comprising: modulating light at a modulation frequency that is within a range between 100 MHz and 3 GHz to generate photon density waves in a medium;detecting relative amplitude changes and phase shifts in the photon density waves;calculating a value related to a number of scattering particles in the medium based on the phase shifts; anddetecting and graphically indicating a physiologic value related to the scattering particles in the medium based on the phase shifts. 10. The method of claim 9, comprising modulating multiple light emissions to generate a phased array of photon density waves. 11. The method of claim 10, comprising identifying regions rich with pulsatile signals based on the phased array of photon density waves. 12. The method of claim 9, comprising identifying regions of low saturation based on the phased array of photon density waves. 13. The method of cla... | Covidien LP | A61B005/1455
US08417304 | B2 | 2013-04-09 | Biological information measuring apparatus | 2007-03-20 | There is provided a biological information measuring apparatus, which permits to release constriction of capillary vessels a human body to provide stable measurement results of biological information and a proper S/N ratio.;The biological information measuring apparatus 1 includes a beam-emitting type sensor device 10 provided on a mounting unit 2 to optically measure biological information of a subject 4. The beam-emitting type sensor device 10 is placed in a position so as to be in a non-contact state relative to the subject 4 when measuring the biological information. | 1. A biological information measuring apparatus, which comprises: a mounting unit having a contact surface, which is to come into contact with a surface of a subject, the mounting unit being provided with a recess formed thereon; a laser beam-emitting type sensor device being received in said recess of the mounting unit, said laser beam-emitting type sensor device being capable of optically measuring biological information of the subject, wherein: a space is provided between the laser beam-emitting type sensor device and an extended plane of the contact surface of the mounting unit to ensure a non-contact area of the biological information measuring apparatus relative to the subject when measuring said biological information, and wherein:the laser beam-emitting type sensor device comprises:a sensor body received in the recess of the mounting unit; anda cover plate placed on the sensor body; andsaid space is provided between the cover plate of the laser beam-emitting type sensor device and the extended plane of the contact surface of the mounting unit. 2. The biological information measuring apparatus as claimed in claim 1, wherein: said recess of the mounting unit is provided at an opening peripheral edge thereof with a chamfered portion. 3. The biological information measuring apparatus as claimed in claim 1 wherein: the mounting unit having said recess is provided at the opening peripheral edge thereof with a curved surface. 4. The biological information measuring apparatus as claimed in claim 1, wherein: the mounting unit having said recess is provided at the opening peripheral edge thereof with a projection having a contact portion, which serves as said contact surface, said contact portion having a semi-circular cross-section. | Pioneer Corporation | A61B005/1455
US09636015 | B2 | 2017-05-02 | Colon polyp staging methods | 2008-04-11 | Systems and methods are provided for examination and removal of polyps. Using methods and systems of the present disclosure, one can determine whether a polyp is benign or cancerous in situ. | 1. A method comprising: introducing at least one media comprising at least one thermally responsive polymer into tissue comprising submucosa of a polyp; measuring a response to an external stimuli in the tissue, the external stimuli being an air puff; and deducing a state of health of the tissue by measuring the response to the air puff with a tonometer. 2. The method of claim 1, wherein the media further comprises saline. 3. The method of claim 1, wherein the media comprises at least one thermoreversible polymer. 4. The method of claim 1, wherein deducing the state of health of the tissue comprises determining whether or not the polyp is cancerous. 5. The method of claim 1, wherein deducing the state of health of the tissue comprises deducing the state of health in real time. | Covidien LP | A61B001/04 A61B005/103 A61B005/00 A61B001/313 A61B017/34 A61B017/00 A61B090/00
US20100087744 | A1 | 2010-04-08 | Pulse rate monitor and process for detecting an allergen | 2008-10-07 | A wearable pulse rate and rhythm monitoring device that monitors a person's pulse for variables such as pulse rate, pulse rhythm, pulse amplitude and blood pressure versus time when a person is exposed to one or more potential allergens. The person will select a potential allergen, such as corn, from a list stored in the device when the person will be exposed to that particular potential allergen. Selecting a potential allergen will start the device to monitor the pulse for gathering the data and storing the data in the memory for a pre-selected period of time. The stored data is then downloaded into a program that will plot the pulse rate versus real time so that an allergen can be identified. By monitoring the various changes to a person's pulse versus real time instead of taking an average, even slight allergens can be identified. | 1. A wearable pulse rate monitoring device comprising: A display with a list of potential allergens;Means to select one of the potential allergens from the list;A pulse sensor to detect a pulse from a person wearing the monitoring device;A processor to convert the pulse sensor signals into real time data of the pulse signals versus time; and,A memory to store the real time data of the pulse signals versus time. 2. The wearable pulse rate monitoring device of claim 1, and further comprising: Communication means to transmit data between the monitoring device and a computer. 3. The wearable pulse rate monitoring device of claim 1, and further comprising: The processor includes means to convert the pulse sensor signal into pulse rate, pulse rhythm and pulse magnitude versus time for a predetermined period of time. 4. The wearable pulse rate monitoring device of claim 1, and further comprising: The means to select one of the, potential allergens is also the means to activate the monitoring device. 5. The wearable pulse rate monitoring device of claim 1, and further comprising: A blood pressure sensor to detect for a blood pressure. 6. The wearable pulse rate monitoring device of claim 1, and further comprising: The communication means to transmit data is a USB or a wireless interface. 7. A process for monitoring a person for pulse rate to determine the presence of an allergen, the process comprising the step of: Exposing the person to a potential allergen form a list of potential allergens;Monitoring the person's pulse rate versus time in real time for a pre-selected period of time;Storing the pulse rate versus time in a memory; and,Plotting the pulse rate versus time for the selected potential allergen on a graph representing pulse versus time for the pre-selected period of time. 8. The process for monitoring a person for pulse rate of claim 7, and further comprising the step of: Monitoring the person's pulse rhythm versus time. 9. The process for monitoring a person for pulse rate of claim 8, and further comprising the step of: Monitoring the person's pulse amplitude versus time. 10. The process for monitoring a person for pulse rate of claim 7, and further comprising the steps of: Downloading the collected data from the wearable pulse sensor device into a computer program to plot the data versus time; and,Uploading to the wearable pulse sensor device additional potential allergens to be monitored for. 11. The process for monitoring a person for pulse rate of claim 7, and further comprising the step of: Monitoring the person's blood pressure versus time. | - | A61B005/02
US20100081895 | A1 | 2010-04-01 | WIRELESS MEDICAL TELEMETRY SYSTEM AND METHODS USING RADIO FREQUENCY ENERGIZED BIOSENSORS | 2007-06-21 | A system is provided that furnishes physiological or biomechanical parameters from sensors placed upon or within a subject. The system comprises radio frequency energized biosensor (RFEB) devices that are powered by and communicate with an external receiver and monitoring apparatus. One embodiment of the system provides for infant monitoring in a crib utilizing RFEB devices incorporated into a dermal patch. Said patch communicates with a receiver suspended above the crib and alerts of early warning signs of sudden infant death syndrome (SIDS) or other physiologic abnormalities. Another embodiment comprises implantable RFEB devices that relay information related to the condition of an internal tissue, organ, or cavity to an external receiver, monitor, and recorder. Other embodiments include wearable sensors for detecting a subject attempting to get out of bed, dislodge medical equipment, or stray from a given location. | 1. A system for monitoring infants comprising: a remotely energized sensor, a transmitter, a receiver, and a monitor; wherein the sensor detects at least one of a physiologic and biomechanical parameter of an infant or child; wherein the sensor and transmitter receive power through radio frequency (RF) energy; wherein the transmitter communicates wirelessly with a receiver in a nearby base station. 2. The system of claim 1, wherein the sensor and transmitter is integrated into a fixture comprising at least one of a dermal patch, a diaper, or an article of clothing. 3. The fixture in claim 2, wherein the fixture is disposable. 4. The system of claim 1, wherein the sensing modalities include at least one of an optical sensor, an oximetry sensor, an electrical sensor, a chemical sensor, a mechanical sensor, a MEMS sensor, a nano sensor, a biochemical sensor, an acoustic sensor, an immunologic sensor, a fluidic sensor, and a ‘lab-on-a-chip’ type sensor. 5. The system of claim 4, wherein the sensor detects at least one of general health, blood oxygen saturation, blood glucose levels, electrical activity including electrocardiogram (ECG) and electromyography (EMG), pulse presence, pulse rate and character, respiratory motion, respiratory rate, temperature, pH, chemical composition, and body motion including acceleration and mechanical shock. 6. The system of claim 1, wherein the base station takes the form of, is incorporated into, or is mechanically coupled to at least one of a toy, a mobile, a bed, a crib, a stroller, a bedding material. 7. The system of claim 1, wherein the monitor is integrated into the base station. 8. The system of claim 1, wherein a remote monitor, and optionally a data recorder, are communicatively coupled to the base station; wherein the remote monitor takes the form of at least one of a dedicated baby monitor, an alarm, a watch, an armband, a pendant, a portable computer, a mobile phone, a portable music player, a pager, a television, a remotely accessible web site, and a software interface. 9. The system of claim 1, wherein an alert is generated responsive to a condition detected by the sensor. 10. The system of claim 1, wherein the system detects early signs of sudden infant death syndrome (SIDS). 11. The system of claim 20, wherein the sensing modality is based on at least one of oximetry, infant body motion, and electrical activity. 12. The system of claim 1, wherein the system detects of fever. 13. The system of claim 1, wherein the system detects convulsive activity. 14. A system comprising: a remotely energized implantable sensor for generating a signal indicative of at least one of a physiologic and biomechanical property of a patient, a transmitter for sending the signal, a receiver unit for receiving the signal, and a processor configured to produce an output responsive to the signal. 15. The system of claim 14, wherein the sensing modalities include at least one of an optical sensor, an oximetry senso... | - | A61B005/00 H04W004/22
US20100056895 | A1 | 2010-03-04 | Indicia-coded medical diagnostic apparatus | 2009-11-03 | An apparatus for quantitative measurement of glucose or other biological substance. analysis. The apparatus accepts a sample of blood or biological substance onto or into a diagnostic reagent test device which has a reagent carrier and mode of relaying to the instrument the identifying reagent characteristics. The instrument includes a housing structure having an indicia-coded display and multi-function keypad, a programmable microcontroller which enables the apparatus to emanate or emit said indicia display or a plurality of indicia displays corresponding to an arrangement of quantitative blood glucose or biological substance values wherein said values are programmed into said apparatus and are determinate upon known quantitative analysis ranges of glucose or other analyzed components in sampled blood or biological substances. | 1. In a portable, hand-held apparatus for quantitative measurement of blood glucose or other biological substances and of the type comprising an arrangement for accepting a sample of a patient's blood or other biological substance, a means for analyzing said blood or other biological substance, further comprising a reagent test device which has a reagent carrier and means of relaying to the apparatus the identifying reagent characteristics and an arrangement for displaying said quantitative measurement in which the improvement comprises; a. a means for programming a pre-determined blood glucose or biological fluid analysis range, or plurality of ranges into said apparatus, whereby said analysis range or ranges correspond to pre-determined quantitative measurement values of blood glucose or other biological substance values, further comprising;b. a means for displaying or emitting said analysis range or plurality of ranges, comprising indicia. 2. The apparatus of claim 1, wherein said indicia are color based. 3. The apparatus of claim 1, wherein said indicia are tactile based. 4. The apparatus of claim 1 wherein said indicia is selected from a group consisting of colors, numbers, letters, graphic symbols, tactile symbols and machine-readable bar codes or a combination thereof. 5. The apparatus of claim 1 wherein said indicia further correspond to the indicia of an indicia-coded medication dispensing device or a plurality of said devices. 6. The apparatus of claim 1 wherein said indicia further correspond to an indicia-coded medication dispensing device or plurality of said devices wherein said device or devices comprise pre-filled syringes containing a pre-determined dose or dosages of medication. 7. The apparatus of claim 1 wherein said indicia further correspond to indicia or plurality of said indicia of a medication chart whereon a pre-determined dose or dosages of medication are transcribed. 8. The apparatus of claim 1, further comprising a means for recording said quantitative measurement of blood glucose or other biological substance analysis. 9. The apparatus of claim 1, further comprising a means for printing said quantitative measurement of blood glucose or other biological substance analysis whereon said printing further comprises; a. a time and date stamp and,b. removable adhesive labels 10. The apparatus of claim 1, further comprising a means for transmission of said quantitative measurement of blood glucose or other biological substance analysis whereby said analysis can be retrieved by a caregiver or medical professional. 11. The apparatus of claim 1, further comprising a means for alerting said user to abnormal quantitative measurement analysis wherein said alert is in the form of said indicia or a plurality of said indicia. 12. The apparatus of claim 1 further comprising a means for alerting said transmission recipient to abnormal quantitative measurement analysis. 13. A housing comprising a rectangular shape and LCD di... | - | A61B005/00 G08B006/00
US20100094141 | A1 | 2010-04-15 | JUGULAR VENOUS PRESSURE RULER | 2008-10-14 | A JVP ruler and a method for its use in measuring a jugular venous pressure in a patient, includes orienting the JVP ruler such that the second arm is collinear with a vertical line originating at a right atrium of the patient and such a the first arm is horizontal and having a transducer end situated opposite the pivot end of the first arm. The JVP Ruler has first and second arms elongate and situated to be in perpendicular relation one to the other. The arms meet and terminate at a pivot located at the pivot ends of the arms respectively, the transducer end being generally above a pulse point, the pulse point being a point on the skin of the patient where variations of the jugular venous pressure within the internal jugular vein are exhibited as at least vertical displacement of the skin. | 1. A method for measuring a jugular venous pressure in a patient, the method comprising: orienting a JVP Ruler, having first and second arms elongate and situated to be in perpendicular relation one to the other, meeting and terminating at a pivot at pivot ends respectively, such that the second arm is collinear with a vertical line originating at a right atrium of the patient and such that the first arm is horizontal and having a transducer end situated opposite the pivot end of the first arm, the transducer end being generally above a pulse point, the pulse point being a point on the skin of the patient where variations of the jugular venous pressure within the internal jugular vein are exhibited as at least vertical displacement of the skin;translating the JVP ruler along the vertical line such that a rest end opposite the pivot end of the second arm is resting on the sternal angle of the patient approximately 5 centimeters above the right atrium;aiming a transducer, located generally at the transducer end, at the pulse point such that when the transducer is activated, it can detect the vertical displacement;activating the transducer for a period sufficient to record signals indicative of at least the vertical displacement, over at least one period of a jugular venous pulse in a memory. 2. The method of claim 1, wherein orienting is orienting with reference to a bubble vial the first arm includes. 3. The method of claim 1, wherein aiming includes rotating the transducer in the plane defined by the first and second arms. 4. The method of claim 1, wherein aiming includes translating the transducer along the first arm. 5. The method of claim 1, wherein activating the transducer includes: processing the signal from the transducer indicative of at least the vertical displacement to produce data indicative of variations of jugular venous pressure over at least one cycle of the jugular venous pulse. 6. The method of claim 5, wherein the processing includes storing the data indicative of variations of jugular venous pressure. 7. The method of claim 6, further including uploading the data indicative of variations of jugular venous pressure by means of one of a group consisting of an output port and a RF stage mated to an antenna. 8. The method of claim 7, wherein the RF stage mated to an antenna is according to the IEEE 802.11 family of protocols. 9. A jugular venous pulse (JVP) ruler for measuring variation in jugular venous pressure in the internal jugular vein of a patient, the JVP ruler comprising: a pivot;an elongate first arm having a first arm pivot end that terminates at a pivot and in opposed relationship to the first arm pivot end, a transducer end;an elongate second arm having a second arm pivot end and rotatably joined to the first arm such that the second arm can rotate about the pivot from a position generally parallel to the first arm to a position generally perpendicular to the first arm, the first arm terminating in a rest end ... | - | A61B005/024 A61B005/021
US20100069777 | A1 | 2010-03-18 | BRAIN FUNCTION DECODING PROCESS AND SYSTEM | 2009-11-25 | A method of interpreting cognitive response to a stimulus is disclosed. The method includes collecting baseline neural activity data from a subject absent a stimulus. Neural activity data is collected while the subject is being stimulated through exposure to a stimulus. A unique three-dimensional cognitive engram is then plotted representative of cerebral regions of stimulated neural activity caused by the stimulus. A novel graphical representation is plotted in three dimensions to indicate the brain region response unique to that stimulus. | 1. A method of interpreting cognitive response comprising: collecting baseline neural activity data that maps a neural activation absent a stimulus onto neuronal structure of a subject brain;exposing said subject to said stimulus;collecting stimulated neural activity data from said subject while said subject is exposed to said stimulus; andplotting a unique three-dimensional cognitive engram representative of the stimulated neural activity caused by said stimulus. 2. The method of claim 1 further comprising: compiling said cognitive engram in a database containing a plurality of engrams. 3. The method of claim 2 wherein said plurality of engrams is derived from a plurality of stimuli that is different than said stimulus. 4. The method of claim 1 wherein said stimulus is sensory. 5. The method of claim 1 wherein said stimulus is viewing an image. 6. The method of claim 1 wherein said stimulus is a verbal question of recall. 7. The method of claim 1 wherein said stimulus is chemical. 8. The method of claim 7 further comprising correlating said cognitive engram with a regimen of administration of said chemical. 9. The method of claim 1 wherein said subject is a human. 10. The method of claim 1 wherein said baseline data and said stimulated data are collected as a plurality of tomographic scans compiled as two-dimensional slices. 11. The method of claim 1 further comprising performing an operation on said stimulated data prior to plotting said cognitive engram, said operation selected from the group consisting of: correcting for subject movement artifact, reprocessing sequential images, blood oxygen level dependency consideration and statistical deformation modeling. 12. The method of claim 1 further comprising harvesting subject movement artifact overlap data to increase the quantity of said stimulated data prior to plotting said cognitive engram. 13. The method of claim 1 wherein said baseline data and said stimulated data are derived from arterial spin labeling and dynamic susceptibility weighted contrast enhanced magnetic resonance imaging. 14. The method of claim 1 wherein said baseline and said stimulated data are derived from magnetization transfer and diffusion-tensor magnetic resonance imaging with whole brain tissue histogram analysis. 15. A graphical representation of cognitive activity comprising a three-dimensional plot matching of brain imaging scan data with a stimulus, said plot prepared absent input of stimulus encoding rules within a subject brain. 16. The graphical representation of claim 15 wherein said plot is unique to said stimulus and reproducible upon reintroducing said stimulus. 17. A method of questioning a subject comprising: generating a graphical representation according to claim 15 for a known truth and a second graphical representation according to claim 15 for a known falsehood; andgenerating a graphical representation according to claim 15 in response to a stimulus intended to elicit a true or false c... | - | A61B005/0484
US20100105992 | A1 | 2010-04-29 | Pressure-sensitive conductive yarn and biological information-measuring garment | 2009-10-16 | Object;An object of the present invention is to provide a pressure-sensitive conductive yarn capable of detecting different biological information simultaneously when used as an electrode.;Means for Achieving the Object;A pressure-sensitive conductive yarn comprising a core yarn formed of an elastic yarn around which a winding yarn having conductivity is wound, wherein the winding yarn is a mixed yarn of a conductive fiber and a nonconductive fiber to cause variations in its electrical resistance with elongation or contraction. | 1. A pressure-sensitive conductive yarn comprising a core yarn formed of an elastic yarn around which a winding yarn having conductivity is wound, wherein the winding yarn is a mixed yarn of a conductive fiber and a nonconductive fiber to cause variations in its electrical resistance with elongation or contraction. 2. The pressure-sensitive conductive yarn according to claim 1, wherein the winding yarn is doubly wound around the core yarn, the first winding direction being opposite to the second winding direction. 3. A biological information-measuring garment comprising electrodes provided on the garment formed of a nonconductive material in such a manner as to closely contact with the body, wherein the electrodes are formed using the pressure-sensitive conductive yarn according to claim 1. 4. The biological information-measuring garment according to claim 3, wherein a heart rate signal and respiration signal can be simultaneously extracted based on output signals from the electrodes. 5. A biological information-measuring garment comprising electrodes provided on the garment formed of a nonconductive material in such a manner as to closely contact with the body, wherein the electrodes are formed using the pressure-sensitive conductive yarn according to claim 2. | THE RITSUMEIKAN TRUST OKAMOTO CORPORATION | A61B005/00 D02G003/02
US20100056954 | A1 | 2010-03-04 | Device For Extracting Blood Samples | 2009-04-01 | A device for extracting blood samples comprising a casing, a cover, a suction device, and a pricking element. The casing exhibits a finger opening and a suction opening and comprises a container exhibiting a sealable sample opening and posited below the finger opening. The cover is sealably connected to the casing and seals the sample opening. The suction device is sealably connected to the suction opening of the casing. In operation, the casing is sealed by placing a finger upon the finger opening, the suction device is arranged to generate a partial vacuum. The pricking element is arranged to prick the finger from within the casing through the finger opening such as to cause blood to trickle from the pricked finger. The partial vacuum enhances blood trickling from the pricked finger. The container holds the blood sample that may be removed upon releasing the partial vacuum. | 1. A device for extracting blood samples comprising: a casing comprising a finger opening; a suction device arranged to produce a partial vacuum within the casing; a pricking element; and a container, wherein the pricking element is arranged to prick a finger placed upon the finger opening, and the container is arranged to collect blood trickling from the finger, such that the partial vacuum allows controlling the collected amount of blood. 2. The device of claim 1, further comprising a cover, wherein the casing has a suction opening,wherein the suction device is sealably connected to the suction opening,wherein the container has a sealable sample opening,wherein the cover is sealably connected to the casing such that the cover operably seals the sample opening,wherein the container is posited below the finger opening,wherein the casing is operably sealable by placing a finger upon the finger opening,wherein the suction device is arranged to operably generate a partial vacuum in the sealed casing, the partial vacuum characterized by an air pressure lower than atmospheric pressure,wherein the pricking element is arranged to prick the finger from within the casing through the finger opening such as to cause blood to trickle from the pricked finger,wherein the partial vacuum enhances blood trickling from the pricked finger, and the air pressure is selected to enhance blood trickling,wherein the container is arranged to hold a blood sample from the pricked finger, andwherein the sample opening is arranged to allow the blood sample through upon releasing the partial vacuum. 3. The device of claim 1, wherein the suction device comprises a piston arranged to reduce air pressure, in the sealed casing, upon expansion. 4. The device of claim 2, wherein the piston is arranged to release the partial vacuum upon contraction. 5. The device of claim 2, wherein the suction device is further arranged to allow generating a predefined pressure, and the container is further arranged to allow removing the blood sample from the container through the sample opening upon the generation of the predefined pressure. 6. The device of claim 2, wherein the suction device is further arranged to allow controlling an amount of blood trickling from the pricked finger by regulating the air pressure and a time of using the device. 7. The device of claim 1, wherein the casing comprises a lower part comprising the container and the suction device and an upper part comprising the finger opening and the pricking element, the upper part is sealed upon the lower part. 8. The device of claim 1, wherein at least part of the casing is transparent and allows estimating a volume of the blood sample. 9. The device of claim 1, wherein the container is integrated within the casing. 10. The device of claim 1, wherein the pricking element comprises: a lever pivotly connected to the casing, having an inner arm substantially inside the casing and an outer arm substantially outside the casin... | - | A61B005/15
US20100081959 | A1 | 2010-04-01 | DIAGNOSTIC APPARATUS | 2008-01-25 | Diagnostic apparatus featuring biological feedback for diagnosing a patient (4), comprising: a data processing unit (1) which actuates a stimulus generating device (2, 3) so as to emit at least one predefined series of stimuli and by means of which the patient (4) can be exposed in a controlled manner to the at least one series of stimuli, and at least one measuring device (5, 6) which measures the reactions of the brainwaves of the patient (4) brought about by the stimuli applied to the patient (4), characterised by a unit (7) which is connected to the measuring device (5, 6) and to the stimulus generating device (2, 3) and which synchronises the reaction values and the series of stimuli, said unit being connected to the data processing unit (1) and forwarding the synchronised reaction values to the data processing unit (1) for evaluation purposes, and characterised in that the stimulus generating device (2, 3) has a carbon single crystal (3) which is arranged between electrodes and can be excited by electrical current pulses between the electrodes in order to indicate one of the series of stimuli to the patient (4). | 1. Diagnostic apparatus featuring biological feedback for diagnosing a patient (4), comprising: a data processing unit (1) which actuates a stimulus generating device (2, 3) so as to emit at least one predefined series of stimuli and by means of which the patient (4) can be exposed in a controlled manner to the at least one series of stimuli, andat least one measuring device (5, 6) which measures the reactions of the brainwaves of the patient (4) brought about by the stimuli applied to the patient (4), characterised by a unit (7) which is connected to the measuring device (5, 6) and to the stimulus generating device (2, 3) and which synchronises the reaction values and the series of stimuli, said unit being connected to the data processing unit (1) and forwarding the synchronised reaction values to the data processing unit (1) for evaluation purposes, and characterised in that the stimulus generating device (2, 3) has a carbon single crystal (3) which is arranged between electrodes and can be excited by electrical current pulses between the electrodes in order to indicate one of the series of stimuli to the patient (4). 2. Diagnostic apparatus according to claim 1, characterised in that the stimulus generating device (2, 3) comprises a set of headphones with two earcups, and the carbon single crystal (3) is arranged in one of the earcups and the measuring device (5, 6) comprises a measuring sensor (6) accommodated in the other earcup. 3. Diagnostic apparatus according to claim 2, characterised in that magnets which can be controlled in terms of their magnetic strength are arranged in the interior of the two earcups. 4. Diagnostic apparatus according to claim 3, characterised in that in one earcup the North pole is arranged on the side facing towards the patient and in the other earcup the South pole is arranged on the side facing towards the patient. 5. Diagnostic apparatus according to claim 1, characterised in that the synchronisation unit (7) is connected directly both to the stimulus generator (2) and also directly to the measuring device (5, 6). 6. Diagnostic apparatus according to claim 1, characterised in that the series of stimuli emitted by the carbon single crystal (3) are pulses of electromagnetic waves which, in terms of their pulse frequency, essentially correspond to the theta rhythm of the brainwaves of the patient (4). 7. Diagnostic apparatus according to claim 2, characterised in that the measuring sensor (6) comprises a trigger sensor. 8. Diagnostic apparatus according to claim 1, characterised by a capacitance measuring instrument (5) for the scalp of the patient (4), said capacitance measuring instrument being connected to the measuring device (5, 6). 9. Diagnostic apparatus according to claim 1, characterised in that the data processing unit (1) comprises a telemetry module with a connection for an information network for transmitting data. | - | A61B005/0484
US07672707 | B2 | 2010-03-02 | Sensor for magnetoencephalography meter and supermultichannel magnetoencephalography meter system using the same | 2003-06-11 | This invention relates to a super-multichannel MEG system comprising sensors produced by printing sensor coils on thin films in positions shifted from each other and by laminating multiple thin-film sensor coils together. Intended for use in a multichannel MEG system comprising a dewar, the sensors are arrayed in the dewar to detect biomagnetism and the Superconducting QUantum Interference Devices (SQUIDs) to detect signals coming from the sensors. These sensors are characterized by the sensor coils being printed on thin films in positions shifted from each other laterally and longitudinally and by their being laminated in the required number. | 1. A sensor unit for use in a magnetoencephalometer, the unit comprising: a plurality of sensor, each of which comprises a film and a sensor coil printed thereon, each of the sensor coils is arranged in a position shifted from one another laterally and longitudinally and is laminated in an overlapped manner,wherein each of the sensor coils senses signals at a different sensing position of an object to be measured,wherein said sensor coils are shifted in positions precisely by a length of {a}/{n} in the lateral and longitudinal directions and are laminated together in the number of {n}2, andwherein {a} is the length of a side of the sensor coil, and {n} is a natural number. 2. The sensor unit of claim 1, wherein the plurality of sensors are configured to detect the difference in electric currents generated by the corresponding sensor coils and to measure the primary derivative or the high-order derivative in the axial direction of the magnetic field. 3. The sensor unit of claim 2, further comprising: high-speed switching corresponding to each said sensor coil in the sensor, andsuperconducting quantum interference devices arranged to correspond with the high-speed switching. 4. The sensor unit of claim 1, further comprising: high-speed switching corresponding to each said sensor coil in the sensor, andsuperconducting quantum interference devices configured to correspond with the high-speed switching. | Japan Science and Technology Agency | A61B005/05
US07706896 | B2 | 2010-04-27 | User interface and identification in a medical device system and method | 2006-09-29 | There are provided systems and methods for user interface and identification in a medical device. More specifically, in one embodiment, there is provided a method for accessing a medical device, the method comprising detecting an identification tag, reading identification information from the identification tag, determining if a person corresponding to the identification information has been approved to access the medical device, and if the person has been approved, granting access to the medical device. | 1. A method for accessing a pulse oximeter, the method comprising: reading identification information from an identification tag;electronically determining if a person corresponding to the identification information has been approved to access the pulse oximeter; andif the person has been approved, granting access to the pulse oximeter, wherein granting access comprises permitting the person to execute a first command of the pulse oximeter, but denying the person to execute a second command of the pulse oximeter if the person is not a doctor. 2. The method, as set forth in claim 1, comprising determining a permission level associated with the person. 3. The method, as set forth in claim 2, wherein granting the access comprises granting access at the determined permission level. 4. The method, as set forth in claim 1, wherein the reading comprises detecting a radio frequency signal. 5. The method, as set forth in claim 1, wherein the reading comprises detecting a wireless communication protocol signal. 6. The method, as set forth in claim 1, wherein the reading comprises detecting the identification tag with a door sensor. 7. The method, as set forth in claim 1, comprising determining whether the identification tag corresponds to a caregiver or corresponds to a patient. 8. The method, as set forth in claim 7, comprising reading patient data from the identification tag if the identification tag corresponds to a patient. 9. The method of claim 7, wherein granting access comprises permitting the caregiver to adjust patient-specific settings of the pulse oximeter if the caregiver is a doctor. 10. A medical device comprising: a reader configured to read identification information from an identification tag;a recognition system configured to determine if a person corresponding to the identification information has been approved to access the medical device;an access control system configured to grant access to the medical device if the person has been approved to access the medical device, wherein granting access comprises permitting the person to execute a first command of the medical monitoring device, but denying the person to execute a second command of the medical monitoring device if the person is not a doctor; anda pulse oximetry sensor configured to monitor a physiological characteristic. 11. The medical device, as set forth in claim 10, wherein the reader comprises a door sensor. 12. The medical device, as set forth in claim 11, wherein the door sensor is configured to be mounted in a doorway of a hospital room. 13. The medical device, as set forth in claim 10, wherein the reader comprises a proximity sensor. 14. The medical device, as set forth in claim 10, wherein the reader is configured to read the identification information over a wireless communication protocol signal. 15. The medical device, as set forth in claim 10 comprising the identification tag. 16. The medical device, as set forth in claim 10 wherein the access contr... | Nellcor Puritan Bennett LLC | G06F003/00 G05B011/01 G05B015/00 A61B005/00 G06F017/00 G06F007/04
US07699793 | B2 | 2010-04-20 | Method and device for detecting and localising an impingement of joint components | 2007-03-07 | A device and method for detecting an impingement of joint components of a joint includes detecting a spatial position of each joint component during a relative movement of the joint components; calculating an instantaneous center point of rotation or an instantaneous axis of rotation from the detected spatial positions of the joint components; when one joint component moves relative to the other joint component, establishing whether the calculated instantaneous center point of rotation moves within a first expectation range or whether the calculated instantaneous axis of rotation moves within a second expectation range; and establishing that there is an impingement of the joint components when at least one of the calculated instantaneous center point of rotation or the calculated instantaneous axis of rotation leaves or exits the respective expectation range. | 1. A method for detecting an impingement of at least two joint components of a joint, comprising: detecting, via a medical tracking system, a spatial position of the at least two joint components during a relative movement of the at least two joint components;calculating, with computer assistance, an instantaneous center point of rotation or an instantaneous axis of rotation from the detected spatial positions of the at least two joint components;when a first joint component of the at least two joint components is moved relative to a second joint component of the at least two joint components, establishing whether the calculated instantaneous center point of rotation moves within a first expectation range or whether the calculated instantaneous axis of rotation moves within a second expectation range;concluding that there is an impingement of the at least two joint components when at least one of the calculated instantaneous center point of rotation or the calculated instantaneous axis of rotation deviates from the respective expectation range; andproviding an output indicative of whether or not there is an impingement of the at least two joint components. 2. The method according to claim 1, wherein deviating from the respective expectation range includes deviating from a constant line or curved area. 3. The method according to claim 1, wherein establishing whether the calculated instantaneous center point of rotation moves within the first expectation range includes the first expectation range being along a constant line. 4. The method according to claim 3, wherein establishing whether the calculated instantaneous axis of rotation moves within the second expectation range includes the second expectation range being a curved area. 5. A method for detecting an impingement of at least two joint components of a joint, comprising: detecting, via a medical tracking system, a spatial position of the at least two joint components during a relative movement of the at least two joint components; calculating, with computer assistance, an instantaneous center point of rotation or an instantaneous axis of rotation from the detected spatial positions of the at least two joint components;when a first joint component of the at least two joint components is moved relative to a second joint component of the at least two joint components, determining at least one of a) whether at least a predetermined section of a spatially running axis of rotation is situated within a defined volume or moves over a defined area,b) whether a position or orientation of the calculated axis of rotation relative to a joint component of the at least two joint components or a previously determined axis of rotation lies within predetermined boundaries, orc) whether a concentration of axes of rotation or points of the axes of rotation lie within a predetermined volume; and outputting a result of the determination. 6. The method according to claim 5, wherein determining whether the co... | BrainLAB AG | A61B005/103 A61B005/117 G01C009/00 G01C017/00 G01C019/00
US07672716 | B1 | 2010-03-02 | QT-based system and method for detecting and distinguishing dilated cardiomyopathy and heart failure using an implantable medical device | 2006-04-03 | Techniques are provided for detecting dilated cardiomyopathy within a patient using a pacemaker or other implantable medical device. Briefly, values representative of QT duration and QT dispersion are detected within the patient and then the risk of dilated cardiomyopathy is evaluated based on the values of QT duration and QT dispersion. In one particular example, the implanted device calculates an index representative of the extent to which individual QT duration and QT dispersion values deviate from a daily mean. The device then compares the index against a threshold indicative of a substantial likelihood of the presence of dilated cardiomyopathy within the patient. Additional techniques described herein relate to distinguishing dilated cardiomyopathy from heart failure within patients that may have one or both conditions. | 1. A method for detecting an increased risk of dilated cardiomyopathy within a patient for use by an implantable medical device for implant within the patient, the method comprising: detecting values representative of both QT duration and QT dispersion within the patient using the implantable medical device;generating a QT dispersion histogram (HQT-dispersion) based on a plurality of QT dispersion values detected over one day;generating a QT duration histogram (HQT-duration) based on a plurality of QT duration values detected over one day; andcalculating a QT dispersion daily mean and a QT duration daily mean using the histogramscalculating an index (QTINDEX) representative of an amount of deviation in QT duration and in QT dispersion values from their respective daily means as follows: subtracting the QT dispersion daily mean from each bin value in the QT dispersion histogram (HQT-dispersion);subtracting the QT duration daily mean from each bin value in the QT duration histogram (HQT-duration) and multiplying each of the bin values in the QT duration histogram (HQT-duration) by a corresponding QT duration histogram (HQT-duration) bin count; andsubtracting the QT dispersion daily mean from each bin value in the QT dispersion histogram (HQT-dispersion) and multiplying each of the bin values in the QT dispersion histogram (HQT-dispersion) by a corresponding QT dispersion histogram (HQT-dispersion) bin count; andcombining the amount of deviation and dispersion to yield the index value (QTINDEX); anddetecting an increased risk of dilated cardiomyopathy within the patient by comparing the index (QTINDEX) against a threshold (DCTHRESHOLD) indicative of dilated cardiomyopathy. 2. The method of claim 1 wherein combining the amount of deviation and dispersion to yield the index value (QTINDEX) includes: summing the resulting bin values within the QT duration histogram (HQT-duration) together with the resulting bin values within the QT dispersion histogram (HQT-duration) to yield the index value (QTINDEX). 3. The method of claim 1 further including evaluating the severity of dilated cardiomyopathy, if present within the patient, based on the index value (QTINDEX). 4. The method of claim 3 further including tracking changes in the severity of dilated cardiomyopathy by detecting differences between index values (QTINDEX) generated based on QT data collected at different times. 5. The method of claim 1 further comprising controlling delivery of therapy by the implantable medical device in response to the detection of an increased risk of dilated cardiomyopathy. 6. The method of claim 5 wherein the implantable medical device is capable of delivering cardiac pacing and wherein controlling delivery of therapy comprises controlling the delivery of pacing therapy to the heart of the patient in a manner effective to address dilated cardiomyopathy. 7. The method of claim 5 wherein an implantable drug pump is provided and wherein controlling delivering therapy ... | Pacesetter, Inc. | A61B005/0452
US07697969 | B2 | 2010-04-13 | Preplanning of guided medical procedures | 2006-10-10 | A method of preplanning for guided medical procedures includes obtaining a first 3D diagnostic dataset for a region of interest of a subject. This first dataset can be a non-stereotactic dataset and provide sufficient contrast to identify target tissue in the region of interest. A treatment preplan is developed to treat the target tissue using the first dataset exclusive of stereotactic data. The treatment preplan includes placement locations for a plurality of initial radiation beams and their respective dose intensities. A second, stereotactic 3D dataset can be obtained for the region of interest. A registered dataset can then be created by registering the first dataset to the second dataset. The treatment preplan can be modified using data associated with the registering step to generate a stereotactic treatment plan including a plurality of radiation treatment beams with respective placement positions based on the registered dataset to treat the target tissue. | 1. A method of preplanning for guided medical procedures, comprising the steps of: obtaining a first 3D diagnostic dataset for a region of interest of a subject, said first dataset being a non-stereotactic dataset, said first dataset providing sufficient contrast to identify target tissue in said region of interest;developing a treatment preplan to treat or remove said target tissue based on said first dataset exclusive of any stereotactic data, said treatment preplan including placement locations for a plurality of initial radiation beams and their respective dose intensities;obtaining a second 3D dataset for said region of interest, said second dataset being a stereotactic dataset;registering said first dataset to said second dataset, wherein a registered dataset, comprising a transformation matrix for mapping said first dataset into said second dataset, is created, andtransforming said treatment preplan using said transformation matrix for transferring said preplan from said first dataset into a treatment plan based on said second dataset to generate a stereotactic treatment plan comprising a plurality of radiation treatment beams delivering said respective dose intensities and having respective placement positions based on said registered dataset to treat or remove said target tissue. 2. The method of claim 1, wherein said transforming step includes adjusting said respective placement positions and relative intensities of said plurality of radiation treatment beams so that the dose delivered to the target tissue is substantially equal to said relative intensities of said plurality of initial radiation beams in said preplan. 3. The method of claim 1, wherein said developing step comprises sphere packing. 4. The method of claim 1, wherein said second dataset is derived using a stereotactic ring. 5. The method of claim 1, wherein said second dataset is derived using a set of fiducials used to define an image space. 6. The method of claim 1, wherein said second dataset is derived from scanning of said subject at a treatment site where said target tissue is treated or removed using a conventional CT scanner, a cone beam CT scanner or an in-room MR scanner. 7. The method of claim 1, wherein said first dataset is derived from registered multiple non-stereotactic datasets. 8. The method of claim 1, wherein said transformation matrix defines a shift from a coordinate system associated with said first dataset to a stereotactic coordinate system associated with said second dataset. 9. The method of claim 1, further comprising the step of, performing radiosurgery or radiotherapy to treat said target tissue using said stereotactic treatment plan. 10. The method of claim 1, further comprising the step of, performing a biopsy on said target tissue using said stereotactic treatment plan. | University of Florida Research Foundation, Inc. | A61B005/05 G06K009/00 A61N005/10
US08636668 | B2 | 2014-01-28 | Measuring apparatus | 2009-04-23 | Provided is a measuring apparatus that includes: a semiconductor laser device that emits a laser light beam to an object to be measured; a driving unit that provides a driving signal for modulation drive of the semiconductor laser device; a first detection unit that detects a first electrical signal that corresponds to the intensity of the laser light beam modulated due to the self-coupling effect, in a first half-cycle of the driving signal; a second detection unit that detects a second electrical signal that corresponds to the intensity of a second laser light beam modulated due to the self-coupling effect, in a second half-cycle of the driving signal being in an opposite phase of the first half-cycle; a calculation unit that calculates a difference between the first and second electrical signals; and a measuring unit that measures a change in the state of the object based on the calculated difference. | 1. A measuring apparatus comprising: a semiconductor laser device that emits a laser light beam to an object to be measured;a driving unit that provides a driving signal for modulation drive of the semiconductor laser device;a detection unit that detects a first electrical signal that corresponds to the intensity of the laser light beam modulated due to the self-coupling effect, in a first half-cycle of the driving signal, and that detects a second electrical signal that corresponds to the intensity of a second laser light beam emitted by the semiconductor laser device and modulated due to the self-coupling effect, in a second half-cycle of the driving signal being in a phase opposite to that of the first half-cycle;the first electrical signal corresponding to a first amount of variation between the intensities of the laser light beam at a first time and at a second time, and the second electrical signal corresponding to a second amount of variation between the intensities of the laser light beam at a third time and at a fourth time;a calculation unit that calculates a difference between the first electrical signal and the second electrical signal; anda measuring unit that measures a change in the state of the object to be measured based on the calculated difference;wherein the first amount of variation and the second amount of variation is expressed in Equations (1) and (2) respectively; I1(Q2−Q1)=I0+ΔI(Q2−Q1)+rαI0 cos [(Δw+Ω)t−kΔd] (1)I2(Q4−Q3)=I0−ΔI(Q4−Q3)+rαI0 cos [(−Δw+Ω)t−kΔd] (2)where Q1, Q2, Q3, and Q4 are the first, second, third, and fourth time, respectively, and if the intensity of the laser light beam emitted to the object to be measured is I(=I0+ΔI), then I0 is the reference oscillation intensity of the laser light beam, ΔI is the amount of modulation from the reference oscillation intensity I0, r is the reflectivity of the object to be measured, α is the self-coupling efficiency of the laser light beam, Δω is the difference between the oscillation frequency of the laser light beam emitted from the semiconductor laser device and the frequency of the reflected light, Ω is the amount of phase-shift due to the Doppler effect upon the reflection from the object to be measured, Δd is the amount of displacement of the object to be measured, and k is the wave number vector of the reflected light; and the calculation unit is configured to calculate the difference between the first electrical signal and the second electrical signal as expressed by Equation (3); I1−I2=2ΔI+2αI0 sin [(Ωt−kΔd)t)sin(Δwt) (3)where the reference oscillation intensity I0>> the amount of modulation ΔI, and Q2−Q1≈Q4−Q3&lt;&lt;1. 2. The measuring apparatus according to claim 1, wherein the driving signal is a driving current having a saw-tooth wave. 3. The measuring apparatus according to claim 1, wherein the detection unit detects the first and second electrical signals based on an impedance change in the driving signal. 4. The measuring apparatus according to c... | Fuji Xerox Co., Ltd. | A61B005/02 G01P003/36
US09078609 | B2 | 2015-07-14 | Extraction of physiological measurements from a photoplethysmograph (PPG) signal | 2008-10-02 | The present disclosure relates to signal processing and, more particularly, to determining the value of a physiological parameter, such as the blood oxygen saturation (SpO2) of a subject. In an embodiment, a first baseline for a first waveform and a second baseline for a second waveform are determined. In this embodiment, the first and second waveforms are indicative of the physiological parameter of the subject. The first and second waveforms are filtered to obtain a first direct-current (DC) component for the first waveform and a second DC component for the second waveform. A measured value for the physiological parameter is derived from the first and second baseline signals, and the first and second DC components. In an embodiment, the measured value for the physiological parameter is determined based on a ratio of the normalized difference between the DC component and the baseline signal for the first waveform with respect to same for the second waveform. | 1. A system for measuring a value of a physiological parameter of a subject, the system comprising a computer processor configured to: determine a first baseline signal for a first received waveform, wherein the first baseline signal corresponds to peak or trough information of the first received waveform, and a second baseline signal for a second received waveform, wherein the second baseline signal corresponds to peak or trough information of the second received waveform, the first and second received waveforms being indicative of the physiological parameter of the subject;filter the first and second received waveforms to obtain a first direct-current (DC) component for the first received waveform and a second DC component for the second received waveform;calculate a first difference signal AR for the first received waveform and a second difference signal AIR for the second received waveform, wherein the difference signal for each received waveform is based at least in part upon a difference between the DC component and baseline signal of the received waveform; andderive a measured value for the physiological parameter from the first and second difference signals. 2. The system of claim 1, wherein the processor is further configured to calculate a first normalized difference signal A*R for the first received waveform and a second normalized difference signal A*IR for the second received waveform, based on the difference signals AR and AIR, respectively. 3. The system of claim 2, wherein the processor is configured to calculate a normalized difference signal for the received waveform by dividing the difference signal for the received waveform by the DC component of the received waveform. 4. The system of claim 2, wherein the processor is configured to calculate a normalized difference signal for the received waveform by dividing the difference signal for the received waveform by the baseline signal for the received waveform. 5. The system of claim 2, wherein the processor is configured to derive a measured value for the physiological parameter by deriving a measured value for the physiological parameter from a ratio of the first normalized difference signal A*R with respective to the second normalized difference signal A*IR. 6. The system of claim 5, wherein the processor is configured to derive a measured value for the physiological parameter by deriving a measured value from a lookup table based on the ratio of the normalized difference signals. 7. The system of claim 1, wherein the processor is configured to determine a baseline signal for a received waveform by determining a best-fit line through the trough points of the received waveform. 8. The system of claim 1, wherein the physiological parameter is indicative of the blood oxygen saturation of the subject. 9. The system of claim 1, wherein the processor is further configured to generate an alarm if the measured value for the physiological parameter meets one or more predetermined... | Nellcor Puritan Bennett Ireland | A61B005/05 A61B005/00 A61B005/1455 A61B005/0205 A61B005/021 A61B005/024
US08391950 | B2 | 2013-03-05 | System for multi-dimensional anatomical functional imaging | 2009-09-24 | A cardiac functional analysis system reconstructs a 3D anatomical image volume using image frames acquired at predetermined cardiac phases over multiple cardiac cycles in response to a trigger derived from hemodynamic signals. A medical imaging system generates 3D anatomical imaging volume datasets from acquired 2D anatomical images. The system includes an image acquisition device for acquiring 2D anatomical images of a portion of patient anatomy in selectable angularly variable imaging planes in response to a synchronization signal derived from a patient blood flow related parameter. A synchronization processor provides the synchronization signal derived from the patient blood flow related parameter. An image processor processes 2D images acquired by the image acquisition device of the portion of patient anatomy in multiple different imaging planes having relative angular separation, to provide a 3D image reconstruction of the portion of patient anatomy. | 1. A medical imaging system for generating 3D anatomical imaging volume datasets from acquired 2D anatomical images, comprising: an image acquisition device for acquiring 2D anatomical images of a portion of patient anatomy in selectable angularly variable imaging planes in response to a synchronization signal derived from a patient blood flow related amplitude parameter signal;a synchronization processor for providing said synchronization signal derived from said patient blood flow related amplitude parameter signal by, in response to data indicating a type of clinical application, adaptively deriving at least one of, (a) a signal derived from a patient blood pressure signal and comprising at least one of, (i) an end of diastolic pressure (ED) phase signal and (ii) an end of systolic pressure (ES) phase signal and,(b) a patient blood flow acceleration signal, said synchronization processor provides said synchronization signal derived from amplitude of said patient blood pressure signal; andan image processor for processing 2D images acquired by said image acquisition device of said portion of patient anatomy in a plurality of different imaging planes having relative angular separation, to provide a 3D image reconstruction of said portion of patient anatomy. 2. A system according to claim 1, wherein said image acquisition device acquires a first set of 2D anatomical images of a patient heart at substantially the same first heart cycle point in a plurality of sequential heart beat cycles and acquires a second set of 2D anatomical images of a patient heart at substantially the same second heart cycle point in a plurality of sequential heart beat cycles in response to said synchronization signal derived from said patient blood flow related parameter signal,said image processor processes the first and second set of 2D anatomical images to provide first and second 3D image volume datasets of the patient heart respectively andsaid angularly variable imaging planes are variable in two dimensions. 3. A system according to claim 1, wherein said image acquisition device acquires said 2D images in response to a time stamp indicating time within a heart cycle from a designated cycle start point and synchronized with said synchronization signal. 4. A system according to claim 1, wherein said patient blood flow related parameter signal comprises a blood pressure gradient indicator andsaid synchronization signal comprises a patient blood flow velocity signal. 5. A system according to claim 1, wherein said image acquisition device acquires a plurality of 2D anatomical images of a patient heart in substantially the same operational phase over a plurality of heart beat cycles, in response to said synchronization signal derived from said patient blood flow related parameter signal and synchronizing image acquisition to heart phases including at least one of, (a) a phase at which heart volume is a minimum and (b) a phase at which heart volume is a maximum. 6. A... | Siemens Medical Solutions USA, Inc. | A61B005/05
US08328777 | B2 | 2012-12-11 | Umbilical cord cell harvesting | 2009-09-28 | An apparatus and method are provided for harvesting biological material from an umbilical cord. A drain functions to drain the material from the umbilical cord. The apparatus includes a seal member for sealing an open end of an umbilical cord with the drain. A support is provided to support the seal member. An actuator is provided to adjust the engagement of the seal member with the umbilical cord. Moving the actuator relative to the support allows the seal member to twist about the umbilical cord to seal against the umbilical cord to effect drainage of material from the umbilical cord to the drain without leakage. | 1. An apparatus for collecting biological material from an umbilical cord, comprising: a drain for draining material from an open end of an umbilical cord;a seal member for sealing the open end of the umbilical cord in relation to the drain,wherein the seal member sealably engages at least a portion of an exterior surface of the cord and wherein the seal member is configured to twist from one end of the seal member relative to the other end of the seal member along the length of such portion of the cord to form a seal relative to the cord; andan actuator for adjusting the seal member to effect sealed engagement of the seal member with the umbilical cord so that biological material flows from the open end of the umbilical cord through the drain. 2. The apparatus of claim 1, wherein the drain includes a funnel in sealed communication with the seal member, wherein the funnel receives biological material from the umbilical cord in a sealed manner. 3. The apparatus of claim 1, including a support for supporting the seal member at a desired position relative to the open end of the umbilical cord. 4. The apparatus of claim 3, including: actuator cogs positioned along a portion of the actuator; andsupport cogs positioned along a portion of the support;wherein the actuator cogs mate with the support cogs to enable the actuator to move in a selected direction relative to the support. 5. The apparatus of claim 4, wherein the actuator cogs mate with the support cogs to enable the actuator to move the seal member relative to the support and the umbilical cord to effect a seal with the umbilical cord. 6. The apparatus of claim 5 including a drain funnel, wherein the seal member includes a sleeve having one end fixed relative to the drain funnel to seal the sleeve to the drain funnel and another end fixed relative to the actuator so that turning of the actuator twists the sleeve about the umbilical cord from the actuator end of the sleeve towards the drain funnel end of the sleeve into sealed engagement with the umbilical cord. 7. The apparatus of claim 4, wherein the seal member includes an elastic material and the elasticity of the seal member enhances engagement of the actuator cogs and the support cogs into a selected interlocking position. 8. The apparatus of claim 1, wherein the seal member includes elastic material. 9. The apparatus of claim 8, wherein the actuator is configured to move the seal member to decrease the diameter of a sleeve to move into sealed engagement with the umbilical cord. 10. An apparatus for collecting fluid from an umbilical cord, comprising: a drain for collecting fluid extracted from an umbilical cord;a sealing sleeve for sealing an open end of the umbilical cord with the drain, the sealing sleeve including an adjustable cord-sealing portion for adjustably sealing to an exterior surface of the umbilical cord and a drain-sealing portion for sealing relative to the drain, wherein the sleeve sealably engages at least a por... |  | A61M001/00
US08208986 | B2 | 2012-06-26 | Steady state dark blood magnetic resonance imaging | 2008-09-10 | Systems, methods, and other embodiments associated with steady state dark blood magnetic resonance imaging MRI are described. One example method includes controlling an MRI apparatus to produce a steady state pulse sequence. The example method may also include controlling the MRI apparatus to generate radio frequency (RF) energy and magnetic gradients associated with the steady state pulse sequence. The steady state pulse sequence is different from conventional steady state pulses in that it is characterized by regularly spaced slice selection excitation pulses to excite a region to be imaged in an object to be imaged using a consistent repetition time (TR), a set of readout modules, and a set of a magnetization preparation modules. A magnetization preparation module is characterized by gradients associated with imaging not being active, gradients associated with slice selection being active, and RF pulses associated with slice selection being active. | 1. A non-transitory computer-readable medium storing computer-executable instructions that when executed by a computer cause the computer to perform a method, the method comprising: controlling a magnetic resonance imaging (MRI) apparatus to produce a steady state pulse sequence; andcontrolling the MRI apparatus to generate radio frequency (RF) energy and magnetic gradients associated with the steady state pulse sequence;where the steady state pulse sequence is characterized by: regularly spaced in time slice selection excitation pulses to excite a region to be imaged in an object to be imaged using a consistent repetition time (TR),a readout module comprising a gradient that is active between readout RF pulses but not during the readout RF pulses, anda magnetization preparation module,where during a magnetization preparation modulean additional RF pulse associated with slice selection is produced between RF pulses associated with producing steady state,an additional fixed slice selection gradient correlated to the additional RF pulse is active between RF pulses in the readout module,a fixed phase selection gradient is active at a time not overlapping with the additional RF pulse or the additional fixed slice selection gradient, anda fixed readout gradient is active at a time correlated to the fixed phase selection gradient,andwhere signals from which an MR image of the object to be imaged can be reconstructed are to be acquired during the readout module. 2. The non-transitory computer-readable medium of claim 1, where the magnetization preparation module is a saturation module during which the method includes controlling production of a gradient associated with slice selection and the additional RF pulse associated with slice selection to excite a set of saturation regions located outside the region to be imaged. 3. The non-transitory computer-readable medium of claim 2, where the set of saturation regions includes an even number of regions and where the steady state pulse sequence includes an even number of saturation modules. 4. The non-transitory computer-readable medium of claim 1, where the method includes controlling a frequency of the magnetization preparation modules to change during acquisition to vary the amount of saturation preparation in relation to a position being encoded in k-space in an adjacent readout module. 5. The non-transitory computer-readable medium of claim 1, where the steady state pulse sequence includes a repeating pattern comprising an even number of consecutive readout modules followed by an even number of magnetization preparation sequences. 6. The non-transitory computer-readable medium of claim 5, where the method includes controlling the pulse sequence to apply a relatively larger number of saturation modules when an adjacent readout module is encoding a contrast determining center of k-space and to apply a relatively smaller number of saturation modules when an adjacent readout module is encoding a resolu... |  | A61B005/05
US08231536 | B2 | 2012-07-31 | Method and apparatus for detecting respiratory effort in a medical device | 2008-10-31 | A medical device for determining a respiratory effort having a pressure sensor to sense pressure signals, a housing having system components positioned therein, and a microprocessor positioned within the housing, wherein the microprocessor detects an inspiration and an expiration in response to the pressure signals, detects a breath in response to the detected inspiration and the detected expiration, and determines the respiratory effort in response to the detected breath. | 1. A medical device for determining a respiratory effort, comprising: a pressure sensor to sense pressure signals to generate sample points;a housing having system components positioned therein; anda microprocessor positioned within the housing and configured to detect a first predetermined number of sample points less than a detection threshold, detect a second predetermined number of sample points greater than the detection threshold, detect an inspiration in response to the first predetermined number of sample points, detect an expiration in response to the second predetermined number of sample points, detect a breath in response to the detected inspiration and the detected expiration, wherein the second predetermined number of sample points occur subsequent to the first predetermined number of sample points within the breath, detect peak inspiration of a first detected breath during a first interval, wherein the first interval is defined by a sample point of second predetermined number of sample points associated with a breath detected prior to the first detected breath and a sample point of the second predetermined number of sample points associated with the first detected breath, detect a peak expiration of the first detected breath during a second interval, wherein the second interval is defined by a sample point of the first predetermined number of sample points associated with the first detected breath and a sample point of the first predetermined number of sample points associated with a breath detected subsequent to the first detected breath, and determine the respiratory effort in response to the detected peak inspiration and the detected peak expiration. 2. The device of claim 1, wherein the microprocessor is configured to determine a slope between the peak expiration and the peak inspiration. 3. The device of claim 1, wherein the microprocessor is configured to continuously adjust a breath detection threshold in response to the generated sample points to generate a current adjusted breath detection threshold, compare a current generated sample point to the current adjusted breath detection threshold, detect a current generated sample point less than the current adjusted detection threshold, suspend the continuous adjusting of the breath detection threshold and set the breath detection threshold equal to the most current adjusted breath detection threshold generated prior to the suspending, compare a next sample point, generated subsequent to the suspending, to the set detection threshold, and detect one of the inspiration and the expiration in response to the comparing of a next sample point. 4. The device of claim 1, further comprising: an electrode to sense cardiac signals, the microprocessor being configured to determine a heart rate in response to the sensed cardiac signals; anda signal filtering system to filter the sensed pressure signal in response to the determined heart rate to generate a heart-rate dependent frequency r... | Medtronic, Inc. | A61B005/08 A61B005/02
US08594781 | B2 | 2013-11-26 | Monitoring system | 2008-01-14 | A method for performing impedance measurements on a subject. The method includes, in a processing system, causing at least one electrical signal to be applied to the subject via first leads operatively connected to first electrodes provided on the subject, determining a first indication indicative of at least one first electrical signal measured via second leads operatively disconnected from second electrodes positioned on the subject, determining a second indication indicative of at least one second electrical signal measured via second leads operatively connected to second electrodes positioned on the subject, and determining from the indications and the at least one applied signal, at least one instantaneous impedance value. | 1. A method for performing impedance measurements on a subject, the method including, in a processing system: a) causing at least one electrical signal to be applied to the subject via first leads operatively connected to first electrodes provided on the subject;b) determining a first indication indicative of at least one first electrical signal measured via second leads operatively disconnected from second electrodes positioned on the subject while the at least one electrical signal is applied to the subject via first leads;c) determining a second indication indicative of at least one second electrical signal measured via second leads operatively connected to second electrodes positioned on the subject while the at least one electrical signal is applied to the subject via first leads; and,d) determining from the indications and the at least one applied signal, at least one instantaneous impedance value. 2. A method according to claim 1, wherein the second leads are connected to the second electrodes via respective switches, and wherein the method includes, in the processing system, causing the switches to be selectively opened and closed to allow the first and second indications to be determined. 3. A method according to claim 2, wherein the method includes, in the processing system: a) opening the switches;b) determining the first indication;c) closing the switches; and,d) determining the second indication. 4. A method according to claim 1, wherein each second lead includes a lead pair, and wherein each lead pair includes a lead operatively connected to the second electrodes and a lead operatively disconnected to the second electrodes, and wherein the method includes, in the processing system: a) determining the first indication using the lead operatively disconnected to the second electrodes; and,b) determining the second indication using the lead operatively connected to the second electrodes. 5. A method according to claim 1, wherein the method includes, in the processing system: a) determining a number of frequencies;b) selecting a next frequency from the number of frequencies;c) causing the at least one electrical signal to be applied to the subject at the selected frequency;d) determining the first and second indications; and,e) repeating steps (b), (c) and (d) for each of the number of frequencies. 6. A method according to claim 5, wherein the method includes, in the processing system: a) determining at least one impedance measurement to be performed; and,b) determining the number of frequencies using the determined impedance measurement. 7. A method according to claim 5, wherein the method includes, in the processing system: a) determining an indication of the at least one signal applied to the subject; and,b) determining the at least one instantaneous impedance value using the determined indication. 8. A method according to claim 1, wherein the method includes, in the processing system: a) modifying the second indication using t... | Impedimed Limited | A61B005/00
US08181520 | B2 | 2012-05-22 | Muscle training device with muscular force measurement function for controlling the axial torque of a joint axle | 2009-07-20 | A training device measures, after its robot arm is mounted on a trainee, a change in angle of the joint axles of a limb of the trainee with angular sensors. Based on the angular change measured, a controller calculates an angular rate in the direction in which a load is applied, stores as the maximum muscular force a load at the time when the angular rate has exceeded a predetermined value, and stops applying the loads. | 1. A training device with a muscular force measurement function, comprising: a robot arm adjustable according to a length of either of an upper limb and a lower limb of a trainee;a mounting fixture for fastening said robot arm along either of the upper limb and the lower limb;an angular sensor for measuring a rotational angle of a joint axle rotating integrally with said robot arm, while linking said robot arm correspondingly to a joint of the trainee; anda controller for controlling an axial torque of the joint axle, said controller storing, when an angular rate of the joint axle in a direction of the axial torque exceeds a predetermined value, a value of the axial torque as a maximum muscular force of either of the upper limb and the lower limb, and stopping an application of the axial torque when the angular rate exceeds the predetermined value,wherein said controller stores, when the a change in angle of the joint axle from a default value is out of a predetermined range, the axial torque when the angular rate of the joint axle in the direction of the axial torque has exceeded the predetermined value as the maximum muscular force of either of the upper limb and the lower limb, and stops applying the axial torque when the angular rate exceeds the predetermined value. 2. The device in accordance with claim 1, wherein said controller nullifies, when the a change in angle of the joint axle from the default value is within the predetermined range, the axial torque when the angular change of the joint axle in the direction of the axial torque has exceeded the predetermined value, and continues to apply the axial torque even when the angular rate exceeds the predetermined value. 3. A training device with muscular force measurement function, comprising: a robot arm adjustable according to a length of either of an upper limb and a lower limb of a trainee;a mounting fixture for fastening said robot arm along either of the upper limb and the lower limb;an angular sensor for measuring an angle of a joint axle arranged in said robot arm;a torque sensor for measuring an axial torque of the joint axle;a controller for controlling the axial torque of the joint axle; anda memory for storing the axial torque of the joint axle and the angle of the joint axle,said controller measuring, before starting at least one of muscular force measurement and muscular force training, an axial torque supporting own weight and generated in the joint axle by the own weight of either of the upper limb and the lower limb and the own weight of the robot arm, storing a relationship between the measured axial torque supporting the own weight and the measured angle of the joint axle, and correcting the axial torque of the joint axle in at least one of the muscular force measurement and muscular force training, based on the stored relationship between the axial torque supporting the own weight and the angle of the joint axle. 4. The device in accordance with claim 3, wherein the a... | Oki Electric Industry Co., Ltd. | A61B005/22 A63B021/00
US08343092 | B2 | 2013-01-01 | Method and system for providing integrated medication infusion and analyte monitoring system | 2009-11-24 | Method and system for integrating infusion device and analyte monitoring system including medication infusion device such as an insulin pump and an analyte monitoring system such as a glucose monitoring system are provided. | 1. A glucose monitoring device, comprising: a device housing including a display for outputting one or more of a graphical information or alphanumeric information;a data communication connection provided in the housing including one or more of a wired communication section or a wireless communication section;a strip port coupled to the housing and configured to receive an in vitro test strip; anda controller operatively coupled to the data communication connection and the strip port and provided in the device housing, the controller configured to determine a blood glucose level based on a blood sample on the test strip, the controller further configured to process analyte sensor data corresponding to a monitored analyte level;wherein the determined blood glucose level or the processed analyte sensor data or both, are output on the display graphically or alphanumerically or based on a combination thereof; and furtherwherein the controller is in signal communication with an on-body patch pump via the data communication connection and includes a memory having instructions stored which, when executed by one or more processors, causes the on-body patch pump to deliver a medication based on the delivery profile, wherein the delivery profile includes a plurality of predetermined discrete medication infusions temporally separated by a predetermined time period, and wherein the memory having instructions stored which, when executed by the processor, obtains at least one of the plurality of signals associated with the monitored analyte level substantially immediately prior to the delivery of each of the predetermined discrete medication infusions. 2. The device of claim 1 wherein the wired communication section includes a Universal Serial Bus (USB) connection physically coupled to the device housing, and configured to establish wired data communication to a data processing terminal. 3. The device of claim 2 wherein the determined blood glucose level or the processed analyte sensor data or both are transferred to the data processing terminal based on the USB connection. 4. The device of claim 1 wherein the analyte sensor data is received using the wireless communication section. 5. The device of claim 4 wherein the wireless communication section includes a radio frequency (RF) communication section. 6. The device of claim 1 wherein the controller is configured to communicate with an infusion device via the data communication connection. 7. The device of claim 6 wherein the controller transmits one or more signals to the infusion device to control the delivery rate of a fluid based on the one or more analyte sensor data. 8. The device of claim 7 wherein the fluid is insulin. 9. The device of claim 1 wherein the analyte sensor data includes analyte sensor data received from an in vivo glucose sensor. 10. The device of claim 1 including an input unit provided on the housing to enter one or more input commands to the device. 11. The device of claim 10... | Abbott Diabetes Care Inc. | A61M031/00
US09326690 | B2 | 2016-05-03 | Patient monitor with visual reliability indicator | 2008-10-14 | A patient monitor configured to display patient information in a display area. The patient information is indicative of at least one physiological parameter of a patient and includes at least one unitary display element in the display area that indicates simultaneously both a quantitative value and a reliability indication of the physiological parameter. An appearance of the display element transitions so as to represent a plurality of different reliability levels, including at least a first reliability level, a second reliability level, and at least one intermediary reliability level between the first and second reliability levels. | 1. A patient monitor comprising: a display device; anda processor configured to acquire a physiological parameter of a patient and to direct the display device to display a value of the physiological parameter,wherein the displayed value comprises text having a circumscribing outline and a fill populating the outline, andwherein the processor is further configured to direct the display device to smoothly shrink a level of the fill populating the outline over time to indicate a continuum of decreasing intermediate levels of reliability for the physiological parameter, such that the circumscribing outline of the displayed text value has a first level of fill at a first time and the circumscribing outline of the displayed text value has a second, lower level of fill at a second time,wherein the levels of reliability indicate at least in part an elapsed time since the physiological parameter was acquired. 2. A method for patient monitoring comprising: using a processor to acquire a physiological parameter of a patient;displaying on a display device a value of the physiological parameter, wherein the displayed value comprises text having a circumscribing outline and a fill populating the outline; andsmoothly shrinking a level of the fill populating the outline over time to indicate a continuum of decreasing intermediate levels of reliability for the physiological parameter, such that the circumscribing outline of the displayed text value has a first level of fill at a first time and the circumscribing outline of the displayed text value has a second, lower level of fill at a second time,wherein the levels of reliability indicate at least in part an elapsed time since the physiological parameter was acquired. 3. A patient monitor comprising: a display device; anda processor configured to acquire a physiological parameter of a patient and to direct the display device to display a value of the physiological parameter,wherein the displayed value comprises text having a fill of a first fill color, andwherein the processor is further configured to direct the display device to smoothly shrink a level of the fill over time to indicate a continuum of decreasing intermediate levels of reliability for the physiological parameter by replacing the fill with an upper fill portion having a second fill color and with a lower fill portion having the first fill color, such that a circumscribing outline of the displayed text value has a first level of fill with the first fill color at a first time and the circumscribing outline of the displayed text value has a second, lower level of fill with the first fill color at a second time, and wherein the levels of reliability indicate, at least in part, an elapsed time since the physiological parameter was acquired and wherein the reliability level is represented by the relative heights of the upper and lower portions. 4. A method for patient monitoring comprising the steps of: using a processor to acquire a physiological p... | SHENZHEN MINDRAY BIO-MEDICAL ELECTRONICS CO. LTD. | G06F019/00 A61B005/00 A61B005/0205 G06F003/0481
US09329249 | B2 | 2016-05-03 | MRIS shim coil | 2009-12-29 | A shim coil for use in magnetic resonance imaging spectroscopy (MRIS) is formed by cutting or punching in a sheet of electrically conductive material the required coil pattern. The pattern can be punched using a CNC punching or stamping machine. | 1. An electrical MRIS shim coil comprising: an MRIS shim coil pattern punched from a sheet of electrically conductive material; andthe punched pattern of conductive material being attached to an insulating substrate in forming a finished MRIS shim coil,wherein the punched pattern initially includes bridging portions between lengths of conductive material in the punched pattern. the lengths forming coil conductors in the finished MRIS shim coil;said bridging portions being removed after attachment of the punched pattern to the substrate. 2. An electrical MRIS shim coil comprising: plural adjacently positioned MRIS shim coil windings created by punch-cutting a continuous sheet of electrically conductive material along spaced apart paths and removing cut-away material along said paths to leave space therealong; andremaining portions of the conductive material being subsequently affixed to an insulating substrate,wherein said punch-cutting comprises:a first punch-cutting step wherein plural spaced-apart bridges of material are left along the cutting paths to physically maintain adjacent as-cut positions of conductive MRIS shim coil windings while said insulating substrate is adhered thereto, followed by a second cutting step wherein said spaced-apart bridges are cut off to completely form an electrical separation between the adjacent MRIS shim coil windings thus formed. 3. An electrical MRIS shim coil as in claim 2, wherein said punch-cutting creates one continuous spiral cut path in said continuous sheet of electrically conductive material. 4. An electrical MRIS shim coil as in claim 2, wherein said punch-cutting creates plural parallel cut paths in said continuous sheet of electrically conductive material to create opposing ends that are bent and electrically connected by forming the remaining portions of conductive material, and the supporting insulating substrate, into a closed shape. 5. An electrical MRIS shim coil as in claim 2, wherein said continuous sheet of electrically conductive material includes one continuous spiral cut path as a result of the punch-cutting. 6. An electrical MRIS shim coil as in claim 2, wherein said continuous sheet of electrically conductive material includes plural parallel cut paths as a result of the punch-cutting, and wherein opposing ends are bent and electrically connected by forming the remaining portions of conductive material, and the supporting insulating substrate, into a closed shape. 7. An electrical MRIS shim coil punch-cut from a sheet of electrically conductive material and including plural adjacently positioned MRIS shim coil windings along spaced apart paths, wherein plural spaced-apart bridges of material are removable from cutting paths after the punch-cut sheet is connected to an insulating substrate. 8. An electrical MRIS shim coil as in claim 7, wherein the bridges are formed via the initial punch-cutting. 9. An electrical MRIS shim coil, comprising: an insulating substrate;an electrical... | Tesla Engineering Limited | G01R033/38 H01F041/04 G01R033/3875 H01F005/00
US09259169 | B2 | 2016-02-16 | Visceral fat measurement device | 2008-03-17 | A visceral fat measurement device includes a first electrode pair and a second electrode pair to be arranged in a body axis direction at a back surface of an abdomen of a subject; a current generation unit for flowing current between electrodes of the first electrode pair; a potential difference detection unit for detecting a potential difference between electrodes of the second electrode pair current is flowed between the electrodes of the first electrode pair; and a visceral fat mass calculation part for calculating visceral fat mass of the subject based on the detected potential difference between the electrodes of the second electrode pair. | 1. A method of measuring visceral fat mass of a subject, the method comprising: arranging a first electrode pair and a second electrode pair on a surface of a back of the subject at a level of an abdomen of the subject, wherein: the first and second electrode pairs each include electrodes spaced from each other in a body axis direction, andthe first and the second electrode pairs are spaced apart from each other in a direction perpendicular to the body axis direction;flowing a current between the electrodes of the first electrode pair with a current generation unit;detecting a potential difference between the electrodes of the second electrode pair when current is flowed between the electrodes of the first electrode pair with a potential difference detection unit; andcalculating the visceral fat mass of the subject based on the detected potential difference between the electrodes of the second electrode pair with a visceral fat mass calculation part. 2. The method of claim 1, further comprising arranging the second electrode pair in the body axis direction spaced apart from an axis passing through the electrodes of the first electrode pair on the surface of the back of the subject at the level of the abdomen of the subject. 3. The method of claim 1, further comprising arranging each electrode of the second electrode pair and a corresponding electrode of the first electrode pair in a line in a direction substantially perpendicular to the body axis. 4. The method according to claim 1, wherein the visceral fat mass of the subject is calculated based on the detected potential difference between the electrodes of the second electrode pair and physical information of the subject. 5. The method according to claim 4, wherein the physical information includes an abdominal width and an abdominal thickness of the subject. 6. The method according to claim 1, further comprising: calculating an impedance of the subject between the electrodes of the first electrode pair based on the detected potential difference between the electrodes of the second electrode pair with an impedance calculating section, wherein the visceral fat mass of the subject is calculated based on the calculated impedance. 7. A method of measuring visceral fat mass of a subject, the method comprising: arranging a first electrode pair, a second electrode pair, a third electrode pair, and a fourth electrode pair on a surface of a back of the subject at a level of an abdomen of the subject, wherein: the first, second, third, and fourth electrode pairs each include electrodes spaced from each other in a body axis direction, andthe first, second, third, and fourth electrode pairs are spaced apart from each other in a direction perpendicular to the body axis direction;selectively flowing a current between the electrodes of the first electrode pair and the electrodes of the third electrode pair with a current generation unit;detecting a potential difference between the electrodes of the seco... | OMRON HEALTHCARE CO., LTD. | A61B005/053
US20100106039 | A1 | 2010-04-29 | Unknown | 2009-09-29 | Example embodiments relate to a device for measuring nitrogen monoxide in exhaled air by a gas sensor unit with at least one gas sensor. A device and/or method for oxidation of nitrogen monoxide to nitrogen dioxide may be included. The device and/or method for oxidation of nitrogen monoxide to nitrogen dioxide includes a non-consuming catalyst for catalyzing the oxidation of nitrogen monoxide to nitrogen dioxide. | 1. A device for measuring nitrogen monoxide in exhaled air comprising: a gas sensor unit with at least one gas sensor; andmeans for oxidation of nitrogen monoxide to nitrogen dioxide, the means for oxidation including a non-consuming catalyst for catalyzing the oxidation of nitrogen monoxide to nitrogen dioxide. 2. The device as claimed in claim 1, wherein the catalyst is a thermally activatable catalyst. 3. The device as claimed in claim 2, further comprising; a heater. 4. The device as claimed in claim 1, wherein the catalyst is a photochemical catalyst. 5. The device as claimed in claim 4, further comprising; a light source. 6. The device as claimed in claim 1, further comprising: a means for generating activated oxygen species. 7. The device as claimed in claim 1 wherein the gas sensor is a NO2-sensitive FET sensor. 8. The device as claimed in claim 1, wherein the means for oxidation of nitrogen monoxide to nitrogen dioxide is provided at an inlet opening to a measuring chamber. 9. The device as claimed in claim 1, wherein the means for oxidation of nitrogen monoxide to nitrogen dioxide is integrated in the gas sensor. 10. The device as claimed in claim 1 further comprising; a means for applying a calibrating gas having an NO concentration on the device. 11. The device as claimed in claim 1, wherein the catalyst is active at a temperature of less than 300° C. 12. The device as claimed in claim 1, wherein the means for oxidation of nitrogen monoxide to nitrogen dioxide is provided in a measuring chamber. 13. The device as claimed in claim 11, wherein the catalyst is active at a temperature of less than 250° C. 14. The device as claimed in claim 13, wherein the catalyst is active at a temperature of less than 200° C. 15. The device as claimed in claim 1, wherein the catalyst is at least one of V2O5, Cr2O3, Mn2O3, MnO2, Mn3O4, Fe2O3, Fe3O4, CoO, CO3O4, NiO, NiO2, Ni2O3, CeO2 Cr2O3, Mn2O3, MnO2, Mn3O4, Fe2O3, Fe3O4, CoO, CO3O4, NiO, NiO2, Ni2O3, CeO2 and Ce2O3. 16. The device as claimed in claim 4, wherein TiO2 is the photochemical catalyst. 17. The device as claimed in claim 16, wherein a particle size of the TiO2 is less than fifty nm. | - | A61B005/08
US20100081889 | A1 | 2010-04-01 | SYSTEMS AND METHODS FOR MONITORING AND EVALUATING INDIVIDUAL PERFORMANCE | 2009-09-30 | Systems, devices and methods for monitoring and evaluating cognitive effectiveness are provided. In one exemplary embodiment, a system of r monitoring cognitive effectiveness can include a central network communicatively couple with a local computing device, which can in turn be communicatively coupled with a portable monitoring device. The portable monitoring device can be located in proximity with a subject and configured to collect data from the subject usable in determining a cognitive effectiveness level. Adaptive methods for determining cognitive performance are also provided. | 1. A method of monitoring individual performance, comprising: measuring an objective data parameter corresponding to a first aspect of a subject;collecting a subjective data parameter corresponding to a second aspect of the subject by way of a user interface; anddetermining a cognitive effectiveness level of the subject based at least on the objective and subjective data parameters;wherein the subjective data parameter is a data parameter representative of a subject's manual indication of a subjective mental state, the subjective mental state including a wake state. 2. A method of monitoring individual performance using an algorithm for determining cognitive effectiveness, comprising: measuring at least one objective data parameter corresponding to at least a first aspect of a subject;collecting at least one subjective data parameter corresponding to at least a second aspect of the subject by way of at least one user interface; andadapting the algorithm for the subject based on at least on the objective data parameter and the at least one subjective data parameter for the subject. | ARCHINOETICS, LLC | A61B005/00
US20100069739 | A1 | 2010-03-18 | Methods for physiological monitoring, training, exercise and regulation | 2009-09-02 | A computer assisted method for treating pain in a subject comprising measuring activity of one or more internal voxels of a brain of said subject associated with pain; communicating instructions to said subject which modulate activity of said voxel; and training said subject to control said internal voxel | 1. A computer assisted method for treating pain in a subject comprising: measuring activity of one or more internal voxels of a brain of said subject associated with pain;communicating instructions to said subject which modulate activity of said voxel; andtraining said subject to control said internal voxel. 2. A method according to claim 1 wherein measuring brain activity is performed by fMRI. 3. A method according to claim 1 wherein the determinations are made in less than 10 seconds relative to when the activity is measured. 4. A method according to claim 1 wherein the determinations are made in less than 1 second relative to when the activity is measured. 5. A method according to claim 1 wherein the determinations are made in less than 0.5 second relative to when the activity is measured. 6. A method according to claim 1 wherein the information is determined while the instrument used for measurement remains positioned about the subject. 7. A method according to claim 1 wherein the activity measurements are made using an apparatus capable of taking measurements from one or more internal voxels without substantial contamination of the measurements by activity from regions intervening between the internal voxels being measured and where the measurement apparatus collects the data. 8. A method according to claim 1 wherein measurements are made from at least 100 separate internal voxels, and these measurements are made at a rate of at least once every five seconds. 9. A method according to claim 1 wherein measurements are made from a set of separate internal voxels corresponding to a scan volume including the entire brain. 10. A method according to claim 1 wherein the size of the internal voxels have a total three dimensional volume of 5×5×5 cm or less. 11. A method according to claim 1 wherein the size of the internal voxels have a total three dimensional volume of 1×1×1 cm or less. 12. A method according to claim 1 wherein the method further comprises selecting one or more of the internal voxels to correspond to a region of interest for the subject and using the selected internal voxels of the region of interest to make the one or more determinations. 13. A method according to claim 12 wherein the region of interest is selected from the group consisting of the regions listed in FIG. 14, including the substantia nigra, subthalamic nucleus, nucleus accumbens, locus coeruleus, periaqueductal gray matter, nucleus raphe dorsalis, nucleus basalis of Meynert, dorsolateral pre-frontal cortex, anterior pre-frontal cortex. 14. A method according to claim 12 wherein the region of interest has a primary function of releasing a neuromodulatory substance, where the neuromodulatory substance is selected from the group consisting of: dopamine, acetyl choline, noradrenaline, serotonin, an endogenous opiate. 15. A method according to claim 1 wherein the information is communicated by a manner selected from the group consisting of providing audio to ... | - | A61B005/055
US07672712 | B2 | 2010-03-02 | Internal marker device for identification of biological substances | 2003-07-22 | A device for visualizing structure located on the interior of a biological substance. The device includes a marker member that may be a solid cylinder or lumen having an interior volume having a distal end removably insertable in the biological substance relative to the interior structure to be visualized. An image-enhancing material is contained relative to the marker member in a manner such that the imaging material does not directly contact the biological substance. The imaging material of choice is one capable of producing an emission or signal detectable external to the biological substance by suitable imaging instrumentation. Also disclosed is a method for visualizing critical structures or radiation therapy targets in imaging processes such as positron emission tomography and/or single photon emission computerized tomography, MRI, or ultrasound either used alone or in combination or in registration with anatomical imaging processes such as computed tomography or mammography. | 1. A device for visualizing a structure located on the interior of a visually opaque substance relative to a region of interest in a body, the device comprising: a marker member, the marker member composed of a biologically stable material, the marker member configured to permit non-obstructive visualization, via positron emission tomography and single photon emission computed tomography, of at least one structure located relative to the region of interest, the marker member having an interior defining a lumen, a proximal end, and a distal end, the lumen being closed at the distal end, and the distal end of the marker member being removably insert able in the visually opaque substance in proximate relationship to a cavity of potential space defined therein;an external access member contiguously connected to the proximal end of the marker member, at least a portion of the external access member extending from the marker member to a location external to the visually opaque substance when the marker member is in removable insertable position in the visually opaque substance, the external access member including a gas metering device;an imaging material contained within the lumen via the closed distal end, such that the imaging material does not directly contact the visually opaque substance, wherein the imaging material produces a signal detectable external to the visually opaque substance, the imaging material containing at least one radiopharmaceutical material, the imaging material producing an image detectable by positron emission tomography and single photon emission computed tomography, the gas metering device configured to movably position the imaging material at a discrete location relative to a longitudinal plane of the marker member; anda pressure equalization member operatively connected to the lumen near or adjacent to the distal end. 2. The device of claim 1 wherein the imaging material is dispersed in an essentially homogenous manner through at least a portion of the interior of the marker member. 3. The device of claim 1 wherein the gas metering device is operable when the lumen is removably inserted in the visually opaque substance relative to the region of interest, and the gas metering device is located adjacent the proximal end of the lumen. 4. The device of claim 1 wherein the lumen is composed of a biologically stable material capable of permitting a non-obstructive visual image in and during the procedures that detect and translate the detectable signal resulting from the imaging material, such that the detection signal is sufficiently perceptible on the exterior of the substance to be imaged, the signal instrumentally detectable. 5. The device of claim 4 wherein the biologically stable material is one which prevents significant contact between the imaging material integrated or contained in the lumen and the surrounding visually opaque material. 6. The device of claim 1 wherein the lumen is at least partially flexible. 7... | The Regents of The University of Michigan | A61B006/00 A61B005/05 G01N023/00
US07699059 | B2 | 2010-04-20 | Implantable wireless sensor | 2002-01-22 | The progress of a endovascular aneurysm repair can be monitored by inserting a pressure transducer sensor using a catheter into the sac during endovascular aneurysm repair and then using a small, hand-held read out device to measure pressure easily, safely, inexpensively and accurately. In one aspect a sensor is introduced into the body by the steps of folding or rolling the sensor into a cylinder, loading it into a catheter, and deploying into the aneurysm sac by allowing it to unroll or unfold, either by itself or facilitated by the incorporation of a super-elastic alloy component. | 1. A flexible sensor for wirelessly determining a physical property of a patient, which sensor comprises a self-contained resonant circuit comprising a capacitor and an inductor, and wherein the circuit is variable in response to the physical property of the patient,wherein the sensor is comprised of biocompatible materials,wherein the sensor is sufficiently flexible to be folded for delivery percutaneously,wherein the sensor is disk-shaped, andwherein the sensor has an anchoring system attached to a flat surface of the sensor. 2. The sensor of claim 1, wherein the capacitor is variable in response to the physical property of the patient. 3. The sensor of claim 1, wherein the inductor is adapted to allow inductance of a current in the resonant circuit when the sensor is subjected to a time-varying electromagnetic field. 4. The sensor of claim 1, wherein the physical property is pressure or temperature. 5. The sensor of claim 4, wherein the physical property is pressure. 6. The sensor of claim 5, wherein sensor is designed to respond to a range of pressure corresponding to a range of pressure normally found within a vascular aneurysm. 7. The sensor of claim 5, wherein the sensor is designed to respond to a range of pressure corresponding to a range of pressure normally found in a chamber of the patient's heart. 8. The sensor of claim 1, wherein the sensor has one or more metallic members attached to a flat surface of the sensor. 9. The sensor of claim 1, wherein the sensor has one or more metallic members layered within the sensor. 10. The sensor of claim 1, wherein the sensor has a metallic ring surrounding a portion of the edge of the sensor. 11. The sensor of claim 1, wherein the anchoring system is a coil. 12. The sensor of claim 1, wherein the anchoring system has radial projections in an umbrella shape. 13. The sensor of claim 1, wherein the sensor has at least one cutout to facilitate folding. 14. The sensor of claim 1, wherein the sensor is capable of being folded into a Z-shape. 15. The sensor of claim 1, wherein the sensor is capable of being folded into a U-shape. 16. The sensor of claim 1, wherein a safety wire is attached to one surface of the sensor. 17. The sensor of claim 16, wherein the safety wire has a sheath. 18. The sensor of claim 17, wherein the sheath is capable of being slid distally to free the safety wire from the sensor. 19. The sensor of claim 16, wherein the safety wire is attached to the sensor at an adhesive point. 20. The sensor of claim 19, wherein the adhesive point comprises an epoxy or a cyanoacrylate material. 21. The sensor of claim 1, wherein the primary material of construction is flexible, biocompatible polymer or co-polymer. 22. The sensor of claim 21, wherein the polymer or co-polymer is selected from the group consisting of polyamide, polyethylene teraphthalate, polytetrafluoroethlyene, and co-polymers thereof. 23. The sensor of claim 1, wherein there are no conductive connections ... | CardioMEMS, Inc. | A61F013/00 A61B005/02
US07686771 | B2 | 2010-03-30 | Method and apparatus for obtaining aliquot from liquid-based cytological sample | 2005-12-12 | Sample vials and methods of processing the sample vials are provided. The sample vial comprises a vial container, a sample collection chamber within the vial container, a vial cap configured to be mated with the vial container to enclose the collection chamber, an aliquot chamber, which may be carried by the vial cap or the vial container, and a valve mechanism for selectively sealing and unsealing the aliquot chamber from the collection chamber. The method may comprise flowing an aliquot of the sample from the collection chamber while the sample within the collection chamber is isolated from an environment exterior to the vial, sealing the aliquot chamber from the collection chamber to isolate the aliquot sample from the remaining sample portion, and transferring at least some of the remaining sample portion from the collection chamber to a microscope slide while the aliquot chamber is sealed from the collection chamber. The method further comprises reserving the slide for cytological screening of the sample, and reserving the aliquot sample for deoxynucleic acid (DNA) testing. | 1. A method of processing a vial having a collection chamber containing a fluid-based cervical-vaginal sample, a valve mechanism, and an aliquot chamber, wherein the valve mechanism comprises or is coupled to a wall of the aliquot chamber, and wherein the valve mechanism is biased to seal the aliquot chamber from the collection chamber unless actively actuated, the method comprising: actuating the valve mechanism to unseal the aliquot chamber from the collection chamber;flowing an aliquot of the sample from the collection chamber into the aliquot chamber while the collection chamber is isolated from an environment exterior to the vial;terminating active actuation of the valve mechanism, wherein the biased valve mechanism automatically seals the aliquot chamber from the collection chamber to isolate the aliquot sample from a remaining portion of the sample in the collection chamber;transferring at least some of the remaining sample portion from the collection chamber to a microscope slide while the aliquot chamber is sealed from the collection chamber;reserving the slide for cytological screening of the sample for precursors to cervical cancer; andreserving the aliquot sample for deoxynucleic acid (DNA) testing to determine the presence of high-risk Human Papilloma Virus (HPV) in the sample. 2. The method of claim 1, further comprising examining the slide to cytologically screen the sample for the cervical cancer precursors. 3. The method of claim 1, further comprising DNA testing the aliquot sample to determine the presence of high-risk HPV in the sample. 4. The method of claim 3, wherein the DNA testing is performed in response to an abnormal result of the cytological screening. 5. The method of claim 4, wherein the DNA testing is performed only in response to an Atypical Squamous Cell of Undetermined Significance (ASC-US) result of the cytological screening. 6. The method of claim 1, wherein the vial has a vial container carrying the collection chamber and a vial cap mated with the vial container, the method further comprising unmating the vial cap from the vial container to expose the remaining sample portion within the collection chamber. 7. The method of claim 6, wherein the aliquot chamber is carried by the vial cap. 8. A method of processing a vial having a collection chamber containing a fluid-based sample, a valve mechanism, and an aliquot chamber, wherein the valve mechanism comprises or is coupled to the wall of the aliquot chamber, and wherein the valve mechanism is biased to seal the aliquot chamber from the collection chamber unless actively actuated, the method comprising: actuating the valve mechanism to unseal the aliquot chamber from the collection chamber;flowing an aliquot of the sample from the collection chamber into the aliquot chamber while the collection chamber is isolated from an environment exterior to the vial;terminating actuation of the valve mechanism, wherein the biased valve mechanism automatically seals t... | Cytyc Corporation | A61B005/00 G01N001/00 G01N001/12
US07698937 | B2 | 2010-04-20 | Method and apparatus for detecting defects in oilfield tubulars | 2007-10-18 | A sensor system for detecting defects in a tubular string while positioned in the well includes a sensor tool (10) comprising a plurality of circumferentially spaced sensors (40) arranged in two or more axially spaced rows. A plurality of sensors are positioned in each row, with each sensor positioned on one of a plurality of sensor support pads. Sensors within a row may include sensors with axes inclined at different angles, and each of the plurality of sensor pads may move from a radially retracted run-in position to a radially extended sensing position. A flexible line (50) may be used for lowering a sensor tool in the well and retrieving the sensor tool from the well. | 1. A sensor system for detecting defects in a tubular string while positioned within a well, the system comprising: a sensor tool comprising a plurality of circumferentially spaced sensors arranged in two or more axially spaced rows;a plurality of sensors positioned in a row, each sensor positioned on one of a plurality of sensor support pads each having a radially outer surface radially outward of a respective sensor, the plurality of sensors in one of the two or more rows including sensors with sensor axes inclined at different angles relative to a tool central axis for scanning tubular string defects while the sensor tool is moving through the tubular string, the plurality of sensor pads in the two or more rows providing substantially 360° coverage of the tubular string within the well as the sensor tool is moved axially through the tubular string, and a spacing between the tool body and each of a plurality of sensor pads when in a radially extended sensing position providing an axially extending fluid flow channel through the tubular string and past the sensor system;one or more pivot members positioned along the length of the sensing tool to allow pivoting of a lower tool body supporting a lower plurality of sensors from an upper tool body supporting an upper plurality of sensors; anda flexible line connected to the sensor tool for lowering the sensor tool in the well and retrieving the sensor tool from the well. 2. A system as defined in claim 1, wherein the flexible line includes an electrical conductor for transmitting data from the plurality of sensors to the surface in real time. 3. A system as defined in claim 1, wherein a composite material line supports the tool in the well, and a fiber optic line adjacent the composite material line transmits data from a plurality of sensors to the surface in real time. 4. A system as defined in claim 1, further comprising: a plurality of rollers spaced for centralizing the sensor tool in the well prior to the plurality of sensor pads moving radially outward to a sensor position wherein one or more of a plurality of rollers includes a odometer for detecting a depth of the sensing tool in the well for transmitting a signal in real time to the surface. 5. A system as defined in claim 1, further comprising: each sensor pad including a wear surface circumferentially spaced from a respective sensor, the wear surface formed from a wear resistant material, with a radial spacing between a radially outer surface of the wear surface and a radially outer surface of the respective sensor defining a gap of less than about 0.25 inches. 6. A system as defined in claim 1, further comprising: a pump down cup for pumping the tool downward in response to fluid pressure above the pump down cup. 7. A system as defined in claim 1, further comprising: a tractor at a lower end of the sensor tool, the tractor powered for pulling the sensor tool through a bend. 8. A system as defined in claim 1, further comprising: th... | - | E21B033/00 A61B005/04
US20100063372 | A1 | 2010-03-11 | SWEAT COLLECTION DEVICES FOR GLUCOSE MEASUREMENT | 2009-09-08 | Devices, methods, and kits for collecting sweat that has come to the surface of the skin are provided. The sweat may be collected for measuring sweat glucose levels. Because sweat glucose levels correlate to blood glucose levels, the provided devices, methods, and kits may be used by diabetic patients to non-invasively monitor blood glucose levels. Sweat collection devices may be attachable to the surface of the skin and may collect about one microliter or less of sweat. Because only a small, fixed volume of sweat may be collected, the sweat glucose level may be measured in a matter of minutes. Further, as a fixed volume of sweat is tested, inaccuracies due to estimates of the sweat volume being tested are less likely to cause an inaccurate glucose measurement. | 1. A device comprising: a channel layer configured to direct sweat that has come to the skin surface to an opening;a container layer in fluid communication with the opening and defining at least a portion of a container configured to contain a volume of less than about one microliter of the sweat; anda vent layer comprising a vent adjacent to the container. 2. The device of claim 1, wherein the channel layer comprises a plurality of channels, each of the channels in fluid communication with the opening. 3. The device of claim 1, wherein the channel layer defines at least a portion of a bottom side of the container. 4. The device of claim 3, wherein the channel layer comprises an electrode in contact with the container. 5. The device of claim 1, wherein the opening has a diameter of less than about seven hundred micrometers. 6. The device of claim 1, wherein the volume of the container is fixed. 7. The device of claim 1, wherein the container layer comprises an electrode in contact with the container. 8. The device of claim 1, wherein the vent is hydrophobic. 9. The device of claim 1, wherein the vent is configured to reduce evaporation from the container. 10. The device of claim 1, wherein an external surface of the vent layer comprises external electrodes configured to contact a measurement device, each of the external electrodes connected to an internal electrode in contact with the container. 11. The device of claim 1, wherein the vent layer has a thickness of approximately 500 micrometers. 12. The device of claim 1, wherein the vent layer defines at least a portion of a top side of the container. 13. The device of claim 1, wherein the vent layer comprises one or more electrodes in contact with the container. 14. The device of claim 1, wherein the channel layer comprises a mechanism to induce the sweat. 15. The device of claim 1, wherein the container comprises glucose oxidase. 16. The device of claim 1, wherein the container comprises a dye. 17. The device of claim 1, wherein the device can be used with a measurement device when the container contains the volume of the sweat. 18. The device of claim 1, wherein the channel layer has a thickness of about 200 micrometers. 19. The device of claim 1, wherein the container layer has a thickness of about 200 micrometers. 20. The device of claim 1, wherein the container layer defines a side portion of the container. 21. A method for measuring glucose comprising: collecting a predetermined volume of sweat from skin using a skin patch, wherein the volume is less than about one microliter of sweat; andmeasuring an amount of glucose in the volume of the sweat. 22. The method of claim 21, further comprising stimulating sweat production. 23. The method of claim 21, further comprising determining whether the volume of the sweat is adequate prior to measuring the amount of the glucose. 24. The method of claim 21, wherein measuring the amount of the glucose comprises contacting the skin... | - | A61B005/1468
US20100076286 | A1 | 2010-03-25 | Small Volume In Vitro Analyte Sensor and Methods of Making | 2009-09-29 | A sensor utilizing a non-leachable or diffusible redox mediator is described. The sensor includes a sample chamber to hold a sample in electrolytic contact with a working electrode, and in at least some instances, the sensor also contains a non-leachable or a diffusible second electron transfer agent. The sensor and/or the methods used produce a sensor signal in response to the analyte that can be distinguished from a background signal caused by the mediator. The invention can be used to determine the concentration of a biomolecule, such as glucose or lactate, in a biological fluid, such as blood or serum, using techniques such as coulometry, amperometry; and potentiometry. An enzyme capable of catalyzing the electrooxidation or electroreduction of the biomolecule is typically provided as a second electron transfer agent. | 1.-11. (canceled) 12. A method of determining a concentration of an analyte in blood, the method comprising steps of: stimulating a region of abdomen skin by manually rubbing the abdomen skin;after stimulating the region of the abdomen skin, lancing the abdomen skin to cause a flow of blood from the region;contacting a sensor strip to the blood and transporting the blood to a sample chamber in the sensor strip; anddetermining the concentration of the analyte. 13. The method of claim 12, wherein the period of time is for a period of time adequate to obtain an analyte measurement that is at least 10% nearer a concentration determined from blood obtained from a fingertip measurement than a determination of the concentration of analyte from blood obtained from the region of skin without stimulating. 14. The method of claim 13, wherein the analyte is glucose and the fingertip measurement is in the range of 60 to 80 mg/dL. 15. The method of claim 12, wherein the sensor strip is an electrochemical sensor strip. 16. The method of claim 15, wherein the electrochemical sensor strip comprises a working electrode and a counter electrode, wherein the working electrode and the counter electrode are separated by a closest distance no greater than 1000 μm. 17. The method of claim 16, wherein the electrochemical sensor strip comprises glucose dehydrogenase and a diffusible redox mediator disposed proximate to the working electrode. 18. The method of claim 12, wherein the sensor strip is an optical sensor strip. 19. The method of claim 12, wherein the step of stimulating the region of abdomen skin comprises manually rubbing the abdomen skin for a period of at least one second. 20. The method of claim 12, wherein the step of stimulating the region of abdomen skin comprises manually rubbing the abdomen skin for a period of at least 2 seconds. 21. The method of claim 12, wherein the step of stimulating the region of abdomen skin comprises manually rubbing the abdomen skin for a period of at least 5 seconds. 22. The method of claim 12, wherein the step of transporting the blood to a sample chamber in the sensor strip comprises transporting no more than about 1 microliter of the blood. 23. The method of claim 22, wherein the step of transporting no more than about 1 microliter of the blood to a sample chamber in the sensor strip comprises transporting no more than about 0.5 microliter of the blood. 24. The method of claim 23, wherein the step of transporting no more than about 0.5 microliter of the blood comprises transporting no more than about 0.25 microliter of the blood. 25. The method of claim 24, wherein the step of transporting no more than about 0.25 microliter of the blood comprises transporting no more than about 0.1 microliter of the blood. 26. The method of claim 12, wherein the sensor strip comprises a tip-fill sensor strip. 27. The method of claim 12, wherein the sensor strip comprises a side-fill sensor strip. 28. The method of claim 12,... | - | A61B005/05
US20100069732 | A1 | 2010-03-18 | Medical Devices and Methods of Using the Same | 2009-11-20 | Medical devices having restrictive access, and methods thereof are provided. | 1.-29. (canceled) 30. A handheld medical device, comprising: a housing configured to be handheld;a display unit coupled to the housing and configured to display data associated with a disease parameter to a user of the handheld medical device;an input unit for receiving input from the user of the handheld medical device; anda communication unit coupled to the housing and configured to receive data from a remote data management system,wherein the display unit is configured to display a communication based on the data associated with the disease parameter, andwherein the communication is configured based on the data received from the remote data management system. 31. The handheld medical device of claim 30, wherein the data associated with a disease parameter is indicative of an analyte concentration in a sample obtained from a user of the handheld medical device. 32. The handheld medical device of claim 31, wherein the communication comprises an alert, and/or alarm, and/or reminder. 33. The handheld medical device of claim 31, wherein the housing comprises a test strip port. 34. The handheld medical device of claim 31, wherein the disease is diabetes. 35. The handheld medical device of claim 34, wherein the analyte is glucose. 36. The handheld medical device of claim 30, wherein the display unit comprises one or more light emitting diodes (LEDs). 37. The handheld medical device of claim 30, wherein the display unit comprises a graphical user interface (GUI). 38. The handheld medical device of claim 37, wherein the GUI is a liquid crystal display (LCD). 39. The handheld medical device of claim 37, wherein the GUI is a dot matrix display. 40. The handheld medical device of claim 30, wherein the receipt of data from the remote data management system occurs through communication between the communication unit and a wide-area network, a local area network, or the word wide web. 41. The handheld medical device of claim 30, wherein the communication unit is configured for wireless communication with the remote data management system. 42. The handheld medical device of claim 31, wherein the display unit is configured to display the communication based on the analyte concentration being above, below, or within a preset range. 43. The handheld medical device of claim 42, wherein the communication is displayed audibly or physically. 44. The handheld medical device of claim 42, wherein communication is displayed visually by the display unit. 45. The handheld medical device of claim 44, wherein the communication comprises one or more icons. 46. The handheld medical device of claim 44, wherein the communication comprises text. 47. The handheld medical device of claim 32, wherein the display unit is configured to display a reminder, and wherein the reminder prompts the user to take an action. 48. The handheld medical device of claim 47, wherein the reminder prompts the user to perform an analyte measurement following a predetermined period of... | Abbott Diabetes Care Inc. | A61B005/00
US07672703 | B2 | 2010-03-02 | Electrode for measuring electrocardiogram and electrocardiogram device including the same | 2006-04-14 | An electrode for measuring an electrocardiogram. The electrode comprises a signal detector operable to detect an electrocardiogram signal. An electrolytic gel is coated onto a first surface of the signal detector. The gel is electrically conductive and operable to adhere to a skin. A connector is electrically connected to the signal detector. | 1. An electrode for measuring an electrocardiogram comprising: a signal detector operable to detect an electrocardiogram signal;an electrolytic gel coated onto a first surface of the signal detector, the gel being electrically conductive and operable to adhere to a skin; anda controller connector electrically connected to a second surface of the signal detector,wherein the first surface of the signal detector occupies an entire side of the electrode, andwherein the electrolytic gel further comprises: 30 to 70 weight percent of water, 0.5 to 5 weight percent of tartaric acid, 20 to 50 weight percent of concentrated glycerine, 5 to 10 weight percent of sodium polyacrylate, and 1 to 6 weight percent of polyethylene glycol. 2. The electrode of claim 1, wherein the signal detector is made of a material selected from the group consisting of platinum, gold, silver, copper, and palladium. 3. An electrode for measuring an electrocardiogram comprising: a signal detector operable to detect an electrocardiogram signal;an electrolytic gel coated onto a first surface of the signal detector, the gel being electrically conductive and operable to adhere to a skin; anda controller connector electrically connected to the signal detector;wherein the electrolytic gel further comprises:30 to 70 weight percent of water, 0.5 to 5 weight percent of tartaric acid, 20 to 50 weight percent of concentrated glycerine, 5 to 10 weight percent of sodium polyacrylate, and 1 to 6 weight percent of polyethylene glycol. 4. An electrode for measuring an electrocardiogram comprising: a signal detector operable to detect an electrocardiogram signal;an electrolytic gel coated onto a first surface of the signal detector, the gel being electrically conductive and operable to adhere to a skin;a controller connector electrically connected to the signal detector; andan adhesive portion which has one surface coated with an adhesive material, the adhesive portion being connected to a second surface of the signal detector, and the adhesive portion having a larger area than the signal detector;wherein the electrolytic gel further comprises: 30 to 70 weight percent of water, 0.5 to 5 weight percent of tartaric acid, 20 to 50 weight percent of concentrated glycerine, 5 to 10 weight percent of sodium polyacrylate, and 1 to 6 weight percent of polyethylene glycol. 5. The electrode of claim 4, wherein the adhesive portion is made of non-woven fabric. 6. An electrode for measuring an electrocardiogram comprising: an adhesive portion having a surface coated with an adhesive material operable to be attached to the skin;a plurality of signal detectors disposed apart from each other, each of said plurality of signal detectors having a first surface connected to the surface of the adhesive portion, said first surface of the signal detector having a smaller area than the adhesive portion;electrolytic gel coated on a second surface of each signal detector, the electrolytic gel operable to adhere to the ... | Samsung Electronics Co., Ltd. | A61B005/0408 A61B005/0402 A61B005/04
US07691068 | B2 | 2010-04-06 | System and method for passive monitoring of blood pressure and pulse rate | 2004-03-26 | System and method that can monitor pulse rate and passively produce a blood pressure measurement and automatically log the data for the user. Additionally, coupling to the Internet or Information Systems expands the options for the early detection of diseases, based on sudden detected changes and trend analyses, and the successful treatment of these patients while reducing the high costs associated with invasive procedures and in-hospital care. | 1. A blood pressure and pulse rate system for deriving the blood pressure and pulse of a subject, said system comprising: a platform configured to accommodate a foot of the subject;an interface member configured: to be presented to the foot of the subject,to be maintained at a substantially constant pressure, andto function when in indirect contact with the subject's body;a sensor module in communication with said interface member, said sensor module configured to detect a pulse wave form from the foot of the subject and a pulse rate of the subject when the foot of the subject is presented to the interface member and the interface member is maintained at the substantially constant pressure;a processor module configured to analyze the pulse wave form and pulse rate signal and to derive a pulse pressure of the subject based on the analysis; andan output module configured to output at least one of the pulse wave form, pulse rate and pulse pressure. 2. The system of claim 1, wherein said processor module is further configured to derive pulse width, a pulse time difference, a double peak difference, and a depth of dicrotic notch for the subject based on the analysis. 3. The system of claim 1 wherein said output module comprises at least one of display, alarm, memory storage, communication device, printer, buzzer, PDA, lap top computer, computer, audio and visual alarm, and light. 4. The system of claim 1, wherein said interface member is also configured to function when in direct contact with the subject's body. 5. The system of claim 1, wherein said sensor module is indirectly coupled to the interface member. 6. The system of claim 1, wherein said sensor module and processor module are configured for wireless communication. 7. The system of claim 6, wherein said wireless communication comprises at least one of RF link, infrared link, cellular phone link, optical link and electromagnetic link. 8. The system of claim 1, wherein said sensor module and processor module are configured for hard wired communication. 9. The system of claim 8, wherein said hard wired communication comprises at least one of electronic, integrated circuit, electromagnetic, wire, cable, fiber optics, a phone line, twisted pair, and coaxial. 10. The system of claim 1, further comprising an archival storage module. 11. The system of claim 10, wherein said archival storage module is configured to store at least one of longitudinal analysis and pattern recognition. 12. The system of claim 11, wherein said processor module performs at least one of longitudinal analysis and pattern recognition analysis. 13. The system of claim 11, further comprising: a second processor module, said second processor module configured to analyze the longitudinal analysis, and pattern recognition. 14. The system of claim 1, wherein said interface member is included in at least one of a scale, a bath mat, a shoe, a slipper, and a sandal. 15. The system of claim 1, wherein said sensor module ... | University of Virginia Patent Foundation | A61B005/02
US08282578 | B2 | 2012-10-09 | Integrated lancet and analyte testing apparatus | 2009-10-02 | Integrated lancing and analyte measurement systems are provided which minimize the number of actions required to operate the systems, accomplished in part by combining two or more user steps into one. | 1. An integrated analyte measurement system, comprising: a housing comprising a first end and a second end;a lancet positionable within the housing for advancement through a first aperture in the first end of the housing;electronics within the housing for measuring an analyte level within body fluid;a feed-through path configured for retaining a test strip within a second aperture in the first end of the housing wherein the test strip is exposed for application of body fluid to the test strip, and for simultaneously electronically coupling the test strip with the electronics;a pusher mechanism for pushing a test strip through the second aperture; anda lever;wherein the system is configured to arm the lancet for advancement with a single user action comprising translating the lever along a single axis of motion defined by the first and second ends of the housing; andwherein the system is configured to push a test strip through the second aperture with the single user action, further comprising advancing the pusher mechanism in an arcuate manner within the housing such that the pusher mechanism advances the test strip in a direction opposite to that in which the lever is translated. 2. The system of claim 1, wherein the analyte test strip is sealably contained within the housing, and wherein the system is further configured to advance the test strip to within the feed-through path with the single user action. 3. The system of claim 2, further comprising a cartridge contained within the housing and configured for containing a plurality of analyte test strips in the cartridge, wherein the system is configured to advance a single test strip at a time from within the cartridge to within the feed-through path with the single user action. 4. The system of claim 3, wherein the cartridge comprises first and second openings, wherein the first opening is aligned with the second aperture within the housing, the system further comprising a pusher mechanism for entering the first opening and pushing a single test strip through the second opening. 5. The system of claim 4, wherein the pusher mechanism comprises a flexible strip. 6. The system of claim 5, wherein the pusher mechanism comprises a shaft. 7. The system of claim 4, wherein the first and second openings are sealable, and wherein the single user action unseals the openings. 8. The system of claim 3, wherein the plurality of test strips is biased against a wall of the cartridge. 9. The system of claim 8, wherein the test strips are biased by a spring mechanism contained within the cartridge. 10. The system of claim 4, wherein the cartridge is biased by a spring mechanism within the housing to seal the first and second openings. 11. The system of claim 10, wherein the single use action releases the bias on the cartridge thereby unsealing the first and second openings. 12. The system of claim 1, wherein the single user action comprises extending the lever away from the housing. 13. The system ... | Abbott Diabetes Care Inc. | A61B005/00 A61B017/32 B65D081/00 C12M001/00
US08239016 | B2 | 2012-08-07 | Detection of pain/awakening integral value | 2007-11-08 | The invention relates to a method and an apparatus for monitoring the autonomous nervous system of a sedated patient. A skin conductance signal is measured at an area of the patient's skin during a measurement interval. A first measure and a second measure, both reflecting the state of the autonomous nervous system of the patient, is calculated by means of certain integral functions. The largest one of the first and second measures is then selected as the output signal (Y) that reflects the state of the autonomous nervous system of the sedated patient. | 1. Method for monitoring the state of the autonomous nervous system of a sedated patient, the method being executed by a processing device in an apparatus for monitoring the state of the autonomous nervous system of the sedated patient, the method comprising the steps of: measuring a skin conductance signal at an area of the patient's skin during a measurement interval using a skin conductance measuring device,inputting the skin conductance signal in the processing device, said processing device being adapted to identify local minimum points in the skin conductance signal through the measurement interval,causing the processing device to identify local minimum points in the skin conductance signal through the measurement interval,causing the processing device to select intervals between said identified, subsequent minimum points as integrating intervals,for each integrating interval, causing the processing device to calculate a linear ramp function defined by the skin conductance signal at the starting point and the ending point of the integrating interval,in subsets of the integrating interval wherein the skin conductance signal exceeds the linear ramp function, calculating the integral of the difference between the skin conductance signal and the linear ramp function, andcausing the processing device to calculate the sum of said integrals through the measurement interval as a first measure, whereby the result provided by the processing device reflects the state of the autonomous nervous system of said sedated patient. 2. Method according to claim 1, the method further comprising the steps of selecting a subset of the measurement interval, starting at the first minimum point in the measurement interval,selecting the skin conductance value at the first minimum point in the measurement interval as a constant value,in subsets of the measurement interval subset wherein the skin conductance signal exceeds the constant value, calculating the integral of the difference between the skin conductance signal and the constant value, andcalculating a sum of the integrals that were calculated in each of the subsets of the measurement interval as a second measure that reflects the state of the autonomous nervous system of said sedated patient. 3. Method according to claim 2, wherein the endpoint of said subset of the measurement interval is selected at the last minimum point of the skin conductance value through the measurement interval. 4. Method according to claim 2, wherein the endpoint of said subset of the measurement interval is selected at the last point in the measurement interval. 5. Method according to claim 2, further comprising the step of providing the largest of the first and second measures as an output signal that reflects the state of the autonomous nervous system of the sedated patient. 6. Method according to claim 5, further comprising the step of displaying said output signal on a display. 7. Method according to claim 6, wherein said m... | Med Storm Innovation AS | A61B005/05 A61B019/00
US08348809 | B2 | 2013-01-08 | System for training optimisation | 2007-09-04 | System for training optimisation, the system comprising: at least one sensor for measuring a mechanical load parameter which is indicative for a mechanical load of the training a storage module for storing data which are dispatched by the least one sensor in a log file; a training advice module which is arranged for determining a personal training advice related to a load assessment of the user based on at least the data stored in the log file, the data comprising a cumulative load parameter or a training load history determined on the basis of historical sensor data stored in the log file, the training advice comprising the frequency of next training sessions and/or a type of training to be performed in the next training session; at least one output device such as a display, a sound signal, audio output, voice output or a vibrating element for outputting said training advice to said user. | 1. A programmed processor-based system for optimizing training, the system comprising: at least one sensor for measuring a mechanical load parameter which is indicative of a mechanical load of the training, the mechanical load parameter being taken from the group consisting of: number of steps,distance,rate of pronation,maximal pronation,timing,rate of loading,impact peak,active peak,alignment of joints,technique,force,impact,speed,rotation,rotation speed,leg stiffness,vertical stiffness,torsional stiffness,floor-foot contact time,andacceleration;a storage module for storing data which are dispatched by the least one sensor in a log file;a training advice module which is arranged for determining a personal training advice related to a load assessment of the user based on at least data stored in the log file; andat least one output device for outputting said training advice to said user,wherein the training advice module is configured to base the training advice on a mechanical load assessment of the user based on a cumulative mechanical load parameter that is indicative of the mechanical load history of the training sessions which occurred before the training session to be determined, the training advice comprising a type of training to be performed in a next training session so that: when the cumulative mechanical load parameter or mechanical load history is high in a load range, the training advice module schedules a training, session having a relatively low mechanical load, thereby promoting recovery of the user, andwhen the cumulative mechanical load parameter is low in the load range, the training advice module schedules a training session having a relatively high mechanical load, thereby stimulating expanding biomechanical loadability of the user through supercompensation. 2. The programmed processor-based system according to claim 1, wherein the data stored in the log file is also used for determining a training advice for a current training session. 3. The programmed processor-based system according to claim 1, the system comprising at least one sensor for measuring a physiological parameter, the storage module for storing data also being adapted to store data which are dispatched by the at least one sensor for measuring a physiological parameter. 4. The programmed processor-based system according to claim 3, wherein the physiological parameter is chosen from the group consisting of: heart beat rate,respiration rate,skin temperature,core body temperature,volume of oxygen uptake (VO2),respiratory ratio between oxygen and carbon dioxide (RER), andlactate levels. 5. The programmed processor-based system according to claim 1, wherein the system comprises at least one sensor for measuring a performance parameter chosen from the group consisting of: speed,distance,acceleration,height,impact (e.g. of hit),precision,reproducibility,gross efficiency,goals,correct passes,successful interventions,successful assists, andnumber of goal shots. 6. ... | Nederlandse organisatie voor toegepast-natuurwetenschappelijk onderzoek TNO | A63B071/00
US08246567 | B2 | 2012-08-21 | Method of monitoring hypertensive haemodialysis patients | 2008-01-16 | The invention relates to a calculation and control system for determining whether a patient intended to follow several sessions of hemodialysis treatment falls or not within one group among several groups of hypertension-affected patients, the system comprising: a) means for determining the value of at least one parameter representing the mass interdialytic evolution of the patient, for at least two sessions,b) means for determining the value of at least one parameter representing the plasmatic conductivity of the patient for at least two sessions,c) means for determining the value of a parameter representing the ionic mass transfer of the treatment for at least two sessions,d) programmed means for determining whether the patient falls or not within a group of hypertension-affected patients as a function of the interdialytic mass evolution of the patient, and/or of the plasmatic conductivity and/or of the ionic mass transfer. | 1. A calculation and control system for determining whether a patient intended to follow several sessions (i, j) of extracorporeal blood treatment by drawing and return of the blood via the vascular access, falls or not within a group among several groups of hypertension-affected patients, the systems comprising the following means: a) means for determining the value of at least one parameter (ΔPi, ΔPj . . . ) representing the evolution of the interdialytic mass (ΔP) of the patient, for at least two sessions (i, j . . . ),b) means for determining the value (CPi, CPj, . . . ) of at least one parameter representing the plasmatic conductivity (CP) of the patient for at least two sessions (i, j),c) means for determining the value (TMi, TMj) of a parameter representing the ionic mass transfer of the treatment for at least two sessions (i, j),d) programmed means for determining whether the patient falls or not within a group of hypertension-affected patients as a function of the evolution over several sessions of at least one of the three following sets of values: a first set of at least two determined values (ΔPi, ΔPj) of the evolution of the interdialytic mass (ΔP) of the patient,a second set of at least two determined values (CPi, CPj . . . ) representing the plasmatic conductivity; anda third set of at least two determined values (TMi, TMj) representing the ionic mass transfer. 2. The system according to claim 1, wherein the hypertension groups are divided into a first group of hypertension-affected patients, a second group of hypertension-affected patients and a third group of hypertension-affected patients. 3. The system according to claim 2, wherein the programmed means for determining the belonging to a group of hypertension-affected patients comprise programmed means for determining whether the patient falls within the first group. 4. The system according to claim 3, wherein the programmed means for determining the belonging to a group of hypertension-affected patients comprise programmed means for determining whether the patient falls within the second group when the patient does not fall within the first group. 5. The system according to claim 4, wherein the programmed means for determining the belonging to a group of hypertension-affected patients comprise programmed means for determining whether the patient falls within the third group when the patient does not fall within the second group. 6. The system according to claim 1, wherein the value (ΔPi, ΔPj . . . ) representing the interdialytic evolution of the mass (ΔP) of the patient, for at least two sessions (i, j . . . ) is chosen from the group comprising: the weight increase of the patient between the end of one session (i) and the beginning of the following session (i+1)),the mass increase of the patient between the end of one session (i) and the beginning of the following session (i+1),a parameter proportional to one of the aforesaid parameters. 7. The system according to claim... | Gambro Lundia AB | A61M037/00 C02F001/44
US08750955 | B2 | 2014-06-10 | Analyte sensor | 2009-11-02 | The present invention relates generally to systems and methods for measuring an analyte in a host. More particularly, the present invention relates to systems and methods for transcutaneous measurement of glucose in a host. | 1. A system for limiting use of a continuous glucose sensor to a predetermined duration of time, the system comprising: a transcutaneous continuous glucose sensor configured to measure a glucose concentration in a host for a predetermined duration of time;a reusable device configured to display real-time sensor data from the transcutaneous continuous glucose sensor during the predetermined duration of time; andelectronic circuitry configured to detect, by evaluating a signal from the transcutaneous continuous glucose sensor, at least one of sensor insertion into tissue of the host or sensor removal from tissue of the host, wherein the reusable device is configured to control display of the real-time sensor data from the transcutaneous continuous glucose sensor based at least in part on at least one of the detected sensor insertion into tissue of the host or the detected sensor removal from tissue of the host. 2. The system of claim 1, wherein the reusable device is configured to receive a key. 3. The system of claim 2, wherein the key comprises sensor duration information. 4. The system of claim 2, wherein the key is a software license code. 5. The system of claim 2, wherein the key is a unique code. 6. The system of claim 2, wherein the key is configured for use with a plurality of transcutaneous continuous glucose sensors. 7. The system of claim 1, wherein the electronic circuitry is physically attached to the reusable device. 8. The system of claim 1, wherein the electronic circuitry is configured to be physically attached to the transcutaneous continuous glucose sensor. 9. The system of claim 1, wherein the electronic circuitry is configured to detect at least one of sensor insertion into tissue of the host or sensor removal from tissue of the host by algorithmic identification. 10. A kit for determining a glucose concentration in a host, the kit comprising: at least one transcutaneous continuous glucose sensor configured to measure a glucose concentration in a host for a predetermined duration of time;a reusable device configured to display real-time sensor data from the at least one transcutaneous continuous glucose sensor during the predetermined duration of time; andelectronic circuitry configured to detect, by algorithmic identification, at least one of sensor insertion into tissue of the host or sensor removal from tissue of the host, wherein the reusable device is configured to control display of the real-time sensor data from the at least one transcutaneous continuous glucose sensor based at least in part on the detected sensor insertion into tissue of the host or the detected sensor removal from tissue of the host. 11. The kit of claim 10, wherein the reusable device comprises a receiver configured to receive sensor data associated with the glucose concentration in the host, wherein the receiver comprises a display and the electronic circuitry. 12. The kit of claim 10, further comprising a transmitter configured to transmi... | DexCom, Inc. | A61B005/05
US08702567 | B2 | 2014-04-22 | Products and methods for motor performance improvement in patients with neurodegenerative disease | 2009-12-26 | Systems and methods are provided to improve the gait performance of subjects with neurodegenerative disease movement disorders, injuries, surgical wounds, athletic performance objectives, or combinations thereof through feedback-enhanced training A subject walks, jogs or runs on a surface with the use of an assistive walking device such as a walker, cane, rollator or railings. Attached to the assistive walking device is a distance sensor and processing unit that detects, measures, and evaluates certain gait characteristics and delivers feedback to the subject. The subject is trained to exhibit desirable gait characteristics such as stride length, heel-toe motion, cadence, pace and the like. | 1. A system for improving movement in a subject, the system comprising: an assistive walking device comprising a frame extending up from a walking surface, the frame configured to support the subject moving by foot across the walking surface;a first distance sensor attached to the frame of the assistive walking device, the distance sensor comprising a range of detection extending along a first straight line running from the frame across the walking surface a constant distance above the walking surface, the distance sensor configured to detect an object crossing into the first line within the range of detection and to determine a distance from that object to the distance sensor; anda processing unit attached to the assistive walking device, communicating with the first distance sensor, receiving data from the first distance sensor indicating the object crossing into the first line and the distance from the object to the distance sensor and using the data to determine characteristics of a gait the subject, the characteristics comprising stride length along the walking surface and lateral variability of the gait along the first straight line. 2. The system of claim 1, wherein the assistive walking device comprises a walker. 3. The system of claim 1, wherein the assistance walking device comprises a treadmill and the walking surface comprises a moving treadmill surface of the treadmill. 4. The system of claim 1, wherein the distance sensor comprises an optoelectronic distance sensing device comprising: an optical light source emitting a pre-defined frequency of light along the first line; anda photodetector filtered to detect the pre-defined frequency. 5. The system of claim 4, wherein the optoelectronic distance sensing device further comprises a timing device in communication with the optical light source and photodetector, the timing device configured to measure an elapsed time for light of the pre-defined frequency to project from the optical light source along the first line, to reflect on the object crossing into the first line and to fall upon the photodetector. 6. The system of claim 5, wherein the pre-defined frequency is from about 1 mm to about 750 nm. 7. The system of claim 1, wherein the distance sensor comprises a sonic-electric distance sensing device comprising: a cyclic sound pressure generator emitting a pre-defined frequency of sound along the first line; anda sonic detector configured to detect the pre-defined frequency of sound. 8. The system of claim 7, wherein the sonic-electric distance sensing device further comprises a timing device in communication with the cyclic sound pressure generator and the sonic detector, the timing device configured to measure an elapsed time for sound of the pre-defined frequency to project from the cyclic sound pressure generator, to reflect on the object crossing into the first line and to fall upon the sonic detector. 9. The system of claim 8, wherein the pre-defined frequency is at leas... | - | A63B071/00 A61B005/103 A61B005/117
US08600777 | B2 | 2013-12-03 | Monitoring patient conditions | 2009-08-28 | Among other things, a computer implemented method for monitoring patients released from an intensive care unit in a healthcare environment is described. The method comprises receiving medical information of a patient located at a location different from the intensive care unit, evaluating conditions of the patient by applying one or more rules to the medical information of the patient, and sending a message to the intensive care unit when the conditions of the patient match the one or more rules. | 1. A computer implemented method for monitoring patients comprising: during a period of time, continuously monitoring patients released from an intensive care unit in a healthcare environment,wherein the at least some of the released patients who are being continuously monitored are at a recovery stage between a first recovery stage of patients remaining at the intensive care unit and a second recovery stage of patients only needing periodic routine examination without continuous monitoring;receiving medical information of a patient released from the intensive care unit and being continuously monitored;evaluating conditions of the released patient on a computing device by applying one or more formula-generated patient specific rules to the medical information of the released patient; andsending a message to a health care professional based on the evaluated conditions of the released patient, wherein the message prompts the health care professional to determine whether to readmit the released patient to the intensive care unit in response to the evaluated conditions indicating the patient is in the first recovery stage orwhether to discontinue continuously monitoring the released patient in response to the evaluated conditions indicating the patient is in the second recovery stage that needs periodic routine examination without continuous monitoring. 2. The method of claim 1 further comprising monitoring the released patient using a clinical medical device. 3. The method of claim 1 further comprising determining a location of the released patient using an electronic device. 4. The method of claim 3 wherein the electronic device is integrated with a device collecting the medical information of the released patient at the location. 5. The method of claim 3 wherein the electronic device comprises a portable electronic device. 6. The method of claim 1 further comprising: storing the medical information of the released patient in a centralized data repository; andproviding users at the intensive care unit with access to the centralized data repository. 7. The method of claim 6 further comprising authenticating a user when the user requests to access the centralized data repository. 8. The method of claim 6 further comprising: updating the medical information of the released patient in the centralized data repository; andupdating the one or more rules in connection with the medical information. 9. The method of claim 1 comprising providing computer-generated treatment recommendations to at least one of a location of the released patient and the intensive care unit. 10. The method of claim 1 comprising displaying the conditions of the released patient in the intensive care unit continuously. 11. A computer-readable storage medium for storing instructions that are executable by a computer, the execution of the instructions causes the computer to: for a period of time, continuously monitor patients released from an intensive care unit in a health... | I.M.D. Soft Ltd. | G06F019/00
US08504130 | B2 | 2013-08-06 | Non-interfering physiological sensor system | 2009-08-18 | A system includes a light source, a photodetector in optical communication with the light source, and a processor in communication with said photodetector and configured to output a signal representing oxygen saturation independent of an interfering signal from an interfering source. The system may further include an analog-to-digital converter in communication with the processor that is configured to digitize a signal from the photodetector by oversampling and output oversampling data to the processor. The processor may include an averaging filter that averages the oversampling data received from said analog-to-digital converter prior to decimation to generate an oversampling number. | 1. A system comprising: a light source;at least one photodetector in optical communication with said light source; anda processor in communication with said photodetector and configured to output a signal independent of an interfering signal caused by an interfering sensor; andan analog-to-digital converter in communication with said processor and configured to digitize a signal from said photodetector by oversampling and output oversampling data to said processor;wherein said processor includes an averaging filter in communication with said analog-to-digital converter and configured to average the oversampling data received from said analog-to-digital converter prior to decimation based on an oversampling number associated with a sampling frequency of the analog-to-digital converter and a frequency of the interfering signal, wherein the oversampling number defines notches in a frequency response of the filter at one or more frequencies associated with the interfering signal. 2. A system as set forth in claim 1, wherein said averaging filter includes a notch before decimation, wherein said notch has a frequency that corresponds to a frequency of the interfering signal. 3. A system as set forth in claim 1, wherein said processor is configured to apply a weighted linear combination to the oversampling data. 4. A system as set forth in claim 3, wherein the weighted linear combination includes at least one of a weight and an oversampling number that are varied randomly. 5. A system as set forth in claim 1, wherein said photodetectors are configured to receive the interfering signal and wherein said processor is configured to measure a frequency of the interfering signal. 6. A system as set forth in claim 1, wherein at least one of said photodetectors is configured to detect the interfering signal from the interfering sensor. 7. A tissue oximeter sensor comprising: a light source;a photodetector in optical communication with said light source; anda processor in communication with said photodetector and configured to output a signal representing oxygen saturation independent of an interfering signal caused by an interfering source, wherein the processor is configured to: select an oversampling number based on a sampling frequency and a frequency of the interfering signal, wherein the oversampling number defines notches in a frequency response of a filter at one or more frequencies associated with the interfering signal, andreduce the interfering signal in accordance with the oversampling number. 8. A sensor as set forth in claim 7, an analog-to-digital converter in communication with said processor and configured to digitize a signal from said photodetector by oversampling and further configured to output oversampling data to said processor. 9. A sensor as set forth in claim 8, wherein said processor includes an averaging filter in communication with said analog-to-digital converter and configured to average oversampling data received from said... | Covidien LP | A61B005/1455
US08506502 | B2 | 2013-08-13 | Sensors and sensing for monitoring neuromuscular blockade | 2007-09-14 | Improved sensors and sensing methods for detection of Neuromuscular Blockade (NMB), for example to improve monitoring generally, as well as facilitate automated NMB drug administration. The methods, systems, devices, etc., herein can increase the quantity and quality of data available. The methods, etc., include translation between commonly available sensing types, use of partially saturated sensor measurements, use of a model of neurotransmitter storage and release and sophisticated use of more than one sensor simultaneously. These methods are aided by new sensors and methods of decreasing electrical noise. An implementation of the methods, systems, devices, etc., herein is automated drug delivery for NMB, whether through an advisor system or through with full computer control. | 1. A system for quantifying a neuromuscular response, the system comprising: (a) a stimulator configured to apply a first mode of stimulation to the patient, wherein the first mode of stimulation is Train Of Four (TOF);(b) one or more sensors configured to measure the patient's response to stimulation; and(c) a computer configured to: i. interpret the measured response to the first mode of stimulation as the measured response in terms of a second mode of stimulation when the measured response is not responsive to some or all of the stimulation from the first mode of stimulation, wherein the second mode of stimulation is one of Train of Three (TO3), Train of Two (TO2), and Single Twitch (ST); andii. translate the measured response in terms of the second mode of stimulation into an output representative with respect to the first mode of stimulation with an equation. 2. The system of claim 1, wherein the computer is further configured to interpret the measured response to the first mode of stimulation as the measured response in terms of a second mode of stimulation when the measured response is responsive to three of the stimulations from the first mode of stimulation, wherein the second mode of stimulation is Train of Three (TO3); and the computer is further configured to translate the measured response in terms of the second mode of stimulation into an output representative with respect to the first mode of stimulation based on the equation: TOF=0.97To3−3.4%. 3. The system of claim 1, wherein the computer is further configured to interpret the measured response to the first mode of stimulation as the measured response in terms of a second mode of stimulation when the measured response is responsive to two of the stimulations from the first mode of stimulation, wherein the second mode of stimulation is Train of Two (TO2); and the computer is further configured to translate the measured response in terms of the second mode of stimulation into an output representative with respect to the first mode of stimulation based on the equation: TOF=1.07To2−23%. 4. The system of claim 1, wherein the computer is further configured to store a baseline Single Twitch measurement (T0), the computer is further configured to interpret the measured response to the first mode of stimulation as the measured response in terms of a second mode of stimulation, wherein the second mode of stimulation is Single Twitch (ST), and wherein the measured response of ST is defined as the ratio of the first responsive twitch (T1) to T0; and the computer is further configured to translate the measured response in terms of the second mode of stimulation into an output representative with respect to the first mode of stimulation based on the equation: TOF=1.2*(T1/T0)−31%. 5. The system of claim 1, wherein the computer is further configured to interpret the measured response to the first mode of stimulation as the measured response in terms of a second mode of stimulation, wherein t... | - | A61B005/05
US09706943 | B2 | 2017-07-18 | Image display apparatus, image display method, and magnetic resonance imaging apparatus | 2009-10-22 | According to an Magnetic Resonance Imaging (MRI) apparatus, a Region Of Interest (ROI) setting unit included in a control unit sets an ROI on each of a T1 weighted image, a T2 weighted image, and a flair image of a brain of a subject; and a feature-analysis processing unit creates a histogram of statistics with respect to each of a plurality of images based on pixel values of pixels included in the ROI set by the ROI setting unit. A display control unit then causes a display unit to display the images in the substantially same position in a display area included in the display unit by switching the images in a certain order, and to display the histogram created by the feature-analysis processing unit in the same display area. | 1. An image display apparatus comprising: a computer system including at least one central processing unit (CPU) and associated memory, an image data input port and a visual display, said memory containing executable program instructions which, when executed by said CPU, effect: creation of a plurality of segmentation regions, based on analysis of pixel values in the images, by applying a prescribed region extraction processing to each of a plurality of different kinds of images including a same portion of a subject imaged by a diagnostic imaging apparatus;extraction of a plurality of boundaries of the segmentation regions from at least two of the images as displayable visually discernable edges of the segmentation regions;superposition of the extracted plurality of the visually discernable edges of the segmentation regions on respective ones of the images;concurrently displaying the extracted plurality of visually discernable edge boundaries of the segmentation regions in fixed overlapping superimposed respective positions on the visual display; andswitching the images in a prescribed order on the visual display causing each image to be displayed in sequence with its segmentation region positioned within a respectively associated one of the concurrently displayed superimposed extracted plurality of visually discernable edge boundaries. 2. The image display apparatus according to claim 1, wherein said program instructions are further configured, when executed by said CPU, to perform registration between the images, wherein the extracted plurality of boundaries of the segmentation regions are superimposed by specifying a position of each of the segmentation regions on each of the images based on (a) an amount of movement of coordinates generated through the registration and (b) positional information about each of the segmentation regions. 3. The image display apparatus according to claim 1, wherein the images include images taken by different imaging methods. 4. The image display apparatus according to claim 1, wherein the images include images taken along a time sequence. 5. The image display apparatus according to claim 1, wherein the images include images taken by one diagnostic imaging apparatus or by different diagnostic imaging apparatuses. 6. The image display apparatus according to claim 1, wherein the images include images taken by a magnetic resonance imaging apparatus under imaging conditions that include respectively different imaging parameter values. 7. The image display apparatus according to claim 6, wherein the imaging conditions include respectively different echo times. 8. The image display apparatus according to claim 6, wherein the imaging conditions include respectively different repetition times. 9. The image display apparatus according to claim 6, wherein the imaging conditions include respectively different b factor values that indicate strength of a Motion Probing Gradient (MPG) pulse. 10. An image display metho... | TOSHIBA MEDICAL SYSTEMS CORPORATION | A61B005/00 A61B005/055 A61B006/03 A61B006/00 G01R033/56 G01R033/48 G01R033/563
US20100105997 | A1 | 2010-04-29 | CLOSED LOOP PARAMETER ADJUSTMENT FOR SENSOR MODULES OF AN IMPLANTABLE MEDICAL DEVICE | 2009-01-29 | In general, the invention is directed toward an implantable medical device that includes a controller and a plurality of sensor modules. The controller may control the sensor modules to perform one or more sensor actions in order to facilitate a measurement. The sensor modules may store one or more operational parameters that control various aspects of the sensor actions performed by the sensor modules. The controller may automatically adjust one or more of the operational parameters based on results received from previous measurements in order to provide closed loop parameter adjustment of the operational parameters associated with the sensor modules. The controller may communicate with the sensor modules via a common bus. Example measurements include tissue perfusion measurements, blood oxygen sensing measurements, sonomicrometry measurements, and pressure measurements. | 1. An implantable medical device comprising: a first sensor module configured to perform a first sensor action;a second sensor module configured to perform a second sensor action;a controller configured to obtain results for a measurement, and automatically adjust an operational parameter associated with at least one of the first sensor module and the second sensor module based on the results for the measurement such that results for subsequent measurements are within a target range for further signal processing, wherein the results for the measurement are based upon performance of the first sensor action and upon performance of the second sensor action, and wherein the first sensor module, the second sensor module, and the controller are coupled to a common bus. 2. The implantable medical device of claim 1, wherein the controller is further configured to automatically adjust the operational parameter based on the results for the measurement such that results for subsequent measurements have a magnitude within a target range for analog-to-digital conversion. 3. The implantable medical device of claim 1, wherein the controller is further configured to automatically adjust the operational parameter based on the results for the measurement such that results for subsequent measurements have an amplitude variation within a target range for analog-to-digital conversion. 4. The implantable medical device of claim 1, wherein the controller is further configured to obtain results for the measurement from the second sensor module, and automatically adjust an operational parameter associated with the first sensor module based on the results for the measurement. 5. The implantable medical device of claim 4, wherein the first sensor module is configured to emit light according to an amount of intensity controlled by the operational parameter associated with the first sensor module. 6. The implantable medical device of claim 4, wherein the first sensor module comprises one or more light emitting diodes (LEDs) configured to emit light, and the operational parameter associated with the first sensor module is an LED supply current parameter that controls the amount of current supplied to the LEDs. 7. The implantable medical device of claim 1, wherein the controller is further configured to obtain results for the measurement from the second sensor module, and automatically adjust an operational parameter associated with the second sensor module based on the results for the measurement. 8. The implantable medical device of claim 7, wherein the second sensor module is configured to detect light for an amount of time controlled by the operational parameter. 9. The implantable medical device of claim 7, wherein the second sensor module comprises a photo-integrator configured to integrate an amount of received light, and the operational parameter associated with the second sensor module is a photo-integration time parameter that controls an amount of time that ... | Medtronic, Inc. | A61N001/36 A61B005/1455
US20100081888 | A1 | 2010-04-01 | SYSTEM AND METHOD FOR MONITORING THE HEALTH OF A SUBJECT SYSTEM | 2008-09-30 | A health monitoring system includes a first monitoring unit configured to monitor health status indicators of a subject system; and a second monitoring unit configured to monitor the health status indicators of the subject system upon receiving a transfer signal. | 1. A health monitoring system, comprising: a first monitoring unit configured to monitor health status indicators of a subject system; anda second monitoring unit configured to monitor the health status indicators of the subject system upon receiving a transfer signal. 2. The health monitoring system of claim 1, wherein the first monitoring unit comprises a first processor comprising a first monitoring module configured to monitor the health status indictors. 3. The health monitoring system of claim 2, wherein the first processor further comprises a first metric module configured to generate a first metric of the first monitoring unit relative to the subject system. 4. The health monitoring system of claim 3, wherein the first metric is a measure of the suitability of the first monitoring unit to monitor the subject system. 5. The health monitoring system of claim 4, wherein the second monitoring unit comprises a second processor comprising a second monitoring module configured to monitor the health status indictors when the second monitoring unit is monitoring the subject system, the second processor further comprising a second metric module configured to generate a second metric of the second monitoring unit relative to the subject system indicating the suitability of the second monitoring unit to monitor the subject system. 6. The health monitoring system of claim 5, further comprising a transfer module configured to evaluate the first and second metrics and to generate the transfer signal. 7. The health monitoring system of claim 6, wherein the transfer module is distributed across the first ands second monitoring units. 8. The health monitoring system of claim 6, wherein the transfer module sends the transfer signal if the first metric falls below the second metric. 9. The health monitoring system of claim 6, further comprising a packaging module configured to package historical health status indicator data and supply the historical health status indicator data to the second monitoring unit upon receipt of the transfer signal. 10. The health monitoring system of claim 9, wherein the packaging module is distributed across the first ands second monitoring units. 11. The health monitoring system of claim 1, wherein the first and second monitoring units are configured to move relative to the subject system. 12. The health monitoring system of claim 1, wherein the first and second monitoring units are configured to generate a health status of the subject system based on the health status indicators. 13. A method for monitoring the health status of a subject system, comprising: monitoring health status indicators from the subject system with a first monitoring unit;generating a first metric that indicates the monitoring suitability of the first monitoring unit;generating a second metric that indicates the monitoring suitability of a second monitoring unit; andtransferring monitoring responsibility to the second monitoring unit based on... | Honeywell International Inc. | A61B005/00
US20100076277 | A1 | 2010-03-25 | WIRELESS BIO-SIGNAL MONITORING SYSTEM | 2009-01-08 | The present invention discloses a wireless bio-signal monitoring system for monitoring a patient's bio-signal. The system includes a bio-signal capture unit, an analysis unit, a wireless transmission unit, a receiver unit and a remote database. With a chaotic phase space difference algorithm, the consumption of system resources can be minimized and the power management of the monitoring system can be optimized. By capturing position coordinates of the receiver unit via the Internet, we can locate the position of the patient to provide medical treatments immediately in an emergency situation. | 1. A wireless bio-signal monitoring system, comprising: a bio-signal capture unit, for capturing at least one bio-signal of a patient;an analysis unit, coupled to the bio-signal capture unit, for controlling a cycle of transmitting the bio-signal, analyzing the bio-signal by a chaotic phase space difference algorithm, and transmitting the bio-signal again when an abnormal condition occurs;a wireless transmission unit, coupled to the analysis unit through a standard transmission interface, and capable of linking to a first network layer automatically; anda receiver unit, being an access point on the first network layer, for receiving the bio-signal, transmitting the bio-signal to a remote database through a second network layer, and recording the bio-signal in the remote database. 2. The bio-signal monitoring system of claim 1, wherein the bio-signal capture unit, the analysis unit and the wireless transmission unit constitute a monitoring device. 3. The bio-signal monitoring system of claim 1, wherein the remote database captures position coordinates of the receiver unit for locating the position of the patient. 4. The bio-signal monitoring system of claim 1, wherein the bio-signal capture unit includes at least one bio-sensor and digitizes the captured bio-signal. 5. The bio-signal monitoring system of claim 4, wherein the bio-sensor is a body temperature sensor, a tri-axis accelerometer, a blood oxygen concentration sensor, a blood pressure sensor or a breath frequency sensor. 6. The bio-signal monitoring system of claim 1, wherein the wireless transmission unit further includes a wireless transmission interface for transmitting the bio-signal, and the wireless transmission interface is a Bluetooth, Zigbee, wireless fidelity (Wi-Fi) or worldwide interoperability for microwave access (WiMAX) interface. 7. The bio-signal monitoring system of claim 1, wherein the first network layer is a local area network (LAN), an Intranet or an Extranet. 8. The bio-signal monitoring system of claim 1, wherein the receiver unit is a network server, a personal computer (PC) or a personal digital assistant (PDA). 9. The bio-signal monitoring system of claim 1, wherein the second network layer is the Internet. 10. The bio-signal monitoring system of claim 1, wherein the remote database is situated at a medical unit for immediately notifying a medical professional for medical treatments if the bio-signal is an abnormal signal. | - | A61B005/00
US20100069784 | A1 | 2010-03-18 | Urological medical device and method for analyzing urethral properties | 2008-09-16 | A highly flexible urological medical device for analyzing urethral properties and for optimally placing a periurethral injection and/or a support element, such as suburethral sling and/or a suspension suture, to treat urinary incontinence. | 1. A urological medical device comprising an elongate body adapted to be inserted into the urethra of a patient, the body is highly flexible along its length at normal body temperatures. 2. The urological medical device of claim 1, wherein the elongate body is made entirely from an elastomeric material. 3. The urological medical device of claim 1, wherein the elongate body is made from an elastomeric material having a durometer of less than 30 on the Shore A scale at normal body temperatures. 4. The urological medical device of claim 1, wherein the elongate body is made from an elastomeric material having a durometer of less than 20 on the Shore A scale at normal body temperatures. 5. The urological medical device of claim 1, wherein the elongate body is made from an elastomeric material having a durometer of less than 10 on the Shore A scale at normal body temperatures. 6. The urological medical device of claim 1, wherein the elongate body is made from an elastomeric material having a durometer of less than 5 on the Shore A scale at normal body temperatures. 7. The urological medical device of claim 1, wherein the elongate body includes a lumen extending longitudinally along an entire length of the elongate member, the body having a radial wall thickness of less than or equal to approximately 25 mils. 8. The urological medical device of claim 1, wherein the elongate body includes a lumen and is adapted to stretch circumferentially upon application of a pressure in the lumen greater than approximately 5 cm H20. 9. The urological medical device of claim 1, further comprising a plurality of tracking members fixed to the elongate body, and a locating device configured to track the position of the tracking members. 10. The urological medical device of claim 1, further comprising one or more pressure sensors connected to the elongate body. 11. The urological medical device of claim 9, wherein the tracking members also function as pressure sensors. 12. The urological medical device of claim 1, further comprising one or more groups of two or more pressure sensors, each of the two or more pressure sensors connected to the elongate body at the same point along a length of the elongate body but spaced apart from each other circumferentially. 13. The urological medical device of claim 12, wherein each of the one or more groups are spaced apart from each other along the length of the elongate body. 14. The urological medical device of claim 1, further comprising a retaining element on one end of the elongate body and configured to removably retain at least a portion of the elongate body in the urethra. 15. The urological medical device of claim 1, wherein the elongate body includes a proximal tip having a lumen adapted to receive a proximal end of an insertion element used to insert the elongate body into the urethra of a patient. 16. The urological medical device of claim 1, wherein the elongate body has a length greater than 30 cm and does n... | - | A61F002/00 A61B005/03
US20100056886 | A1 | 2010-03-04 | VITAL SIGN MONITOR SYSTEM AND METHOD | 2005-07-08 | A portable vital sign monitor is provided which has a palm vital sign monitor unit carried by the patient, the unit comprising an optical probe positioned in the palm of the patient which measures at least one vital sign including SpO2 and pulse rate but not exclusively and only those vital signs. The detected vital signs are stored in memory and transmitted by wireless inter-connection to a communication base unit, which transmits the vital sign by a phone line, LAN, Internet, serial interface or the like to a data processing device/centre. | 1. A system for monitoring at least one vital sign of a patient, the system comprising: a base unit comprising a wireless interface and at least one interconnection to a data processing system; anda portable monitor worn or otherwise carried by a patient, said monitor comprising: at least one detector for measuring at least one vital sign of the patient at predetermined intervals;a clock for providing a time of measuring said at least one vital sign;a processor for pre-processing said at least one measured vital sign according to a predefined program and predetermined configuration settings and stamping said pre-processed vital sign with said time of measuring;a memory; anda wireless interface for communicating with said base unit wireless interface;wherein when said portable monitor is within a wireless communication range of said base unit said pre-processed vital sign is relayed together with said time stamp to said base unit and wherein when said portable monitor is outside of said base unit range each of said pre-processed vital sign and said time stamp are stored in said memory, each of said stored pre-processed vital sign and said time stamp being relayed to said base unit when said monitor re-enters said range of said base unit;wherein said base unit relays each of said pre-processed vital sign and said time stamp to said data processing system. 2. The system of claim 1, wherein said at least one detector measures a patient's vital sign selected from the group consisting of SpO2, pulse and body temperature and combinations thereof. 3. The system of claim 1, wherein said monitor comprises a first detector for detecting a pulse of the patient and a second detector comprising a first LED emitting light having a wavelength in the visible range, a second LED emitting light having a wavelength in the infrared range, a photodetector for sensing light emitted by said first LED and said second LED. 4. The system of claim 3, wherein said first and second LEDs and said photodetector are positioned facing towards and proximate to a first metacarpal of a hand of the patient. 5. The system of claim 3, wherein said monitor further comprises a wristband for attaching said monitor to the patient and wherein said pulse detector is mounted on an inner surface of said wristband. 6. A monitor for monitoring the SpO2 of a patient, the monitor comprising: a detector comprising a first LED emitting light having a wavelength in the visible range, a second LED emitting light having a wavelength in the infrared range and a photodetector;wherein said first and second LEDs and said photodetector are positioned facing towards and proximate to a first metacarpal of a hand of the patient. 7. The monitor of claim 6, wherein said first LED emits visible light having a wavelength of between about 600 nm and 700 nm and said second LED emits infra-red light having a wavelength of between about 800 nm and 940 nm. 8. The monitor of claim 7, wherein said first LED emits ... | - | A61B005/1455 A61B005/02
US20100056881 | A1 | 2010-03-04 | Method and Apparatus For Acute Cardiac Monitoring | 2009-08-25 | A device for monitoring a patient from the back of the patient comprises a support configured to adhere to the back of the patient, at least two electrodes supported with the support, circuitry coupled to the at least two electrodes to measure a signal from the at least two electrodes, and circuitry to transmit the signal wirelessly. The support and the at least two electrodes may be placed on at least one of a lower back or between shoulder blades of the patient, which can help to reduce pressure on the patient when the device is worn for an extended period, for example 1 week. Placement of the adherent device in at least one of these locations can improve patient comfort, for example by decreasing pressure to the skin of the patient from the device when the patient lies supine. The device may also provide lumbar support, for example when placed on the lumbar of the patient. | 1. A method of monitoring a patient having a back and a spine disposed along a midline of the patient, the method comprising: placing a first electrode and a second electrode on the back of the patient; andmeasuring a signal from the first electrode and the second electrode. 2. The method of claim 1 wherein the first electrode and the second electrode are placed such that the first electrode is placed on a first side of the midline and the second electrode is placed on a second side of the midline opposite the first side 3. The method of claim 1 wherein the first electrode and the second electrode are placed along the midline and aligned with the spine. 4. The method of claim 1 wherein the first electrode and the second electrode are placed on at least one of a lower back or between shoulder blades of the patient. 5. The method of claim 4 wherein the first electrode is placed a first distance from the midline of the patient and the second electrode is placed a second distance from the midline of the patient, the first distance substantially similar to the second distance such that the first electrode and the second electrode are symmetrically disposed on opposite sides of the midline of the patient. 6. The method of claim 1 wherein the signal comprises at least one of an electrocardiogram signal or a bioimpedance signal. 7. The method of claim 6 wherein the signal comprises the bioimpedance signal and at least one of a hydration or a respiration of the patient is determined from the bioimpedance signal. 8. The method of claim 1 wherein the first electrode and the second electrode are supported with a flexible adherent device comprising a support adhered to the back of the patient. 9. The method of claim 8 wherein the support comprises a midline and the midline of the support is aligned with the midline of the patient when the support is adhered to the back of the patient. 10. The method of claim 9 wherein the support supports rigid circuitry components disposed on each side of the support away from the midline of the support to minimize pressure to the spine of the patient when the patient is placed in the supine position. 11. The method of claim 10 wherein the rigid circuitry components comprise at least one of an integrated circuit or a rigid printed circuitry board. 12. The method of claim 8 wherein the flexible adherent device is adhered to at least one of a lower back of the patient or an upper back of the patient. 13. The method of claim 12 wherein the device is adhered to the lower back of the patient and at least partially supports a lumbar of the spine of the patient when the patient sits and/or is placed in a supine position. 14. The method of claim 12 wherein the support is adhered to the back between shoulder blades of the patient. 15. The method of claim 1 wherein the flexible adherent device comprises a central portion supported on the back with the skin of the patient, the central portion comprising a midline aligned ... | Corventis, Inc. | A61B005/0408 A61B005/00 A61B005/0402 A61B005/053 A61B005/085 A61B005/0468
US07684853 | B2 | 2010-03-23 | Method and apparatus for suppressing power frequency common mode interference | 2005-12-22 | A method for suppressing power frequency common mode interference comprises the following steps of: receiving a bioelectrical signal from a living body on examination by phase compensating and processing circuitry; analyzing the characteristics of the bioelectrical signal and determining a phase compensation amount by the phase compensating and processing circuitry; performing a corresponding time delay processing on an amplified signal outputted by the driving circuit; and providing the delay signal to the living body on examination. | 1. An apparatus for suppressing power frequency common mode interference and used in a bioelectrical signal measuring system, comprising: a common mode interference signal extracting circuit;a driving circuit connected to the extracting circuit, the driving circuit configured to generate a first driving signal; anda delayer connected to the driving circuit, the delayer configured to perform a corresponding adjustable time delay on the first driving signal outputted by the driving circuit,wherein the driving circuit is further configured to change a phase of a common mode interference signal and amplify the common mode interference signal to generate, the first driving signal, wherein either the first driving signal or a second driving signal comprising a modified version of the first driving signal is selectively outputted to a living body on examination,wherein the apparatus further includes phase compensating and processing circuitry configured to: receive both a bioelectrical signal from the living body on examination and the first driving signal outputted from the driving circuit,determine a phase compensation amount of the first driving signal outputted from the driving circuit according to a characteristic value of a power frequency interference in the bioelectrical signal so as to phase-compensate the first driving signal outputted from the driving circuit to generate the second driving signal, andselectively output, based on a user selection, either the first driving signal or the second driving signal to the living body on examination. 2. The apparatus for suppressing power frequency common mode interference as claimed in claim 1, wherein the phase compensating and processing circuitry includes: a microprocessor;at least one A/D converter configured to convert the bioelectrical signal and the other amplified signal outputted from the driving circuit into digital signals respectively and to supply the digital signals to the microprocessor, wherein the microprocessor is configured to determine the phase compensation amount of the other amplified signal outputted from the driving circuit according to the characteristic value of the power frequency interference in the bioelectrical signal; anda D/A converter configured to receive a signal from the microprocessor and to convert the signal into an analog signal. 3. The apparatus for suppressing power frequency common mode interference as claimed in claim 1, wherein the apparatus further includes a low-pass filter, through which the phase-compensated amplified signal outputted by the phase compensating and processing circuitry passes before being transmitted to the living body on examination. 4. The apparatus for suppressing power frequency common mode interference as claimed in claim 1, wherein the apparatus further includes switching and selecting circuitry with two selecting terminals, one of which is connected to an output terminal of the driving circuit, the other of which is connected ... | Shenzhen Mindray Bio-Medical Electronics Co., Ltd. | A61B005/04
US07693570 | B2 | 2010-04-06 | Magnetic resonance imaging with adjustable fixture apparatus | 2003-05-01 | A fixture such as a local receiver coil is secured to the patient support of a magnetic resonance imaging system so that the fixture remains in position relative to the support even when the support is in a vertical orientation. The positioning apparatus is arranged to allow adjustment of the fixture position, but to limit such adjustment so that the fixture cannot interfere with the poles or other elements defining the patient-receiving gap of the magnet during movement of the patient support. | 1. A system for magnetic resonance imaging comprising: a magnetic resonance imaging apparatus having a structure including opposed elements defining a patient receiving space and a patient support movable relative to said structure through a range of support positions;a mounting apparatus; anda fixture connected to said magnetic resonance apparatus,said mounting apparatus being operative to secure the fixture to the patient support and to permit slidable adjustment of the position of the fixture relative to the patient support over a range of fixture positions and said fixture including a base plate and an antenna assembly having a base member pivotably mounted to said base plate and including at least one coil antenna in the shape of a loop that is threaded through said base member. 2. The system of claim 1 wherein said base member is pivotably mounted to said base plate by a pair of saddle shape members and an arm having a donut shaped end, said donut shaped end of said arm being pivotably mounted between said saddle shape members. 3. The system of claim 1 wherein said base plate further comprises a pair of control latches mounted to a bottom surface of said plate and wherein said control latches function to hold the fixture in position when said base plate is engaged with said mounting apparatus. 4. The system of claim 1 wherein said mounting apparatus defines a track direction that is adapted to engage with said patient support such that said track direction is substantially traverse to a longitudinal direction of the patient support. 5. The system of claim 4 further comprising detents arranged to hold said mounting apparatus at predetermined locations along said track direction. 6. A method for operating a magnetic resonance imaging apparatus comprising: positioning a fixture on a patient support of a magnetic resonance apparatus using a mounting device, the fixture including a base plate and an antenna portion having a base member pivotably mounted to the base plate and a pair of coil windings forming a first loop and a second loop, the first and second loops being threaded through the base member such that the first and second loops can be maintained in substantially parallel planes as the base member pivots about the base plate; andpositioning a patient on the patient support such that an anatomical area interest associated with the patient is saddled by the fixture. 7. The method of claim 6 further comprising moving the patient support within a range of support positions between a pair of magnet elements defining a gap. 8. The method of claim 6 wherein positioning the fixture includes engaging positioning elements on the fixture with mating elements on the patient support. 9. The method of claim 6 wherein the anatomical area of interest is a shoulder of the patient. 10. A fixture for a magnetic resonance imaging apparatus, comprising: a base plate; andan antenna portion having a base member pivotably mounted to said base plate a... | Fonar Corporation | A61B005/055
US07682319 | B2 | 2010-03-23 | Steerable access sheath and methods of use | 2009-02-25 | The present invention provides devices, systems, methods and kits for endoscopically accessing a body cavity and providing a directed pathway toward a target tissue within the cavity. The directed pathway is provided by an access sheath which is positioned in a desired configuration, generally directed toward the target tissue. Depending on the location of the target tissue and the desired angle of approach, the access sheath may be required to maintain one or more curves in one or more planes to properly direct the interventional devices. In addition, the access sheath has a locking feature to hold the sheath in place and maintain the desired configuration. Interventional devices may then be passed through the sheath to the target tissue. | 1. An articulatable access system for accessing a body cavity comprising: a shaft having a proximal end, a distal end, and a central lumen therethrough, the central lumen having proximal and distal openings, wherein a portion of the shaft comprises a series of articulating members defining a distal region near the distal end, a proximal region proximal to the distal region, and a middle region therebetween, wherein the distal end is passable through to the body cavity and wherein the central lumen and the distal opening are sized for passage of an interventional device therethrough;a first set of pullwires operably coupled with the proximal region at a primary attachment location such that applying tension to the first set of pullwires deflects the articulating members to form a primary curve proximal to the primary attachment location, the primary curve having a first radius;a second set of pullwires operably coupled with the middle region at a secondary attachment location such that applying tension to the second set of pullwires deflects the articulating members to form a secondary curve proximal to the secondary attachment location, the secondary curve distal to the primary curve and having a secondary radius different than the first radius;a third set of pullwires operably coupled with the distal region at a distal attachment location such that applying tension to the third set of pullwires moves the distal end of the shaft through an angle theta,wherein at least some of the pullwires extend through one or more pullwire lumens disposed in one or more of the articulating members, at least some of the pullwire lumens being oblong and adapted to reduce binding of the pullwire passing therethrough, the oblong pullwire lumens having a length in the circumferential direction substantially longer than a width in the radial direction; andan obturator removably positionable in the central lumen and configured to position the portion of the shaft in a first shape. 2. An articulatable access system as in claim 1, further comprising a locking mechanism to hold the articulating members in a fixed articulated position to direct the device to the body cavity. 3. An articulatable access system as in claim 1, wherein the primary curve has a radius of curvature in the range of approximately 0.125 inches to 1.000 inches. 4. An articulatable access system as in claim 1, wherein the secondary curve has a radius of curvature in the range of approximately 0.050 inches to 0.750 inches. 5. An articulatable access system as in claim 1, wherein the primary curve and secondary curve lie in different planes. 6. An articulatable access system as in claim 5, wherein the primary curve and secondary curve lie in substantially orthogonal planes. 7. An articulatable access system as in claim 1, wherein the distal region terminates in a distal tip and the third set of pullwires is fixedly attached to the distal tip to allow the distal tip to move through an angle theta. ... | Evalve, Inc. | A61M025/00 A61B005/00 A61B005/04 A61B001/00 A61M005/178 A61F011/00
US20100076334 | A1 | 2010-03-25 | ALZHEIMER'S COGNITIVE ENABLER | 2008-09-19 | A computing device that enables user interaction when the user is in a mentally debilitating state includes a memory configured to store electroencephalogram (EEG) waveform signals. The EEG waveform signals are generated by associated recognition data. Response data is generated based on the associated recognition data and stored in memory. An input component is configured to receive an EEG waveform signal from a user. A processor is configured to compare the received EEG waveform signal with the stored EEG waveform signals to determine if the received EEG waveform signal matches a stored EEG waveform signal. An output component is configured to automatically output the response data generated by the associated recognition data based on the determination from the processor. | 1. A computing device that enables user interaction when the user is in a mentally debilitating state, comprising: a memory configured to store electroencephalogram (EEG) waveform signals, the EEG waveform signals being generated by associated recognition data,wherein response data is generated based on the associated recognition data and stored in memory;an input component configured to receive an EEG waveform signal from a user;a processor configured to compare the received EEG waveform signal with the stored EEG waveform signals to determine that the received EEG waveform signal matches a stored EEG waveform signal; andan output component configured to automatically output the response data generated by the associated recognition data based on the determination from the processor. 2. The computing device according to claim 1, wherein the associated recognition data include images data. 3. The computing device according to claim 1, wherein the associated recognition data includes voice data. 4. The computing device according to claim 1, wherein response data includes voice data. 5. A computing system that enables user interaction when the user is in a mentally debilitating state, comprising: a computing device, comprising: a memory configured to store electroencephalogram (EEG) waveform signals, the EEG waveform signals being generated by associated recognition data,wherein response data is generated based on the associated recognition data and stored in memory;an input component configured to receive an EEG waveform signal from a user;a processor configured to compare the received EEG waveform signal with the stored EEG waveform signals to determine that the received EEG waveform signal matches a stored EEG waveform signal; andan output component configured to automatically output the response data generated by the associated recognition data based on the determination from the processor; anda server computer configured to update EEG waveform signals, associated recognition data and response data stored in the memory of the computing device. 6. The computing system according to claim 5, further comprising a system database. 7. The computing system according to claim 5, wherein the computing device is a wearable computer. 8. The computing system according to claim 5, wherein the updating is performed via wireless transmission. 9. The computing system according to claim 5, wherein the computing device includes a cellular phone. 10. The computing system according to claim 5, wherein the computing device includes a personal computer. 11. The computing system according to claim 5, wherein the associated recognition data include images data. 12. The computing system according to claim 5, wherein the associated recognition data includes voice data. 13. The computing system according to claim 5, wherein response data includes voice data. 14. The computing system according to claim 6, wherein the system database includes a viseme database.... | Unither Neurosciences, Inc. | A61B005/0476
US07702391 | B1 | 2010-04-20 | Monitoring short term fluctuations in PR intervals following premature ventricular contractions | 2005-11-01 | Implantable systems, and methods for use therein, perform at least one of a cardiac assessment and an autonomic assessment. Short-term fluctuations in PR intervals, that follow the premature contractions in the ventricles, are monitored. At least one of a cardiac assessment and an autonomic assessment is performed based on the monitored fluctuations in PR intervals that follow the premature contractions in the ventricles. This can include assessing a patient's risk of sudden cardiac death (SCD), assessing a patient's autonomic tone and/or detecting myocardial ischemic events based on the monitored fluctuations in PR intervals that follow the premature contractions in the ventricles. | 1. For use with an implantable system, a method of performing at least one of a cardiac assessment and an autonomic assessment, comprising: (a) monitoring short-term fluctuations in PR intervals that follow a premature ventricular contraction; and(b) performing, using a processor of the implantable system, at least one of a cardiac assessment and an autonomic assessment, based on the monitored fluctuations in PR intervals that follow the premature ventricular contraction. 2. The method of claim 1, wherein step (b) comprises assessing a patient's risk of sudden cardiac death (SCD) based on the monitored fluctuations in PR intervals that follow the premature ventricular contraction. 3. The method of claim 1, wherein step (b) comprises assessing a patient's autonomic tone based on the monitored fluctuations in PR intervals that follow the premature ventricular contraction. 4. The method of claim 3, wherein step (b) includes at least one of the following: recognizing a reduction in fluctuations in PR intervals as being indicative of a reduction in parasympathetic tone;recognizing a reduction in fluctuations in PR intervals as being indicative of an increase in sympathetic tone;recognizing an increase in fluctuations in PR intervals as being indicative of an increase in parasympathetic tone; andrecognizing an increase in fluctuations in PR intervals as being indicative of a decrease in sympathetic tone. 5. The method of claim 1, wherein step (b) comprises detecting a myocardial ischemic event based on the monitored fluctuations in PR intervals that follow the premature ventricular contraction. 6. The method of claim 5, wherein step (b) comprises detecting a myocardial ischemic event by detecting a temporary blunting of the monitored fluctuations in PR intervals that follow the premature ventricular contraction. 7. The method of claim 1, wherein step (b) comprises assessing a patient's risk of sudden cardiac death (SCD) based on the monitored fluctuations in PR intervals that follow the premature ventricular contraction; and further comprising alerting at least one of a patient and a medical practitioner in response to assessing a high risk of SCD. 8. The method of claim 1, wherein step (b) comprises assessing a patient's risk of sudden cardiac death (SCD) based on the monitored fluctuations in PR intervals that follow the premature ventricular contraction; and further comprising triggering cardiac therapy in response to assessing a high risk of SCD. 9. The method of claim 1, wherein the premature ventricular contraction can be intrinsic, induced or simulated. 10. The method of claim 1, wherein step (a) includes monitoring PR intervals that both precede and follow the premature ventricular contraction, such that PR intervals that precede the premature ventricular contraction can be used in calculating the short-term fluctuations in PR intervals that follow the premature ventricular contraction. 11. The method of claim 1, wherein step (a) incl... | Pacesetter, Inc. | A61N001/362 A61B005/0452
US07676260 | B1 | 2010-03-09 | Implantable cardiac stimulation device that monitors progression and regression of heart disease responsive to differences in averaged electrograms and method | 2007-04-26 | An implantable cardiac stimulation device monitors the progression and/or regression of heart disease. The device comprises a sensing circuit that senses activity of a heart and provides an electrogram for each one of a plurality of cardiac cycles, an averaging circuit that averages a number of the plurality of electrograms at spaced apart intervals to provide averaged trend electrograms, and a data generator that provides a metric reflective of progression or regression of heart failure responsive to a difference between a current averaged trend electrogram and a previous averaged trend electrogram. | 1. An implantable cardiac stimulation device comprising: a sensing circuit that senses activity of a heart and provides an electrogram for each one of a plurality of cardiac cycles;an averaging circuit that averages a number of the plurality of electrograms at spaced apart intervals to provide averaged trend electrograms; anda data generator that provides a metric reflective of progression or regression of heart failure responsive to a difference between a current averaged trend electrogram and a previous averaged trend electrogram, wherein the metric is a difference in pacing depolarization integral. 2. The device of claim 1, further comprising a pulse generator that provides pacing pulses to the heart. 3. The device of claim 1, further comprising a pulse generator that provides pacing pulses to the heart, wherein the metric is a difference in the peak to peak swings between the current averaged trend electrogram and the previous averaged trend electrogram, and wherein the averaged trend electrograms are averaged paced evoked response electrograms. 4. The device of claim 1, further comprising a pulse generator that provides pacing pulses to the heart, wherein the metric is a difference in the maximum slope between the current averaged trend electrogram and the previous averaged trend electrogram, and wherein the averaged trend electrograms are averaged paced evoked response electrograms. 5. The device of claim 1, further comprising a pulse generator that provides pacing pulses to the heart, wherein the metric is a difference in an electrogram zero crossing point between the current averaged trend electrogram and the previous averaged trend electrogram, and wherein the averaged trend electrograms are averaged paced evoked response electrograms. 6. The device of claim 1, wherein the spaced apart intervals are periodic intervals. 7. The device of claim 6, wherein the periodic intervals are about daily intervals. 8. The device of claim 1, further comprising a pulse generator that provides pacing pulses to the heart, and wherein the averaging circuit averages paced evoked response electrograms. 9. The device of claim 1, further comprising a pulse generator that provides pacing pulses to the heart, and wherein the averaging circuit averages consecutive paced evoked response electrograms. 10. The device of claim 1, further comprising a pulse generator that provides pacing pulses to the heart, and wherein the averaging circuit averages on the order of ten consecutive paced evoked response electrograms to provide each averaged trend electrogram. 11. The device of claim 1, further comprising a morphology circuit that aligns the number of electrograms before the averaging circuit averages the number of electrograms. 12. An implantable cardiac stimulation device comprising: a pulse generator that delivers pacing pulses to a heart;a sensing circuit that senses activity of a heart and provides an electrogram for each one of a plurality of paced car... | Pacesetter, Inc. | A61B005/04
US07701227 | B2 | 2010-04-20 | High precision voltage source for electrical impedance tomography | 2005-12-30 | An EIT system includes a plurality of voltage sources for supplying a corresponding plurality of voltages to a corresponding number of other structures, voltage source calibration means for calibrating each voltage source, and switching means for individually connecting the calibration means to each voltage source in succession during a period when each other structure is in an inactive condition. Calibrating respective voltages and currents for each voltage source compensates for shunt impedance of each voltage source. A method for calibrating the system includes individually connecting the calibration means to each voltage source in succession during a period when each other structure is in an inactive condition for calibrating all of said voltage sources in the same way. | 1. An apparatus comprising: a plurality of voltage sources for supplying a corresponding plurality of voltages to a corresponding number of other structures;voltage source calibration means for calibrating each voltage source; andswitching means for individually connecting the calibration means to each voltage source in succession during a period when each other structure is in an inactive condition;each voltage source including an operational amplifier having an output and a sense resistor connected to the output of the operational amplifier, each voltage source also including a buffer amplifier having an input connected to the sense resistor for outputting a measured voltage, and an instrumentation amplifier having one input connected to the operational amplifier output and another input connected to the sense resistor for outputting a measured current. 2. The apparatus of claim 1, wherein each voltage source has a shunt impedance and includes an ammeter for use in determining an actual current at an output of said voltage source as a function of said shunt impedance. 3. The apparatus of claim 2, wherein each voltage source includes a voltmeter for measuring an actual voltage in said voltage source. 4. The apparatus of claim 1, wherein each voltage source includes a voltmeter for measuring an actual voltage in said voltage source. 5. The apparatus of claim 1, wherein the other structures are a plurality of electrodes that are each adapted to be in contact with a surface of a body to be imaged using electrical impedance imaging, the inactive condition being when the electrodes are not connected to the voltage sources or when the electrodes are out of contact with the body. 6. The apparatus of claim 1, wherein said calibration means comprises a second buffer amplifier and a second operational amplifier, said switching means including a plurality of switches for selectively connecting an output of each voltage source to only one of the second buffer and second operational amplifiers for calibrating respective voltages and currents for each voltage source to compensate for shunt impedance of each voltage source. 7. The apparatus of claim 1, wherein said switching means comprises at least one reed relay in at least one of said calibration means and said voltage sources. 8. A method for calibrating an apparatus having a plurality of voltage sources for supplying a corresponding plurality of voltages to a corresponding number of other structures, and voltage source calibration means for calibrating each voltage source, the method comprising: individually connecting the calibration means to each voltage source in succession during a period when each other structure is in an inactive condition for calibrating all of said voltage sources in the same way;each voltage source including an operational amplifier having an output and a sense resistor connected to the output of the operational amplifier, each voltage source also including a buffer amplif... | Rensselaer Polytechnic Institute | G01R035/00 G01R027/02 A61B005/05
US07702375 | B2 | 2010-04-20 | Medical imaging apparatus illuminated to reduce patient anxiety | 2004-05-14 | A medical imaging examination apparatus has a front wall with an opening to a cylindrical examination area into which a patient to be examined can be moved, and has an illumination arrangement for the illumination of the front wall over a large surface. The illumination of the front wall reduces feelings of fear on the part of a patient, and thus simplifies conducting examinations using the examination apparatus. | 1. A medical imaging apparatus comprising: a scanner having an open interior volume configured to receive a patient and configured to acquire image data from the patient, said scanner having an exterior with a front wall surrounding an opening through which said open interior volume is accessed; anda light source located completely behind said front wall inside said exterior of said scanner, said light source emitting light that interacts with said front wall that causes a substantial surface portion of said front wall, at least surrounding said opening and being separate from said light source, to be illuminated exclusively with dispersed illumination designed to make the illuminated surface portion dominate said opening in a visual perception of said front wall at said exterior of said scanner to reduce anxiety of the patient prior to the patient being received in said open interior volume, at least a portion of said front wall being comprised of optically translucent material that conducts said light from said light source and that disperses said light, at said substantial surface portion, as said dispersed illumination. 2. A medical imaging apparatus as claimed in claim 1 wherein said scanner comprises an inner housing wall adjacent to said front wall, said front wall and said inner housing wall forming a hollow space in said scanner. 3. A medical imaging apparatus as claimed in claim 2 wherein said hollow space is hermetically sealed. 4. A medical imaging apparatus as claimed in claim 3 wherein said inner housing wall is also comprised of optically translucent material and also interacts with said light emitted by said light source to produce said dispersed illumination designed to reduce anxiety of the patient. 5. A medical imaging apparatus as claimed in claim 1 wherein said scanner forms a hollow cylinder, with said front wall forming an end face of the hollow cylinder. 6. A medical imaging apparatus as claimed in claim 1 comprising a control and regulation unit connected with said light source to control and regulate at least one of intensity and color of said illumination. 7. A medical imaging apparatus as claimed in claim 6 wherein said light source comprises at least one light emitting diode. 8. A medical imaging apparatus as claimed in claim 6 wherein said light source comprises a plurality of different types of light-emitting diodes. 9. A medical imaging apparatus as claimed in claim 8 wherein said different types of light-emitting diodes respectively emit light of different colors. 10. A medical imaging apparatus as claimed in claim 6 wherein said front wall has a peripheral edge, and wherein said light source is disposed at said peripheral edge. 11. A medical imaging apparatus as claimed in claim 10 wherein said scanner is formed as a hollow cylinder, said hollow cylinder having a cylinder wall forming said peripheral edge. 12. A medical imaging apparatus as claimed in claim 6 wherein said front wall has a bored hole th... | Siemens Aktiengesellschaft | A61B005/00
US07678052 | B2 | 2010-03-16 | Method and apparatus for detecting anatomic structures | 2004-04-13 | An anatomic structure is detected based on a medical diagnostic imaging data set. The anatomic structure comprises at least two different types of tissue. At least one anatomic landmark is identified within the data set, the data set is overlaid with a contour template, and a search region of the data set surrounding the contour template is scanned to identify transition points associated with a predefined characteristic of the anatomic structure. | 1. A method for detecting an anatomic structure based on a medical diagnostic imaging data set, comprising: obtaining a data set representative of a diagnostic image corresponding to an anatomic structure using an imaging system;identifying at least one anatomic landmark within said data set;overlaying said data set with a contour template; andanalyzing, using a processor, a search region of said data set surrounding said contour template to identify transition points associated with a predefined characteristic of the anatomic structure based at least on a transition smoothness. 2. The method of claim 1, further comprising defining contours for a series of images based on said contour template and said transition points and comparing said contours for adjacent images. 3. The method of claim 1, wherein said predefined characteristic of the anatomic structure is an interior edge of a chamber of the heart. 4. The method of claim 1, wherein said predefined characteristic of the anatomic structure is a wall of a chamber of the heart. 5. The method of claim 1, further comprising defining a series of paths traversing said contour template, along which said analyzing is performed. 6. The method of claim 1, further comprising defining a series of paths orthogonal to said contour template and searching for candidate transition points along said paths. 7. The method of claim 1, further comprising scoring candidate transition points within said search region based on at least one of a change in brightness, a smooth spatial transition between adjacent transition points in a diagnostic image, and a smooth temporal transition between corresponding transition points in other diagnostic images. 8. The method of claim 1, further comprising selecting a path through candidate transition points in said search region based on transition smoothness. 9. The method of claim 1, wherein said contour template estimates an outline of anatomic structure. 10. The method of claim 1, wherein said obtaining includes performing at least one of an ultrasound, CT, PET, SPECT, Gamma Camera, X-ray, and MR scan of an anatomy of interest. 11. The method of claim 1, wherein said obtaining includes loading a previously acquired data set. 12. The method of claim 1, wherein said anatomic structure constitutes the endocardium and said anatomic landmark constitutes at least one of a ventricle apex, a plane separating an atrium and ventricle, and a cardiac valve. 13. A system for identifying an endocardium, comprising: a transmitter for transmitting ultrasound signals into an area of interest;a receiver for receiving echo signals from transmitted ultrasound signals;a memory for storing a series of image frames comprising said echo signals, said series of image frames comprising at least one heart cycle;a signal processor processing said series of image frames to identify at least one of an apex and an AV plane having first and second ends, said signal processor overlaying a contour... | General Electric Company | A61B008/00 A61B005/05 G06F009/00
US07693566 | B2 | 2010-04-06 | Method and apparatus for buffering electrophysiological signals during an MRI procedure | 2004-10-18 | The subject invention overcomes the problem of electrical interference in signals taken during an MRI procedure by using a long cable and a unity gain buffer amplifier near the patient, with a low output impedance to drive the cable and thus greatly reduce the capacitively coupled interference. Passive low pass filtering is incorporated prior to the buffer amplifier to attenuate high frequency interference from the MRI system. Since the buffer amplifier requires no digital signals and does not emit high frequency signals, it does not interfere with the MRI system. | 1. A method of obtaining an electrophysiological signal from a patient undergoing an MRI procedure, the method comprising: detecting an electrophysiological signal from a patient undergoing an MRI procedure within an MRI procedure room;sending the electrophysiological signal through a buffer amplifier located inside the MRI procedure room and adjacent to an MRI system, said buffer amplifier being powered by a power supply located outside said MRI procedure room, wherein said buffer amplifier does not create electromagnetic interference during the MRI procedure; andreceiving a buffered signal at an electrophysiological recorder located a sufficient distance from the MRI system such that the electrophysiological recorder does not create electromagnetic interference in the MRI procedure. 2. The method of claim 1, and further comprising filtering the electrophysiological signal to remove signal elements above a selected frequency. 3. The method of claim 1, and further comprising converting the electrophysiological signal into a digital signal without creating electromagnetic interference in the MRI procedure. 4. The method of claim 1, wherein the buffer amplifier has unity gain. 5. An apparatus for obtaining an electrophysiological signal during an MRI procedure comprising: an input port for receiving electrophysiological signals;a plurality of buffer amplifiers in communication with the input port, each of said plurality of buffer amplifiers being powered through a power cable from a power source located outside of an MRI procedure room, wherein said buffer amplifiers do not create electromagnetic interference during the MRI procedure;an output cable in communication with the buffer amplifiers, the output cable being of sufficient length to extend outside of said MRI procedure room; anda housing adapted to locate the input port and the buffer amplifiers inside the MRI procedure room and adjacent to an MRI system. 6. The apparatus of claim 5, wherein the buffer amplifier includes a unity gain operational amplifier. 7. The apparatus of claim 5, and further comprising a low pass filter connected in circuit between the input port and the buffer amplifier. 8. The apparatus of claim 7, wherein the low pass filter is a passive RC filter. 9. The apparatus of claim 5, and further comprising an electrophysiological recorder in communication with the output cable. 10. The apparatus of claim 9, wherein the electrophysiological recorder is an LEG machine. 11. An EEG system compatible for use with an MRI system, the system comprising: a plurality of EEG sensors;a plurality of buffer amplifiers located inside an MRI procedure room and in communication with the EEG sensors;a power supply in electrical connection with said plurality of buffer amplifiers, said power supply located outside of said MRI procedure room and a sufficient distance from the buffer amplifiers such that said power supply does not create electromagnetic interface interference during a... | Compumedics Limited | A61B005/05 A61B005/04 G01V003/00
US08047999 | B2 | 2011-11-01 | Filtering of a physiologic signal in a medical device | 2008-10-31 | A system and method for filtering a pressure signal in a medical device in which a sensor terminal senses the pressure signal, an electrode terminal receives cardiac electrical signals, a signal filtering system filters the sensed pressure signal in response to a determined heart rate to generate a heart-rate dependent frequency response, and a microprocessor derives a respiration signal in response to the heart rate dependent frequency response, and determines metrics of hemodynamic function in response to the derived respiration signal. | 1. A system for filtering a pressure signal in a medical device, comprising: a sensor terminal sensing the pressure signal;an electrode terminal receiving cardiac electrical signals;a microprocessor that determines a heart rate based on the received cardiac electrical signals; anda signal filtering system that digitizes the sensed pressure signal and that filters the digitized pressure signal using a filter having a heart-rate dependent frequency response, wherein the filter comprises: a first filter portion having a first frequency response corresponding to a heart rate that is greater than a heart rate threshold; anda second filter portion having a second frequency response different from the first frequency response, the second frequency response corresponding to a heart rate that is less than the heart-rate threshold, andwherein the microprocessor derives a respiration signal based on the filtered pressure signal, and determines a respiration parameter based on the derived respiration signal. 2. The system of claim 1, wherein the microprocessor determines a cardiac component of the digitized pressure signal, and determines the heart rate in response to the determined cardiac component. 3. The system of claim 1, wherein sensing the pressure signal comprises sensing an intracardiac chamber pressure signal. 4. The system of claim 1, wherein the microprocessor selects the first filter portion and the second filter portion one at a time in a sequential manner in response to the determined heart rate, and derives the respiration signal as a signal comprising sequential outputs of the first filter portion and the second filter portion. 5. The system of claim 1, wherein the microprocessor selects the first filter portion and the second filter portion simultaneously for parallel filtering of the digitized pressure signal, and derives the respiration signal based on a first respiration signal component corresponding to an output of the first filter portion and a second respiration signal component corresponding to an output of the second filter portion. 6. The system of claim 1, wherein the first filter portion and the second filter portion each comprise multiple filtering stages. 7. The system of claim 6, wherein the first filter portion is a subset of the multiple filtering stages of the second filter portion. 8. The system of claim 6, wherein the signal filtering system decimates the digitized pressure signal following at least one of the multiple filtering stages. 9. A method for filtering a pressure signal in a medical device system, comprising: sensing the pressure signal via a sensor terminal;determining a heart rate;digitizing the sensed pressure signal;filtering the digitized pressure signal using a filter having a heart-rate dependent frequency response, wherein the filtering comprises: filtering the digitized pressure signal using a first filter portion having a first frequency response corresponding to a heart rate that is greater t... | Medtronic, Inc. | A61B005/02 A61N001/00
US08029460 | B2 | 2011-10-04 | Method and system for providing integrated medication infusion and analyte monitoring system | 2009-12-21 | Method and system for integrating infusion device and analyte monitoring system including medication infusion device such as an insulin pump and an analyte monitoring system such as a glucose monitoring system are provided. | 1. An integrated therapy system, comprising: an analyte monitor unit including:a compact housing;a user interface operatively coupled to the compact housing;a strip port operatively coupled to the compact housing and configured to receive a glucose test strip;a data processing section comprising a processor and a memory, the data processing section operatively coupled to the compact housing and configured to receive a plurality of signals associated with a monitored analyte level from a remote location, and the memory having instructions stored which, when executed by the processor, determines a glucose concentration based on a fluid sample on the glucose test strip; anda remote housing positionable on a skin surface at the remote location, the remote housing including a transmitter operatively coupled to an analyte sensor and an on-body patch pump for delivering a medication based at least in part on a delivery profile;wherein the analyte monitor unit is in signal communication with the on-body patch pump via the transmitter and the memory having instructions stored which, when executed by the processor, causes the on-body patch pump to deliver a medication based on the delivery profile, wherein the delivery profile includes a plurality of predetermined discrete medication infusions temporally separated by a predetermined time period, and wherein the memory having instructions stored which, when executed by the processor, obtains at least one of the plurality of signals associated with the monitored analyte level substantially immediately prior to each predetermined discrete medication infusion. 2. The system of claim 1 wherein the memory having instructions stored which, when executed by the processor, controls the operation of the patch pump. 3. The system of claim 1 including an adhesive layer provided on a bottom surface of the remote housing to retain the remote housing in a substantially fixed position relative to an infusion site on the skin surface. 4. The system of claim 3 wherein the adhesive layer is configured to fixedly retain the remote housing in substantially the same position during a predetermined time period. 5. The system of claim 4 wherein the predetermined time period includes approximately three days. 6. The system of claim 1 wherein the analyte monitor unit is configured to determine a bolus dose amount based at least in part on the determined glucose concentration, and further, wherein the determined bolus dose amount is transmitted to the patch pump for delivery. 7. The system of claim 1 wherein the user interface is configured to output one or more parameters associated with the operation of the patch pump. 8. The system of claim 7 wherein the one or more parameters associated with the operation of the patch pump includes an occlusion condition. 9. The system of claim 7 wherein the one or more parameters associated with the operation of the patch pump includes information related to the medication delivery. 10... | Abbott Diabetes Care Inc. | A61M031/00
US08323193 | B2 | 2012-12-04 | Implantable biosensor and sensor arrangement | 2009-08-13 | An implantable biosensor, which comprises a measuring (or first) chamber filled with the test fluid, which is able to convert a change of the concentration of a predetermined analyte or ion type into a change of a physical variable. To this end, the measuring chamber is closed by at least one membrane, which is permeable to the analyte or ion type and impermeable to the test fluid. In addition, the biosensor is equipped with at least one microacoustic sensor, which is operatively connected to the test fluid such that it can detect the physical variable that changes with the concentration of the analyte or ion type. Further relates to a sensor arrangement comprising at least one such implantable biosensor, the arrangement including a polling system that is wirelessly coupled to the biosensor. | 1. An implantable biosensor (2) comprising: a test fluid (104; 204; 304);a first chamber (102; 202; 302) filled with the test fluid (104; 204; 304);wherein the test fluid (104; 204; 304) is configured to convert a change of a concentration of a predetermined analyte or ion type into a change of a physical variable;at least one membrane (103; 203; 303);wherein the first chamber (102; 202; 302) is closed by the at least one membrane (103; 203; 303);wherein the at least one membrane (103; 203; 303) is permeable to the predetermined analyte or ion type and impermeable to the test fluid (104; 204; 304);an antenna;at least one microacoustic sensor (105, 107; 205, 207; 305), which is operatively connected to the test fluid (104; 204; 304) such that it can detect the change of the physical variable that changes with the change of the concentration of the predetermined analyte or ion type wherein said at least one microacoustic sensor is coupled with said antenna and is passive and obtains power via said antenna and wherein said at least one microacoustic sensor comprises a respective resonant frequency and wherein said at least one microacoustic sensor receives a transmission pulse (5) at said respective resonant frequency which is modified by said at least one microacoustic sensor and reflected via said antenna as an electromagnetic echo (6);a second chamber (206) not filled with the test fluid (204);a first pressure measuring membrane (210);wherein the first chamber (202) and said second chamber (206) are separated from each other at least in some sections by the first pressure measuring membrane (210) wherein said first pressure measuring membrane (210) is configured to deform in an event of a pressure difference between said first chamber (202) and said second chamber (206);a second pressure measuring membrane (211);wherein the second chamber (206) is separated from a surrounding area at least in some sections by the second pressure measuring membrane (211) that is configured to deform in an event of a pressure difference of the second chamber (206) relative to the surrounding area;a microacoustic sensor (205) selected from the at least one microacoustic sensor (105, 107; 205, 207; 305) wherein said microacoustic sensor (205) is accommodated in the second chamber (206); and,wherein the microacoustic sensor (205) is operatively connected to the first and second pressure measuring membranes (210, 211) such that the microacoustic sensor (205) is configured to detect deformations thereof. 2. The implantable biosensor (2) according to claim 1, wherein the microacoustic sensor (205) is configured as a bendable element that is mechanically coupled to the first and/or second pressure measuring membrane (210, 211). 3. An implantable biosensor (2) according to claim 1, further comprising: a further microacoustic sensor accommodated in the second chamber (206) and configured to detect temperature. 4. An implantable biosensor (2) according to claim 1, wherein... | Biotronik CRM Patent AG | A61B005/00
US08226557 | B2 | 2012-07-24 | Analyte monitoring device and methods of use | 2009-12-28 | An analyte monitor includes a sensor, a sensor control unit, and a display unit. The sensor has, for example, a substrate, a recessed channel formed in the substrate, and conductive material disposed in the recessed channel to form a working electrode. The sensor control unit typically has a housing adapted for placement on skin and is adapted to receive a portion of an electrochemical sensor. The sensor control unit also includes two or more conductive contacts disposed on the housing and configured for coupling to two or more contact pads on the sensor. A transmitter is disposed in the housing and coupled to the plurality of conductive contacts for transmitting data obtained using the sensor. The display unit has a receiver for receiving data transmitted by the transmitter of the sensor control unit and a display coupled to the receiver for displaying an indication of a level of an analyte. The analyte monitor may also be part of a drug delivery system to alter the level of the analyte based on the data obtained using the sensor. | 1. A glucose monitoring system comprising: an in vivo glucose sensor that produces one or more signals indicative of a glucose concentration in a subject; anda portable analyte monitoring device comprisinga housing,a port for receiving an electrochemical test strip that produces one or more signals indicative of a glucose concentration in a sample from a subject,a touch screen display unit coupled to the housing,a receiver unit coupled to the housing and in communication with the touch screen display unit, anda processor coupled to the housing and in communication with the receiver unit and the touch screen display unitwherein the receiver unit wirelessly receives the one or more signals generated by the in vivo glucose sensor,the processor analyzes the one or more signals produced by the electrochemical test strip and the one or more signals produced by the in vivo glucose sensor to:determine a drug administration protocol based on the glucose concentration,determine a rate of increase or decrease of the glucose concentration in the subject, andadjust the determined drug administration protocol based on the rate of increase or decrease in the glucose concentration to provide an adjusted drug administration protocol, andwherein the display is configured to display the adjusted drug administration protocol and provide an indicator of the rate of increase or decrease in the glucose concentration in the subject. 2. The system of claim 1, wherein the receiver unit is configured for periodic monitoring of the in vivo glucose sensor. 3. The system of claim 1, wherein the receiver unit is configured for continuous monitoring of the in vivo glucose sensor. 4. The system of claim 1, wherein the display unit comprises a light emitting diode (LED) display or liquid crystal display (LCD). 5. The system of claim 1, wherein the portable analyte monitoring device further comprises an input device configured for numeric or alphanumeric input. 6. The system of claim 1, wherein the portable analyte monitoring device further comprises a data storage unit in communication with the processor, wherein the data storage unit is configured to store the results of the analysis. 7. The system of claim 1, wherein the portable analyte monitoring device further comprises a transmitter in communication with the processor, wherein the transmitter is configured to transmit the results of the analysis to an external computer. 8. The system of claim 1, wherein the portable analyte monitoring device further comprises a transmitter in communication with the processor, wherein the transmitter is configured to send or receive messages from a health care professional. 9. The system of claim 1, wherein the portable analyte monitoring device further comprises a transmitter in communication with the processor, wherein the transmitter is configured to communicate with an external communications device. 10. The system of claim 1, wherein the portable analyte monitoring device furth... | Abbott Diabetes Care Inc. | A61B005/00
US09730616 | B2 | 2017-08-15 | Mechanical axis alignment using MRI imaging | 2008-10-22 | A method of imaging a body part includes locating a first, second and third anatomical reference area. The third anatomical reference area is disposed generally between the first and second anatomical reference areas. Furthermore, the method includes positioning a first member of a reference tool relative to the first anatomical reference area, positioning a second member of the reference tool relative to the second anatomical reference area, and a pivotal coupling member relative to the third anatomical reference area. The pivotal coupling member pivotally couples the first and second members of the reference tool. In addition, the method includes imaging a target area of the body part to produce an image. The image includes the target area of the body part and the first and second members. The first member indicates a first axis of the body part, and the second member indicates a second axis of the body part. | 1. A method of imaging a knee joint of a leg before surgery comprising: locating an approximate center of a femoral head of the leg;locating an approximate center of an ankle joint of the leg;locating an approximate center of a knee joint of the leg;positioning a pivotal coupling member over the approximate center of the knee joint of the leg, the pivotal coupling member pivotally coupling a first and a second member of a reference tool;pivoting the first member of the reference tool relative to the second member to position the first member over the approximate center of the femoral head;pivoting the second member of the reference tool relative to the first member to position the second member over the approximate center of the ankle joint; andimaging the knee joint to produce an image of the knee joint and at least a portion of the first and second members, the at least a portion of the first member indicating a mechanical axis of the leg in the image, and the at least a portion of the second member indicating a tibial axis of the leg in the image, and wherein the image includes the knee joint and excludes the femoral head and the ankle joint. 2. The method of claim 1, further comprising identifying a joint line of the leg. 3. The method of claim 1, further comprising positioning a distal end of the first member of the reference tool over the approximate center of the femoral head. 4. The method of claim 1, further comprising positioning a distal end of the second member over the approximate center of the ankle joint. 5. The method of claim 1, further comprising extending a length of at least one of the first and second members to at least one of position the first member over the approximate center of the femoral head and position the second member over the approximate center of the ankle joint. 6. The method of claim 5, wherein extending the length of the at least one of the first and second members includes moving an indicator of the reference tool relative to a plurality of demarcations on the reference tool, and further comprising determining which of the plurality of demarcations that the indicator is indicating to at least one of measure an approximate distance between the center of the knee joint and the center of the ankle joint and measure an approximate distance between the center of the knee joint and the center of the femoral head. 7. The method of claim 1, wherein the pivotal coupling member includes a ball joint. 8. The method of claim 1, wherein locating an approximate center of the femoral head includes positioning an external jig over a pelvis, imaging the pelvis and the external jig to produce an image that shows at least a portion of the pelvis and at least a portion of the external jig, and determining the approximate center of the femoral head from the image. 9. The method of claim 1, further comprising removably attaching the reference tool to a section of skin of the leg with the pivotal coupling member positione... | Biomet Manufacturing, LLC | A61B005/107 A61B005/055 A61B005/103 A61B005/00 A61B006/00 A61B006/12 A61B017/15 A61B017/22 A61B090/00 A61B034/10
US20100094114 | A1 | 2010-04-15 | USE OF MULTIPLE CALIBRATION SOLUTIONS WITH AN ANALYTE SENSOR WITH USE IN AN AUTOMATED BLOOD ACCESS SYSTEM | 2009-10-09 | The invention relates to an automated calibration procedure for analyte sensors such as glucose sensors. The system can provide a calibration point at zero analyte concentration as well as a second calibration point at a known analyte concentration or other pre-determined points. Although not restricted to two point calibration procedure, the system as described enables the system to create one or more calibration points. The use of multiple calibration points can allow the system to correct for both slope and bias drifts. The system also provides the opportunity to provide one or more validation samples. The present invention enables a multitude of options in both calibration and validation to ensure effective operation of the system. | 1. A method of calibrating an automated analyte measurement system that removes blood from a patient for measurement, comprising passing calibration fluid having at least two different analyte concentrations by an analyte sensor while infusing substantially none of at least one of such calibration fluids into the patient. 2. A method as in claim 1, wherein the sensor and the calibration fluid are maintained in a sterile condition. 3. A method of validating the performance of an automated analyte measurement system, comprising calibrating the system according to the method of claim 1, then determining the sensor response to a calibration fluid having an analyte concentration different from those used in calibration while infusing substantially none of such calibration fluid into the patient. 4. An apparatus for the measurement of one or more analytes in blood withdrawn from a patient, comprising: a. A patient connection fluid passage element configured to be placed in fluid communication with the vascular system of a patient;b. An analyte sensor having first and second ports, the first port in fluid communication with the patient connection fluid passage element;c. A first fluid source in fluid communication with the second port of the analyte sensor;d. A second fluid source in fluid communication with the first port of the analyte sensor;e. A first pump mounted with the apparatus so as to move fluid from the first fluid source towards or away from the analyte sensor;f. A second pump mounted with the apparatus so as to urge fluid from the second fluid source toward or away from the analyte sensor; andg. A waste outlet in fluid communication with at least one of the first and second ports of the analyte sensor;h. Wherein at least one of the first fluid source and the second fluid source contains a fluid having a first known analyte concentration suitable for calibration of the analyte sensor. 5. An apparatus as in claim 4, wherein the first fluid source contains a fluid having a first known analyte concentration suitable for calibration of the analyte sensor, and wherein the second fluid source contains a fluid having a second known analyte concentration, different from the first known analyte concentration, suitable for calibration of the analyte sensor. 6. An apparatus as in claim 4, further comprising a third fluid source in fluid communication with at least one of the first port or the second port of the analyte sensor, and containing a fluid having a second known analyte concentration, different from the first known analyte concentration, suitable for calibration of the analyte sensor. 7. An apparatus as in claim 4, further comprising a selection or mixing valve mounted between either the first fluid source or the second fluid source and the corresponding port of the analyte sensor, and further comprising a third fluid source in fluid communication with the variable mixing valve, and containing a fluid having a second known analyte conce... | - | A61B005/145
US20100106051 | A1 | 2010-04-29 | SINGLE LUMEN CATHETER WITH SEPARATE TUBES THEREIN | 2009-10-26 | A catheter is provided that includes multiple passages within a catheter body. These passages are arranged in a way so as to maximize the usable space within the catheter body. More specifically, multiple tubes are positioned within a central lumen of the catheter. Both the tubes and the central lumen are used as passages for various functionality of the catheter, such as communication of air or fluids. By sharing the free space within the central lumen of the catheter, the flow area of this passage is maximized as compared with simply using an extruded lumen for each passage. Hence, the catheter can allow the addition of more passages than similarly sized prior art catheters. | 1. A catheter having multiple passages comprising: a catheter body having an elongated shape, a distal end and a proximal end;a lumen located within said catheter body and in communication with a first aperture near a distal end of said catheter body;a first tube located in said lumen and in communication with a second aperture near said distal end of said catheter body; and,a second tube located in said lumen and in communication with a third aperture near said distal end of said catheter body. 2. The catheter of claim 1, further comprising a manifold connected to said proximal end of said catheter body, a proximal end of said first tube and a proximal end of said second tube. 3. The catheter of claim 1, wherein said catheter body further comprises a distal member and wherein said second aperture and said third aperture are located on said distal member. 4. The catheter of claim 3, wherein said distal member seals a distal end of said lumen. 5. The catheter of claim 4, further comprising a pressure measurement assembly coupled to said distal member. 6. The catheter of claim 5, wherein said pressure measurement assembly is disposed over said second aperture. 7. The catheter of claim 6, wherein said pressure measurement assembly comprises a flaccid tube. 8. A medical device comprising: a catheter body having an inner space forming a first passage;a first tube disposed in said first passage and forming a second passage, sealed from said first passage;a second tube disposed in said first passage and forming a third passage, sealed from said first passage and said second passage; and,a manifold disposed on a proximal end of the catheter body and having a first manifold tube in communication with said first passage; a second manifold tube in communication with said second passage and a third manifold tube in communications with said third passage. 9. The medical device of claim 8, further comprising a first aperture located near a distal end of said catheter body and being in communication with said first passage; a second aperture located near a distal end of said catheter body and being in communication with said second passage; and a third aperture located near a distal end of said catheter body and being in communication with said third passage. 10. The medical device of claim 9, further comprising a flaccid tube disposed over said first aperture; said flaccid tube having a proximate end bonded proximal to said first aperture and a distal end bonded distal to said first aperture. 11. The medical device of claim 10, wherein said catheter body comprises a distal member disposed on a distal end of a proximal catheter body member; said distal member having a first lumen in communication with said first tube and said second aperture and a second lumen in communication with said second tube and said third aperture. 12. The medical device of claim 11, further comprising a pressure sensing assembly disposed over said first aperture. 13. The me... | InnerSpace, Inc. | A61M025/00 A61B005/00
US20100081912 | A1 | 2010-04-01 | Ultrasound-Optical Doppler Hemometer and Technique for Using the Same | 2008-09-30 | According to embodiments, a sensor assembly and/or systems for ultrasound-optical measurements may provide information related to hemodynamic parameters. An ultrasound beam may be used to generate a Doppler field for optical elements of a sensor assembly. By combining information received from ultrasound and optical elements of the sensor assembly, more accurate values for hemodynamic parameters may be determined. | 1. A monitoring system comprising: a storage device storing routines for: receiving a signal from a photodetector;receiving a signal from an ultrasound transducer;determining at least one of a blood flow velocity or a red blood cell level based at least in part on the photodetector signal;determining a blood vessel size based at least on part on the ultrasound transducer signal;determining a physiological parameter based at least in part on the blood vessel size and one or more of the flow velocity or the red blood cell level; anda processor capable of executing the stored routines. 2. The system as set forth in claim 1, wherein the physiological parameter comprises a hemoglobin value, a hematocrit value, or a blood pressure value. 3. The system as set forth in claim 1, comprising an emitter capable of emitting light into a tissue and generating the signal at the photodetector. 4. The system as set forth in claim 3, wherein the emitter and the photodetector are spaced about 2 mm to about 3 mm apart from one another. 5. The system as set forth in claim 3, comprising the ultrasound transducer. 6. The system as set forth in claim 5, wherein the ultrasound transducer is capable of being focused at a depth of less than 5 mm from a surface of the tissue. 7. The system as set forth in claim 5, wherein the ultrasound transducer is capable of transmitting a frequency-modulated ultrasound wave. 8. The system as set forth in claim 5, wherein the ultrasound transducer is spaced apart less than 2 mm from either the emitter or the photodetector. 9. The system as set forth in claim 5, wherein the ultrasound transducer is capable of transmitting ultrasound waves into the tissue at the same time the emitter transmits light into the tissue. 10. A method, comprising: receiving a signal from a photodetector;receiving a signal from an ultrasound transducer;determining at least one of a blood flow velocity or a red blood cell level based at least in part on the photodetector signal;determining a blood vessel size based at least on part on the ultrasound transducer signal;determining a physiological parameter based at least in part on the blood vessel size and one or more of the flow velocity or the red blood cell level. 11. The method as set forth in claim 10, wherein determining the physiological parameter comprises determining a hematocrit value. 12. The method as set forth in claim 10, wherein determining the physiological parameter comprises determining a blood pressure value. 13. A method comprising: emitting photons into a blood vessel of a patient's tissue;focusing an ultrasonic beam into the blood vessel so that a portion of the photons in the blood vessel experience a Doppler shift;generating a signal related to detected photons at a detector; andprocessing the signal to isolate a signal component representative of photons that have undergone a Doppler shift of a magnitude greater than a predetermined threshold; andanalyzing the isolated signal co... | Nellcor Puritan Bennett LLC | A61B005/00 A61B008/06
US20100076249 | A1 | 2010-03-25 | Computational system and method for memory modification | 2009-08-03 | Systems and methods are described relating to accepting an indication of a schedule for administration of a memory-dampening agent to an individual and presenting an indication of an artificial sensory experience at least partly based on the accepting an indication of the schedule for administration of the memory-dampening agent to an individual. | 1-76. (canceled) 77. A system, comprising: an accepter module; anda presenter module configured for presenting an indication of an artificial sensory experience at least partly based on accepting an indication of a schedule for administration of a memory-dampening agent to an individual. 78. The system of claim 77, wherein the accepter module comprises: a schedule accepter module. 79. The system of claim 77, wherein the accepter module comprises: an administration accepter module. 80. The system of claim 77, wherein the accepter module comprises: a dose accepter module. 81. The system of claim 77, wherein the presenter module configured for presenting an indication of an artificial sensory experience at least partly based on accepting an indication of a schedule for administration of a memory-dampening agent to an individual comprises: an algorithm utilizer module. 82. The system of claim 81, wherein the algorithm utilizer module comprises: a contraindication utilizer module. 83. The system of claim 77, wherein the presenter module configured for presenting an indication of an artificial sensory experience at least partly based on accepting an indication of a schedule for administration of a memory-dampening agent to an individual comprises: a history presenter module. 84. The system of claim 77, wherein the presenter module configured for presenting an indication of an artificial sensory experience at least partly based on accepting an indication of a schedule for administration of a memory-dampening agent to an individual comprises: a data presenter module. 85. The system of claim 77, wherein the presenter module configured for presenting an indication of an artificial sensory experience at least partly based on accepting an indication of a schedule for administration of a memory-dampening agent to an individual comprises: a reference tool presenter module. 86. The system of claim 77, wherein the presenter module configured for presenting an indication of an artificial sensory experience at least partly based on accepting an indication of a schedule for administration of a memory-dampening agent to an individual comprises: an output device presenter module. 87. The system of claim 86, wherein the output device presenter module comprises: a user interface presenter module. 88. The system of claim 86, wherein the output device presenter module comprises: a mobile device presenter module. 89. The system of claim 77, wherein the presenter module configured for presenting an indication of an artificial sensory experience at least partly based on accepting an indication of a schedule for administration of a memory-dampening agent to an individual comprises: a third party presenter module. 90. The system of claim 89, wherein the third party presenter module comprises: a health care provider presenter module. 91. The system of claim 89, wherein the third party presenter module comprises: a selective presenter module. 92. The system of c... | Searete LLC, a limited liability corporation of the State of Delaware | A61M021/00 A61B005/00
US20100081911 | A1 | 2010-04-01 | Analyte Monitoring Devices and Methods Therefor | 2009-12-03 | Method and apparatus for performing a discrete glucose testing and bolus dosage determination including a glucose meter with bolus calculation function are provided. | 1. (canceled) 2. A system for managing health data, comprising: a data storage system storing health data, data management software, and an initialization program, the initialization program launching the data management software on a processing device and the data management software processing the health data on the processing device;a data communications interface providing data communications between the data storage system and the processing device; anda measurement system determining health data from an individual for storage in the data storage system; wherein, upon establishment of the data communications between the data storage system and the processing device, the initialization program launches the data management software on the processing device without requiring prior installation, on the processing device, of an additional program component associated with the data management software; andwherein the measurement system, the data storage device system, and the data communications interface are integrated with a housing. 3. The system of claim 2, further comprising a user interface integrated with the housing, the user interface operable to display the health data. 4. The system of claim 3, further comprising a local processor and local software integrated with the housing, the local processor processing the health data to be displayed via the user interface. | Abbott Diabetes Care Inc. | A61B005/00
US07672709 | B2 | 2010-03-02 | Determination of the position of a radiographic or radioscopic unit | 2003-06-20 | The invention relates to a method for the determination of the position of a radiographic or radioscopic unit (16) with relation to a reference point (Rref) on producing a radiographic image of an object (10). The position of the unit (16) with relation to a reference point (Rref) is determined from the determination of the position of a test pattern (25), with relation to the unit (16), which is mechanically fixed to the object, by using the image of the test pattern with relation to the reference point (Rref). The invention further relates to a determining device for carrying out said method. | 1. A method for determining the position of a device providing images by X rays with respect to a reference frame as an image of an object is taken, said method comprising the steps of: determining the position of a target with respect to the device, said target mechanically connected to the object, based on an impression of the target on the image of the object;determining the position of the target with respect to the reference frame; anddetermining the position of the device with respect to the reference frame based on the position of the target with respect to the device, and the position of the target with respect to the reference frame. 2. The method of claim 1, in which the position of the target with respect to the reference frame is determined from the determination, by a localization system, of the position with respect to the reference frame of a rigid localization body mechanically connected to the target. 3. The method of claim 2, in which the target is fixed with respect to the rigid body. 4. The method of claim 1, in which a configuration of the target is determined by a feeler connected to a rigid localization body, the position of the feeler with respect to the reference frame being determined by a localization system. 5. The method of claim 2, in which the target is connected to the rigid body by an articulated arm. 6. The method of claim 1, in which the target is removed from the object between an acquisition of a first image and an acquisition of a second image. 7. The method of claim 1, in which the determination of the position of the target with respect to the device is performed from the determination on the image of the impression of the target, said impression comprising a plurality of characteristic impressions, each of said plurality of characteristic impressions corresponding to a projection on the image of a separate element of the target. 8. The method of any of claims 1 to 7, wherein the target comprising: a plurality of elements transparent to X rays;a second plurality of elements opaque to X rays; andwherein said first plurality of elements comprises at least three supports transparent to X rays, each support containing said second plurality of elements comprising a plurality of balls opaque to X rays substantially aligned along a determined direction, the determined directions being non coplanar. 9. The method of claim 8, in which at least two balls of said plurality of balls are of different diameters. 10. The method of claim 8, wherein said target further comprises a hold means capable of maintaining the at least three supports according to a configuration from among several determined configurations. 11. A system for determining the position of a device providing image by X rays with respect to a reference frame when a radiography of an object is acquired, said system comprising: a target connected to the object and comprising a plurality of elements opaque to X rays, each of said plurality of opaqu... | Perception Raisonnement Action en Medecine | A61B005/05
US07670288 | B2 | 2010-03-02 | Fluctuating blood glucose notification threshold profiles and methods of use | 2006-06-08 | Embodiments of the present invention provide a new system and methods for monitoring blood glucose concentration. A user of a continuous glucose monitor may program upper and lower blood glucose notification thresholds to fluctuate over time in order to facilitate management of the short-term effects of food consumption, insulin delivery aberrations, physical activity, emotions, and unforeseen circumstances. | 1. A continuous blood glucose monitoring system comprising: a system configured to continuously receive data from blood glucose monitoring sensors;the system configured to convert sensor data into current blood glucose concentration values;the system configured to support continuously fluctuating blood glucose notification threshold profiles; the continuously fluctuating blood glucose notification threshold profiles comprising: an upper blood glucose concentration threshold function;a lower blood glucose concentration threshold function;the threshold functions comprising specific values at specific times;the threshold functions comprising functions of expected blood glucose concentration as a function of time;the threshold functions comprising the bounds of an expected blood glucose concentration range;the system configured to compare a current blood glucose concentration value with a corresponding upper blood glucose concentration threshold value;the system configured to compare a current blood glucose concentration value with a corresponding lower blood glucose concentration threshold value;the system configured to alert a user when a current blood glucose concentration value is greater than a corresponding upper blood glucose concentration threshold value;and the system configured to alert a user when a current blood glucose concentration value is less than a corresponding lower blood glucose concentration threshold value. 2. The system of claim 1 configured to alert a user when one or more events comprising: a predetermined period of time passing since threshold profile activation;a predetermined time of day occurring;a user maintaining current blood glucose concentration within the threshold profile range for a predetermined period of time;a rate of change of current blood glucose concentration exceeding a threshold rate of change;a rate of change of current blood glucose concentration falling below a threshold rate of change;a current blood glucose concentration percentage rate of change exceeding a threshold percentage rate of change;a current blood glucose concentration percentage rate of change falling below a threshold percentage rate of change;a second derivative of current blood glucose concentration exceeding a threshold second derivative of blood glucose concentration;a second derivative of current blood glucose concentration falling below a threshold second derivative of blood glucose concentration;occurs. 3. The system of claim 2 wherein the alert comprises one or more of: a visual alert; an auditory alert; a tactile alert. 4. The system of claim 1 further comprising a graphic display capable of displaying one or more graphs comprising: a graph of an upper blood glucose concentration threshold function;a graph of a lower blood glucose concentration threshold function;a graph of an expected blood glucose concentration function;a graph of measured blood glucose concentration. 5. The system of claim 4 wherein a graph of an upper ... | - | A61B005/00
US07698156 | B2 | 2010-04-13 | System and method for identifying data streams associated with medical equipment | 2003-04-28 | A system and method for uniquely identifying data streams associated with medical equipment are described. The system may be implemented in a variety of ways, including as a combination of a medical device, a data stream identifier, and a medical device identifier. The medical device generates a plurality of data streams. The data streams are uninterrupted transmissions of data from the medical device. The data streams include information regarding the operation of the medical device. The data stream identifier attaches a unique data tag to the data streams. The medical device identifier is configured to generate a medical device tag. The medical device tag includes information to uniquely identify the medical device and is accessible from an external computer. The data stream identifier and the medical device identifier are secured to the medical device. | 1. A system for identifying data streams, comprising: a medical device generating data streams, the data streams being transmissions of data from the medical device, the data streams including information regarding the operation of the medical device;a data stream identifier secured to the medical device and configured to generate a unique data tag that uniquely identifies data streams transmitted from the medical device;a medical device identifier secured to the medical device and including a programmable memory element configured to generate a medical device tag upon receipt of a request from an external computer, the medical device tag including information to uniquely identify the medical device; anda bridge configured to attach the unique data tag to the data stream, the bridge configured to provide the medical device tag to the external computer. 2. The system of claim 1, wherein the medical device is an infusion pump. 3. The method of claim 1 wherein the medical device is an oxygen monitor. 4. The system of claim 1, wherein the data streams include data regarding the operation of an infusion pump. 5. The system of claim 1, wherein the data streams include data regarding the status of a patient. 6. The system of claim 1, wherein the unique data tag is randomly generated after the data stream identifier is secured to the medical device. 7. The system of claim 1, wherein the medical device tag includes the medical equipment identifier. 8. The system of claim 1, wherein the external computer is at a central location. 9. The system of claim 1, wherein the bridge includes a plurality of ports. 10. A method for identifying data streams, comprising: providing for generating data streams with a medical device, the data streams being transmissions of data from the medical device, the data streams including information regarding the operation of the medical device;providing for generating a unique data tag that uniquely identifies data streams transmitted from the medical device using a data stream identifier secured to the medical device;providing for attaching the unique data tag to the data streams; and,providing for generating, upon request from an external computer, a medical device tag using a medical device identifier secured to the medical device and including a programmable memory element, the medical device tag including information to uniquely identify the medical device. 11. The method of claim 10, wherein the medical device is an infusion pump. 12. The method of claim 10, wherein the medical device is a ventilator. 13. The method of claim 10, wherein the medical device is a monitor of patient status. 14. The method of claim 13, wherein the monitor is an oxygen monitor. 15. The method of claim 10, wherein the data streams include data regarding the operation of an infusion pump. 16. The method of claim 10, wherein the data streams include data regarding the status of a patient. 17. The method of claim 10, wherein the uniqu... | Baxter International Inc. | G06Q010/00 G06Q050/00 G06F019/00 A61B005/00
US07676254 | B2 | 2010-03-09 | System and method for detecting pain and its components using magnetic resonance spectroscopy | 2004-05-12 | A system and method identifies different components of the pain experience (nociceptive (tissue damage), neuropathic (nerve damage) and psychological) and their relative contributions by the use of magnetic resonance spectroscopy (MRS) to measure absolute and relative concentrations of metabolites in specific brain regions in the central nervous system or brain. The system and method can be used as a diagnostic tool for the assessment of the relative contribution of different aspects of the pain experience as well as monitoring of response to interventions directed at modifying these components. | 1. A method of detecting components of pain being experienced by a subject, comprising: obtaining spectroscopic data of brain regions in the subject to determine the concentration of selected biochemicals andcomparing the spectroscopic data obtained with reference spectroscopic data having characteristic values which correlate with and identify the three pain components of nociceptive, neuropathic and psychological pain by relating patterns in the relative differences between biochemical concentration level using a statistical classification strategy (SCS) with linear discriminate analysis, to detect the presence of which of the three pain components are being experienced by the subject. 2. The method of claim 1, wherein the step of comparing comprises comparing spectroscopic data with reference spectroscopic data to determine relative contributions of the three pain components are being experienced by the subject. 3. A method of detecting whether a subject is experiencing a nociceptive pain component, comprising: obtaining spectroscopic data of brain regions in the subject to determine the concentration of a selected biochemical; andcomparing the biochemical concentration obtained with a reference biochemical concentration, wherein a difference in selected biochemical concentration is indicative of the presence of nociceptive pain by relating patterns in the relative differences between biochemical concentration levels using a statistical classification strategy (SCS) with linear discriminant analysis. 4. The method of claim 3 wherein the brain region is the prefrontal cortex. 5. The method of claim 3 wherein the selected biochemical is glucose. 6. The method of claim 5, whereby the difference in the selected biochemical indicative of nociceptive pain is an increase of the concentration. 7. The method of claim 3 wherein the selected biochemical is GABA. 8. The method of claim 7, whereby the difference in the selected biochemical indicative of nociceptive pain is an increase in the concentration. 9. The method of claim 3 wherein the selected biochemical is N-acetylaspartate (NAA). 10. The method of claim 9, whereby the difference in the selected biochemical indicative of nociceptive pain is a decrease of the concentration. 11. The method of claim 3 wherein the selected biochemical is choline. 12. The method of claim 11, whereby the difference in the selected biochemical indicative of nociceptive pain is an increase in the concentration. | Institute for Magnetic Resonance Research | A61B005/05
US07672706 | B2 | 2010-03-02 | Systems and methods for measuring pulse wave velocity with an intravascular device | 2004-08-23 | The systems and methods described herein allow measurement of the velocity of a pulse wave propagating within a body lumen using an intravascular elongate medical device. The elongate medical device can include a data collection device configured to collect pulse wave data at a location within the lumen. The data collection device is communicatively coupled with a velocity measurement system and configured to output the collected data to the velocity measurement system. The velocity measurement system is configured to calculate the velocity of the pulse wave based on the collected data. The velocity of a pulse wave over a region of the lumen can be used for tissue characterization, diagnosis and the like. | 1. A method of measuring the velocity of anatomical pulse waves propagating within a body lumen, comprising: collecting data from a first anatomical pulse wave with an intravascular device at a first location within a body lumen, wherein the intravascular device is located within the body lumen, and wherein the anatomical pulse wave data collected at the first location comprises image data of an inner wall of the body lumen at the first location;collecting data from a second anatomical pulse wave with the intravascular device at a second location within the body lumen, wherein the intravascular device is located within the body lumen, and wherein the anatomical pulse wave data collected at the second location comprises image data of the inner wall of the body lumen at the second location;wherein the anatomical pulse wave data collected at the first and second locations are collected upon the occurrence of trigger points; andcalculating the velocity of anatomical pulse waves in the region between the first and second locations with the anatomical pulse wave data collected at the first and second locations, wherein the velocity of the anatomical pulse waves are calculated based, at least in part, on the difference in time durations between the occurrence of the first trigger point and the collection of anatomical pulse wave data at the first location and the occurrence of the second trigger point and the collection of anatomical pulse wave data at the second location;wherein the anatomical pulse wave data collected at the first location and the anatomical pulse wave data collected at the second location are collected from different anatomical pulse waves. 2. The method of claim 1, further comprising calculating the velocity of the anatomical pulse waves along a longitudinal axis of the body lumen. 3. The method of claim 2, further comprising visually mapping the velocity of the anatomical pulse waves along the longitudinal axis of the lumen. 4. The method of claim 1, further comprising calculating the velocity of the anatomical pulse waves along the circumference of the body lumen. 5. The method of claim 1, wherein calculating the velocity of the anatomical pulse waves comprises: analyzing the image data to determine the temporal variation of the size of the lumen wall at the first and second locations; andcalculating the velocity of the anatomical pulse waves based on the temporal variation of the lumen wall at the first and second locations. 6. The method of claim 5, wherein the anatomical pulse waves are heart pulse waves and the body lumen is a blood vessel. 7. The method of claim 6, further comprising monitoring heart pulse wave output signals prior to collecting data at the first and second locations. 8. The method of claim 6, wherein the heart pulse wave data collected at the first location comprises a first sequence of images of the vessel wall at the first location and the heart pulse wave data collected at the second location compr... | Boston Scientific SciMed, Inc. | A61B005/05
US07680531 | B2 | 2010-03-16 | Separation of one or more fetal heart component signals from heart signal information obtained from a pregnant female | 2004-10-22 | One or more fetal heart component signals in one example are separated from heart signal information obtained from a pregnant female based on singular value decomposition. | 1. A method, comprising the step of: separating one or more fetal heart component signals from heart signal information obtained from a pregnant female based on singular value decomposition, wherein the step of separating the one or more fetal heart component signals from the heart signal information obtained from the pregnant female based on singular value decomposition comprises the steps of:computing a singular value decomposition of a covariance matrix of the heart signal information to yield a set of output signals;computing a delay parameter to minimize an absolute value of cross-correlations between the set of output signals;taking a singular value decomposition of the sum of a covariance matrix of the set of output signals; andtaking a singular value decomposition of a transpose of the covariance matrix of the set of output signals to yield a separated output estimate of the one or more fetal heart component signals. 2. The method of claim 1, wherein the step of separating the one or more fetal heart component signals from the heart signal information obtained from the pregnant female based on singular value decomposition comprises the step of: employing one or more analog-to-digital converters to digitize the heart signal information upon receipt of the heart signal information. 3. The method of claim 1, wherein the step of separating the one or more fetal heart component signals from the heart signal information obtained from the pregnant female based on singular value decomposition comprises the step of: employing one or more filtering components to reduce one or more amplitudes of one or more components of the heart signal information. 4. The method of claim 3, wherein the step of employing the one or more filtering components to reduce the one or more amplitudes of the one or more components of the heart signal information comprises the step of: employing one or more non-linear filters and one or more non-linear inverse filters to reduce the one or more amplitudes of the one or more components of the heart signal information. 5. The method of claim 1, wherein the heart signal information comprises the one or more fetal heart component signals, one or more maternal heart component signals, and one or more noise component signals, wherein the step of separating the one or more fetal heart component signals from the heart signal information obtained from the pregnant female based on singular value decomposition comprises the steps of: determining one or more blind separators based on singular value decomposition; andemploying the one or more blind separators to separate the one or more fetal heart component signals from the one or more maternal heart component signals and the one or more noise component signals. 6. The method of claim 1, wherein the step of separating the one or more fetal heart component signals from the heart signal information obtained from the pregnant female based on singular value decomposition comprises the ... | The Board of Trustees of the University of Illinois | A61B005/04
US08246546 | B2 | 2012-08-21 | Method, arrangement and apparatus for monitoring fluid balance status of a subject | 2008-09-30 | A method and apparatus for monitoring fluid balance status of a subject are disclosed. A hemoglobin measure indicative of hemoglobin concentration in the blood of a subject and at least one physiological parameter responsive to blood volume changes in the subject are determined and concurrent behavior of the hemoglobin measure and the at least one physiological parameter is indicated to a user, thereby to give an indication of fluid balance status of the subject. The cause and/or reliability of the fluid balance status may also be indicated. | 1. A method for monitoring fluid balance status of a subject, the method comprising: non-invasively determining in-vivo a hemoglobin measure indicative of hemoglobin concentration in blood of a subject, wherein the determining includes determining successive values of the hemoglobin measure;defining at least one physiological parameter responsive to blood volume changes in the subject, wherein the defining includes defining successive values for the at least one physiological parameter; andindicating concurrent behavior of the hemoglobin measure and the at least one physiological parameter, thereby to give an indication of fluid balance status of the subject. 2. The method according to claim 1, wherein the defining the at least one physiological parameter includes defining a cardiovascular parameter. 3. The method according to claim 1, wherein the indicating includes displaying prevailing trends of the hemoglobin measure and the at least one physiological parameter graphically. 4. The method according to claim 1, wherein the indicating includes selecting, based on the concurrent behavior, a message indicative of the fluid balance status of the subject; anddisplaying the message to a user. 5. The method according to claim 4, wherein the indicating includes selecting the message, in which the message indicates at least one of a cause of the fluid balance status and a suggestion of a fluid therapy form. 6. The method according to claim 4, wherein the selecting includes selecting the message based on current values of the at least one physiological parameter and the hemoglobin measure. 7. The method according to claim 1, wherein the non-invasively determining the hemoglobin measure includes acquiring measurement signals from the subject substantially continuously through a multi-wavelength pulse oximeter; andthe at least one physiological parameter is defined from the measurement signals. 8. The method according to claim 1, wherein the indicating includes a administering a fluid bolus to the subject. 9. The method according to claim 4, further comprising determining a quality index indicative of reliability of the fluid balance status indication. 10. The method according to claim 1, further comprising determining a quantitative estimate of blood volume of the subject. 11. An in-vivo method for monitoring fluid balance of a subject, the method comprising: non-invasively determining a hemoglobin measure in a hemoglobin measurement unit that is indicative of hemoglobin concentration in blood of a subject, wherein the determining includes determining successive values of the hemoglobin measure;defining at least one cardiovascular parameter in a physiological parameter unit that is responsive to blood volume changes in the subject, wherein the defining includes defining successive values for the cardiovascular parameter; andindicating concurrent behavior of the hemoglobin measure and the cardiovascular parameter with an indicator unit to give an... | General Electric Company | A61B005/02 A61B005/145
US08187317 | B2 | 2012-05-29 | Endoprosthesis, and method for producing an endoprosthesis | 2007-09-04 | The endoprosthesis is designed to be implanted in an aneurysm (12) of a patient, the aneurysm (12) resulting from deformation of a vessel wall, in particular the wall of an artery (14), the endoprosthesis including: a tubular envelope (22, 24) that extends in a direction (Y-Y′), and a plurality of pressure probes (26) fixed on the envelope (22, 24), each probe (26) including: a sensor (28) for measuring pressure, and elements (34, 36) for transmitting the pressure measurement to a monitoring apparatus located outside the patient. The elements (34, 36) for transmitting the pressure measurement from each probe (26) are designed to generate an electromagnetic pressure measurement transmission signal including at least one distinctive characteristic of the probe (26) of which these elements (34, 36) form part. | 1. A method for producing an endoprosthesis for implantation in a deformed region of a vessel of a patient, comprising: producing a tubular envelope which extends according to a direction, andfixing a plurality of pressure probes to the envelope, wherein each probe comprises:a sensor for carrying out a pressure measurement, anda transponder configured to emit an electromagnetic signal by way of an antenna, for transmitting only the pressure measurement obtained from the sensor of the probe to a monitoring device located outside the patient's body,wherein the transponder is suitable for generating an electromagnetic pressure measurement transmission signal containing at least one characteristic that is distinctive to the probe of which the transponder forms part and wherein the sensor of each pressure probe of the plurality of pressure probes is a directional sensor with a sensitivity being maximal for pressures exerted perpendicularly to the sensor's measuring surface,the method further comprising:obtaining a visual representation of the deformed region of the vessel of the patient by medical imaging,producing an envelope of a shape adapted to that of the deformed region of the vessel of the patient,locating at least one local pressure maximum exerted on the wall of the deformed region of the vessel of the patient by blood flows within the deformed region of the vessel, andfixing at least one of the pressure probes onto the envelope, the probe being oriented towards the outside of the envelope so that the probe is oriented towards the local pressure maximum when the endoprosthesis is implanted in the deformed region of the vessel. 2. The method according to claim 1, further comprising: deriving a model of the deformed region of the vessel of the patient from the visual representation, andlocating by calculation the local pressure maximum or maxima exerted on the wall of the modelled deformed region of the vessel of the patient. 3. The method according to claim 2, wherein the visual representation is a view from a scanner or MRI. 4. The method according to claim 2, wherein fixing the pressure probe to the endoprosthesis comprises: choosing a configuration for fitting of the endoprosthesis from the model of the deformed region of the vessel of the patient, such that the endoprosthesis extends along a direction of flow of the blood flow,determining a zone for the fixing of sensors to the envelope of the endoprosthesis, such that the local maximum is located perpendicularly to the fixing zone relative to the envelope, andfixing the pressure probe to the fixing zone, the probe being oriented perpendicularly to the envelope towards the outside of the endoprosthesis. 5. The method according to claim 4, further comprising: determining an at-risk portion of the deformed region of the vessel of the patient, perpendicular to the direction of flow and forming the local maximum,determining along the direction of the envelope in the configuration for fitti... | Universite Pierre et Marie Curie-Paris VI Centre National de la Recherche Scientifique (C.N.R.S.) Assistance Publique—Hopitaux de Paris | A61F002/06
US08805473 | B2 | 2014-08-12 | MRI diffusion weighted imaging with estimated motion probing gradient b-factors based on acquired apparent diffusion coefficients for each pixel | 2009-09-29 | A magnetic resonance diagnostic apparatus includes a derivation unit to derive an apparent diffusion coefficient regarding a pixel position for each pixel position included in a region of interest in at least two original images obtained by imaging a same imaging region of a same subject using at least two b-factors which are different from each other, respectively, based on pixel values of each of at least two original images regarding the pixel positions, and a first estimation unit to estimate a pixel value obtained by using a b-factor which is different from the at least two b-factors, regarding each pixel position included in the region of interest, based on the apparent diffusion coefficient derived for each pixel position. | 1. A magnetic resonance diagnostic apparatus comprising: a derivation unit configured to derive an apparent diffusion coefficient based on pixel values of respectively corresponding a pixel positions included in a region of interest for each of at least two original images obtained by imaging a same imaging region of a same subject using at least two respectively corresponding different b-factors;a first estimation unit configured to estimate a pixel value that would have been obtained by using a b-factor which is larger than the at least two b-factors, for each pixel position included in the region of interest, based on the apparent diffusion coefficient derived for each pixel position;an imaging unit configured to acquire the at least two original images; anda second estimation unit configured to estimate signal-to-noise ratio (SNR) in a first original image acquired using a first b-factor bb, based on a signal value S(b) in the first image and signal value S(a) and noise level in a second original image which is one of the at least two original images, and a diffusion coefficient D set in advance for a predetermined portion of the subject positioned in the imaging region,wherein the imaging unit is configured to acquire the first original image using a b-factor same as the first b-factor in a case where the SNR estimated by the second estimation unit is equal to or higher than a predetermined threshold value, and to acquire the second original image using a b-factor different from the first b-factor in a case where the SNR estimated by the second estimation unit is lower than the threshold value. 2. The magnetic resonance diagnostic apparatus according to claim 1, wherein the imaging unit is configured to acquire the at least two original images using each of the at least two b-factors set in advance for predetermined portion of the subject positioned in the imaging region. 3. The magnetic resonance diagnostic apparatus according to claim 2, further comprising: a storage unit configured to store the at least two b-factors set as values suitable for imaging each of a plurality of portions of a human body,wherein the imaging unit images the at least two original images using the at least two b-factors stored in the storage unit in association with an imaging target portion. 4. The magnetic resonance diagnostic apparatus according to claim 1, wherein said derivation unit is configured to make one of the original images using a b-factor=0. 5. The magnetic resonance diagnostic apparatus according to claim 4, wherein said derivation unit is configured to make the original image having a b-factor=0 be a T2 weighted image acquired using an spin echo (SE) method or a fast spin echo (FSE) method. 6. The magnetic resonance diagnostic apparatus according to claim 1, wherein said derivation unit is configured to make one of the original images be an image acquired using a stimulated echo (STE) method. 7. The magnetic resonance diagnostic apparatus ac... | Kabushiki Kaisha Toshiba Toshiba Medical Systems Corporation | A61B005/05
US08435188 | B2 | 2013-05-07 | Eye opening detection system and method of detecting eye opening | 2007-11-06 | An eye opening detection system that includes an imaging mechanism that captures an image of the face of a detected subject, an edge extraction mechanism that extracts the edge of the image captured, and an upper and lower eyelid detection mechanism that detects the upper and lower eyelids of the detected subject according to the edge extracted, and that detects the eye opening of the detected subject with reference to a detected distance between the upper and lower eyelids. The upper and lower eyelid detection detects the upper eyelid and detects the lower eyelid with reference to the upper eyelid detected. | 1. An eye opening detection system comprising: first imaging means for acquiring an image of a face of a detected subject;edge extraction means for extracting an edge of the acquired image; andupper and lower eyelid detection means for detecting an upper eyelid and a lower eyelid of the detected subject according to the edge extracted,wherein an eye opening of the detected subject is determined with reference to a distance between the upper eyelid and the lower eyelid detected, and the upper and lower eyelid detection means detects the upper eyelid using a plurality of time sequential image frames based on greater upper eyelid movement during blinking than other parts of the eye, determines, with reference to a position of the detected upper eyelid, a position of a searching window for detecting the lower eyelid and then detects the lower eyelid by searching within the searching window located at the determined position. 2. The eye opening detection system according to claim 1, wherein the first imaging means is disposed in a position lower than eyes of the detected subject in a vertical direction. 3. The eye opening detection system according to claim 1, wherein the detected subject is an operator of a vehicle, and the first imaging means is disposed in a position lower than a headrest disposed on an operator's seat in a vertical direction. 4. The eye opening detection system according to claim 1, further comprising: lighting means for emitting light to the face of the detected subject, whereinthe lighting means is disposed in a position lower than the eyes of the detected subject in a vertical direction. 5. The eye opening detection system according to claim 4, wherein the detected subject is an operator of a vehicle, and the lighting means is disposed in a position lower than a headrest disposed on an operator's seat in a vertical direction. 6. The eye opening detection system according to claim 1, further comprising: second imaging means provided separately from the first imaging means, whereinthe edge extraction means extracts the edge of the image acquired by at least one of the first imaging means and the second imaging means, andthe upper and lower eyelid detection means detects the upper eyelid with respect to the image acquired by at least the first imaging means between the first and the second imaging means and detects the lower eyelid as well with reference to the detected upper eyelid. 7. An eye opening detection method of detecting an eye opening of a detected subject, comprising: acquiring an image of a face of a detected subject;extracting an edge of the acquired image of the face;detecting an upper eyelid of the detected subject according to the edge extracted, the detection using a plurality of time sequential image frames and being based on greater upper eyelid movement during blinking than other parts of the eye;determining, with reference to a position of the detected upper eyelid, a position of a searching window for ... | Toyota Jidosha Kabushiki Kaisha Aisin Seiki Kabushiki Kaisha | A61B005/00
US08740804 | B2 | 2014-06-03 | Blood pressure measuring cuff, blood pressure measuring apparatus, blood pressure measuring method, cuff, and cuff manufacturing method | 2008-01-18 | Provided are a blood pressure measuring apparatus capable of effectively eliminating the influence which the volume change in an upstream portion of an occluding cuff has on a pulse wave detection cuff in an oscillometric double-cuff system, increasing the S/N ratio of systolic blood pressure detection, and accurately measuring the blood pressure with an inexpensive arrangement, a cuff, and a blood pressure measuring method. The apparatus includes a first pipe (106) connected to an occluding air bag (108) and sub air bag (109). The first pipe is connected to the sub air bag, and the sub air bag is connected to the occluding air bag via an entirely foldable rod shape member (111) capable of maintaining a hollow portion. The sub air bag is laid over the occluding air bag by folding a middle pipe. | 1. A method of manufacturing a cuff including: providing a cuff member configured to be attached to and detached from a blood pressure measurement portion,laying an occluding air bag inside the cuff member such that the occluding air bag compresses the whole blood pressure measurement portion,laying a sub air bag on the occluding air bag and forming the sub air bag with a width which is shorter than a width of the occluding air bag in order to compress a side of the blood pressure measurement portion which is close to a heart, andlaying a pulse wave detection air bag on the occluding air bag, such that the pulse wave detection air bag compresses a downstream side of a blood vessel in the blood pressure measurement portion, and detects a pulse wave generated by a heart beat generated downstream of the cuff,inserting a rod shape member which elastically deforms to be entirely foldable in a communicating portion between the sub air bag and the occluding air bag, thereby allowing the occluding air bag and the sub air bag to communicate with each other even when the sub air bag is folded into the occluding air bag at 180 degrees while folding the rod shape member at the same time,providing the occluding air bag and the sub air bag such that, when the occluding air bag and the sub air bag are pressurized after being attached to an upper arm, the occluding air bag laid inside the cuff member is expanded after the sub air bag is expanded,preparing the sub air bag and the occluding air bag as an integrally molded closed bag such that, when one of the sub air bag or the occluding air bag is folded into the other air bag, the rod shape member is also folded at the same time, andproviding an interrupting device between the sub air bag and the occluding air bag. 2. A method of manufacturing a cuff including a cuff member configured to be attached to and detached from a blood pressure measurement portion, said method comprising: forming a connecting sub air bag and an occluding air bag by using two soft sheet materials to be integrated and integrally forming by welding the entire peripheral edges such that the connection is a communicating channel between the sub air bag and occluding bags,inserting a rod shape member which elastically deforms to be entirely foldable in the communicating channel between the sub air bag and the occluding air bag, thereby allowing the occluding air bag and the sub air bag to communicate with each other even when folded by the rod shape member,laying the occluding air bag inside the cuff member such that the occluding air bag compresses the whole blood pressure measurement portion,laying the sub air bag on the occluding air bag by folding the sub air bag onto the occluding air bag such that when the sub air bag is folded onto the occluding air bag, the rod shape member is also folded at the same time,laying a pulse wave detection air bag on the occluding air bag, such that the pulse wave detection air bag compresses a downstream... | Terumo Kabushiki Kaisha | A61B005/02
US08478387 | B2 | 2013-07-02 | Methods for stent strut detection and related measurement and display using optical coherence tomography | 2009-10-14 | In one embodiment, the invention relates to a processor based method for generating positional and other information relating to a stent in the lumen of a vessel using a computer. The method includes the steps of generating an optical coherence image data set in response to an OCT scan of a sample containing at least one stent; and identifying at least one one-dimensional local cue in the image data set relating to the position of the stent. | 1. A method of detecting a stent in a lumen of a blood vessel comprising: generating an optical coherence image data set in response to an optical coherence tomography (OCT) scan of the blood vessel, the optical coherence image data set comprising a plurality of scan lines;storing the optical coherence image data set in a memory device; andidentifying at least one stent strut of the stent by detecting, using a processor, a one-dimensional local cue in one or more scan lines of the optical coherence image data set anddisplaying a cross-sectional image of the blood vessel and one or more identified stent struts. 2. The method of claim 1 wherein the one dimensional local cue is an intensity profile. 3. The method of claim 1 wherein the one dimensional local cue is a shadow profile. 4. The method of claim 1 wherein the one dimensional local cue is a strut line-like shape. 5. The method of claim 1 further comprising the step of determining the lumen boundary using a thresholding process applied to a smoothed image comprising the lumen boundary. 6. The method of claim 5 wherein the one dimensional local cue is a shadow profile and the method includes the steps of: defining a depth below the lumen boundary in the optical coherence image data set; anddetermining the average intensity of each scan line in the optical coherence image data set between the lumen boundary and the depth below the lumen boundary in the image data set to form an intensity profile for the optical coherence image data set. 7. The method of claim 3 wherein the method further comprises determining the shadow profile using an edge detector configured to detect edges projected radially from an imaging probe, wherein each shadow has two edges. 8. The method of claim 3 wherein the method further comprises determining the shadow profile using a software-based ridge detector. 9. The method of claim 4 further comprising averaging intensity values within each scan line within a region. 10. The method of claim 1 further comprising identifying two dimensional local cues in the optical coherence image data set. 11. The method of claim 10 wherein a two dimensional local cue is an ellipse fit to a cross-section of the stent. 12. The method of claim 11 further comprising the step of removing detected stent struts that do not fit the ellipse. 13. The method of claim 1 further comprising the steps of: identifying at least one three dimensional local cue in the image data set; andgenerating a modified image data set using the at least one three dimensional local cue. 14. The method of claim 13 further comprising the step of using software-based a line detector to detect 3-D stent struts. 15. A method of measuring stent position in a lumen of a blood vessel comprising: storing a plurality of scan lines in a memory device, the plurality of scan lines obtained using an optical coherence tomography probe to rotatably scan the blood vessel;detecting a plurality of stent struts, using a proc... | LightLab Imaging, Inc. | A61B006/00
US08551006 | B2 | 2013-10-08 | Method for determining hemodynamic effects | 2009-09-17 | The present disclosure relates, in some embodiments, to devices, systems, and/or methods for collecting, processing, and/or displaying stroke volume and/or cardiac output data. For example, a device for assessing changes in cardiac output and/or stroke volume of a subject receiving airway support may comprise a processor; an airway sensor in communication with the processor, wherein the airway sensor is configured and arranged to sense pressure in the subject's airway, lungs, and/or intrapleural space over time; a blood volume sensor in communication with the processor, wherein the blood volume sensor is configured and arranged to sense pulsatile volume of blood in a tissue of the subject over time; and a display configured and arranged to display a representative of an airway pressure, a pulsatile blood volume, a photoplethysmogram, a photoplethysmogram ratio, the determined cardiac output and/or stroke volume, or combinations thereof. A method of assessing changes in cardiac output or stroke volume of a subject receiving airway support from a breathing assistance system may comprise sensing pressure in the subject's airway as a function of time, sensing pulsatile volume of blood in a tissue of the subject as a function of time, producing a photoplethysmogram from the sensed pulsatile volume, determining the ratio of the amplitude of the photoplethysmogram during inhalation to the amplitude of the photoplethysmogram during exhalation, and determining the change in cardiac output or stroke volume of the subject using the determined ratio. | 1. A device for assessing changes in cardiac output and/or stroke volume of a subject receiving airway support from a breathing assistance system, the device comprising: a processor;an airway sensor in communication with the processor, wherein the airway sensor is configured and arranged to sense pressure in the subject's airway, lungs, and/or intrapleural space over time;a blood volume sensor in communication with the processor, wherein the blood volume sensor is configured and arranged to sense pulsatile volume of blood in a tissue of the subject over time; anda display configured and arranged to display a representative of an airway pressure, a pulsatile blood volume, a photoplethysmogram, a photoplethysmogram ratio, the determined cardiac output and/or stroke volume, or combinations thereof,wherein the processor is configured and arranged to (a) produce a photoplethysmogram, (b) determine a photoplethysmogram ratio of the amplitude of the photoplethysmogram during inhalation to the amplitude of the photoplethysmogram during exhalation, and (c) determine the change in cardiac output and/or stroke volume of the subject using the ratio of the amplitude of the photoplethysmogram during inhalation to the amplitude of the photoplethysmogram during exhalation. 2. A device for assessing changes in cardiac output or stroke volume of a subject receiving airway support from a breathing assistance system, the device comprising: an airway sensor configured and arranged to sense pressure in the subject's airway, lungs, and/or intrapleural space over time;a blood volume sensor configured and arranged to sense pulsatile volume of blood in a tissue of the subject over time;a processor configured and arranged (a) to receive input from the airway sensor and the blood volume sensor, (b) to produce a photoplethysmogram; (c) to determine a photoplethysmogram ratio of the amplitude of the photoplethysmogram during inhalation to the amplitude of the photoplethysmogram during exhalation, and (d) to determine the change in cardiac output and/or stroke volume of the subject using the determined ratio; anda display configured and arranged to display a representative of a parameter selected from the group consisting of the sensed airway pressure, the sensed pulsatile blood volume, the photoplethysmogram, the determined ratio, the determined cardiac output and/or stroke volume, combinations thereof. 3. A device for assessing changes in cardiac output or stroke volume of a subject according to claim 2, wherein the airway sensor is configured and arranged to sense pressure in the subject's airway, lungs, and/or intrapleural space intermittently. 4. A device for assessing changes in cardiac output or stroke volume of a subject according to claim 2, wherein the airway sensor is configured and arranged to sense pressure in the subject's airway, lungs, and/or intrapleural space continuously. 5. A device for assessing changes in cardiac output or stroke volume of a subject a... | Covidien LP | A61B005/08
US08489165 | B2 | 2013-07-16 | Finger deployed device for measuring blood and physiological characteristics | 2008-10-29 | The present invention relates to a device for measuring blood and physiological characteristics by passing light through human tissue that is configured for deployment on a human finger. The device includes a lower finger-trough configured in the main housing of the device; a hingedly attached closeable lid that has an upper finger-trough configured for deployment of at least one finger stabilizing element, the lid being latchable in a closed position; a finger stabilizing element made of a material having flexibly soft malleable characteristics so as to sealingly engage the top of the finger; a light source that is deployed in the sloped end wall of the lower finger-trough adjacent to the lower portion of the finger tip; and an end cap the is deployable on the open end of the device when the lid is in the closed position, which enables calibration of the device with a minimum of light wave “noise” from ambient light. | 1. A device for measuring blood and physiological characteristics, the device configured for deployment on a finger, the device comprising: (a) a main housing having a lower finger-trough configured to engage the bottom side of the finger, said lower finger-trough having an open end, a closed end and having cross-sectional contours that are complimentary to a bottom side of the finger;(b) a closeable lid having an upper finger-trough having an open end and a closed end that corresponds to said lower finger-trough, said lid being hingedly attached to said main housing and latchable in a closed position;(c) at least one finger stabilizing element configured for deployment in said upper finger-trough and configured to engage a top side of the finger;(d) at least one light source deployed on a sloped portion of said closed end of said lower finger-trough;(e) at least one light sensor opening configured in a bottom surface of said lower finger-trough; and(f) an end cap configured for deployment on the device when said lid is in a closed position so as to substantially close said open ends of said upper and lower finger-troughs. 2. The device of claim 1, further including; (g) a readout display unit deployed on said main housing so as to be adjacent to a palm of a hand of a patient during use. 3. A device for measuring blood and physiological characteristics, the device configured for deployment on a finger, the device comprising: (a) a main housing having a lower finger-trough configured to engage the bottom side of the finger, said lower finger-trough having an open end;(b) a closeable lid having an upper finger-trough having an open end that corresponds to said lower finger-trough; and(c) an end cap configured for deployment on the device when said lid is in a closed position;wherein said end cap substantially seals said open ends of said upper and lower finger-troughs such that ambient light is unable to enter an interior volume defined by said lower and upper finger-troughs and said end cap. 4. The device of claim 3, further including a system for passing light through at least a portion of a human finger so as to measure blood and physiological characteristics, wherein said sealing of said open ends of said upper and lower finger-troughs enables calibration of said system. | Cnoga Medical Ltd. | A61B005/00
US08738119 | B2 | 2014-05-27 | Multi-sensor strategy for heart failure patient management | 2009-10-09 | An apparatus comprises plurality of sensors and a processor. Each sensor provides a sensor signal that includes physiological information and at least one sensor is implantable. The processor includes a physiological change event detection module that detects a physiological change event from a sensor signal and produces an indication of occurrence of one or more detected physiological change events, and a heart failure (HF) detection module. The HF detection module determines, using a first rule, whether the detected physiological change event is indicative of a change in HF status of a subject, determines whether to override the first rule HF determination using a second rules, and declares whether the change in HF status occurred according to the first and second rules. | 1. An apparatus comprising: a plurality of sensors, wherein each sensor is configured to provide a separate sensor signal that includes physiological information, and wherein at least one sensor is implantable;a processor, communicatively coupled to the sensors, wherein the processor includes: a physiological change event detection module configured to detect a physiological change event from a sensor signal and to produce an indication of occurrence of one or more detected physiological change events; anda heart failure (HF) detection module configured to: determine a change in HF status of a subject by applying a first rule HF determination to a plurality of indications from separate sensor signals of whether respective physiological change events occurred, wherein the first rule HF determination includes determining that the detected physiological change events are indicative of the change in HF status when a number of detected physiological change events are a majority of a set of physiological change events that indicate the change in HF status;determine whether to override the first rule HF determination using a second rule HF determination; anddeclare whether the change in HF status occurred according to the first and second rules. 2. The apparatus of claim 1, wherein the first rule includes indicating the change in HF status when a majority of a set of detectable physiological change events is detected. 3. The apparatus of claim 2, wherein the second rule includes overriding a negative first rule HF determination according to a specificity of a detected physiological change event. 4. The apparatus of claim 3, wherein the second rule includes overriding a negative first rule HF determination when a condition for an S3 heart sound is met in a heart sound signal. 5. The apparatus of claim 2, wherein the second rule includes overriding a positive first rule HF determination according to a negative predictive value of a physiological change event. 6. The apparatus of claim 5, wherein the second rule includes overriding a positive first rule HF determination when a condition in a physiologic response to patient activity is met. 7. The apparatus of claim 2, wherein the HF detection module weights the second rule HF determination greater than the first rule HF determination. 8. The apparatus of claim 1, wherein the physiological change event detection module is configured to weight the detected physiological change event according to the sensor signal, andwherein the HF detection module is configured to: determine a likelihood that the change in HF status occurred using the weight of the physiological change event; andprovide an alert based on the declared HF event, wherein the alert includes an indication of the likelihood that the change in HF status occurred. 9. The apparatus of claim 8, wherein the HF detection module is configured to determine a level of urgency of the alert according to the first and second rules. 10. The apparatus... | Cardiac Pacemakers, Inc. | A61B005/02
US09622832 | B2 | 2017-04-18 | Surgical instrument, in particular pointer instrument, comprising tip sensor | 2009-09-18 | The invention relates to a surgical instrument comprising a handle portion and a tip, wherein a tip sensor is provided on the handle portion. The tip sensor enables detection of when a tip is inserted into and/or removed from the handle. In addition, the tip sensor enables a navigation system to be notified when landmarks are probed with the surgical instrument, thereby ensuring accurate capture of the location of the landmark. | 1. A surgical instrument adapted to be repeatedly heat sterilized when exposed to an associated sterilizing heat source, the surgical instrument comprising: a handle portion;a tip;an energy generator and storage device configured to generate and store energy when the surgical instrument is heat sterilized, the energy generator and storage device comprising: a thermo-electric element comprising: a solid-state emitter:a solid-state collector; anda thermo-electric semiconductor disposed between the solid-state emitter and the solid-state collector, wherein the thermo-electric element selectively generates the energy responsive to a temperature gradient resulting from the surgical instrument being exposed to the associated sterilizing heat source, wherein the handle portion comprises a sink adjacent the solid-state collector; anda tip sensor provided on the handle portion, the tip sensor being operatively coupled with the energy generator and storage device and configured to distinguish between different tips based on a tip identifying device comprising at least one of a radio frequency identification (RFID), a shape identification, or a barcode identification, wherein the tip identifying device is configured to provide identification data from the tip to the tip sensor that allows the tip sensor to determine which one of the different tips is attached to the handle portion to facilitate use of the surgical instrument in an associated medical navigation system. 2. The surgical instrument according to claim 1, wherein the surgical instrument is a pointer instrument. 3. The surgical instrument according to claim 1, wherein at least one tip can be removably fastened to the handle portion. 4. The surgical instrument according to claim 3, wherein the at least one tip is fastened by means of a releasable fastening. 5. The surgical instrument according to claim 4, wherein the releasable fastening is a plug fastening. 6. The surgical instrument according to claim 1, wherein a number of tips can be exchangeably fastened to the handle portion. 7. The surgical instrument according to claim 6, wherein the tips are fastened by means of a fastening adaptor which is the same for a number of tips or for all the tips. 8. The surgical instrument according to claim 1, wherein the tip comprises a handle fastening portion which complementarily cooperates with the tip sensor. 9. The surgical instrument according to claim 1, wherein the tip sensor comprises a presence sensor for detecting the presence of a tip. 10. The surgical instrument according to claim 1, wherein a portion of the tip which interacts with the tip sensor includes information concerning at least one of a type or a characteristic of the tip. 11. The surgical instrument according to claim 10, wherein the tip comprises a handle fastening portion, the handle fastening portion comprises a recognition feature and includes information concerning at least one of a type or a characteristics of the tip. ... | Brainlab AG | A61B019/00 A61B090/96 A61B090/98 A61B017/00 A61B090/00 A61B034/20
US20100057148 | A1 | 2010-03-04 | Stimulus timer for a closed loop neuromodulator | 2009-08-21 | This document discusses, among other things, a system and method for preventing stimulus delivery to a patient for a predetermined interval after commencing sleep therapy to ensure that the patient is asleep. An indication of abnormal respiration activity can be received from an activity detector of a closed loop neuromodulator at a therapy delay gate. The indication of abnormal respiration activity can be provided to a sleep disorder gate after a predetermined delay interval following commencement of the sleep therapy. A sleep disorder event can be detected if the indication of abnormal respiration activity exceeds a predetermined sleep disorder interval, and a stimulus start signal can be provided to the closed loop neuromodulator in response to the detected sleep disorder event. | 1. A timer for preventing stimulus delivery to a patient for a predetermined interval after commencing sleep therapy to ensure that the patient is asleep, the timer comprising: a therapy delay gate configured to receive an indication of abnormal respiration activity from an activity detector of a closed loop neuromodulator and to provide the indication of abnormal respiration activity to a sleep disorder gate after a predetermined delay interval following commencement of the sleep therapy; andwherein the sleep disorder gate is configured to receive the indication of abnormal respiration activity, to detect a sleep disorder event if the indication of abnormal respiration activity exceeds a predetermined sleep disorder interval, and to provide a stimulus start signal to the closed loop neuromodulator in response to the detected sleep disorder event. 2. The timer of claim 1, wherein the closed loop neuromodulator is configured to provide a first stimulus to the patient in response to the stimulus start signal, the first stimulus configured to not interrupt the detected sleep disorder event; and wherein the closed loop neuromodulator is configured to provide a second stimulus to the patient in response to the stimulus start signal, following the first stimulus, the second stimulus having more energy than the first stimulus and configured to interrupt the detected sleep disorder event. 3. The timer of claim 1, including a stimulus rate generator configured to receive activity information from the activity detector, to receive the stimulus start signal from the sleep disorder gate, and to provide, in response to the stimulus start signal, stimulus rate information to the closed loop neuromodulator using the activity information. 4. The timer of claim 1, including a stimulus delay gate configured to receive the stimulus start signal from the sleep disorder gate and to delay the providing the stimulus start signal to the closed loop neuromodulator for a stimulus delay interval. 5. The timer of claim 1, including a stimulus duration timer configured to receive activity information from the activity detector, to receive the stimulus start signal from the sleep disorder gate, and to provide, in response to the stimulus start signal, stimulation duration information to the closed loop neuromodulator using the activity information, the stimulus duration information configured to define a duration of a stimulus pulse of the sleep therapy of the closed loop neuromodulator. 6. The timer of claim 5, including a stimulus counter coupled to the stimulus duration timer, the stimulus counter configured to count each stimulus pulse of the sleep therapy using the stimulus duration information. 7. The timer of claim 6, including a stimulus count register coupled to the stimulus counter, the stimulus counter register configured to provide the stimulus count to a user and to reset the stimulus counter. 8. The timer of claim 1, including a sleep disorder duration ti... | Dymedix Corporation | A61N001/00 A61B005/08
US20100094140 | A1 | 2010-04-15 | Noninvasive Method and Apparatus to Measure Body Pressure Using Extrinsic Perturbation | 2008-02-20 | Current noninvasive blood pressure measurement methods are not able to measure pressure during nonpulsatile blood flow. We propose method to measure intravascular or other compartment pressure which applies extrinsic pressure oscillation. Pressure-volume response of the compressed structure is obtained and compartment pressure is estimated as the extrinsic pressure at which compressed structure has the highest compliance. Delivering extrinsic oscillations at a higher frequency than the pulse rate, pressure reading can be obtained much faster. Because it is not dependant on intrinsic vascular oscillations, pressure can be measured during arrhythmias, during cardiac bypass, during resuscitation, in the venous compartment or in the other nonpulsatile compressible body compartments. | 1. A noninvasive device for measuring blood pressure in a body portion comprising: (a) pressure application means for pressing the body portion, containing blood vessel;(b) pressure changing means in said pressure application means for changing pressure level across a range which is expected to include blood pressure level;(c) repetitive pressure perturbation means for superimposing pressure perturbation onto already established pressure level in said pressure application means;(d) pressure sensing means in said pressure application means;(e) vessel volume measurement means for measuring blood vessel volume under said pressure application means;(f) compliance calculating means for calculating compliance as a ratio of the blood vessel volume change to the pressure perturbation at the each pressure level in said pressure application means; and(g) a means of indicating blood pressure as the cuff pressure level, where said compliance is maximal. 2. The device for measuring blood pressure as recited in claim 1 wherein said pressure application means for pressing body portion containing blood vessel is inflatable pressure cuff. 3. The device for measuring blood pressure as recited in claim 2 wherein said inflatable pressure cuff for pressing body portion is filled with noncompliant fluid. 4. The device for measuring blood pressure as recited in claim 1 wherein said means of repetitive pressure perturbation are electromechanical. 5. The device for measuring blood pressure as recited in claim 1 wherein said means of repetitive pressure perturbation are pneumatic. 6. The device for measuring blood pressure as recited in claim 1 wherein said means of repetitive pressure perturbation are external vibratory. 7. The device for measuring blood pressure as recited in claim 1 wherein said vessel volume measurement means under said pressure application means are acoustic. 8. The device for measuring blood pressure as recited in claim 1 wherein said vessel volume measurement means under said pressure application means are plethysmographic. 9. The device for measuring blood pressure as recited in claim 1 wherein said vessel volume measurement means under said pressure application means are pressure measurement means in the cuff. 10. A noninvasive method to measure blood pressure in a body part which comprises the steps of: (a) applying an external pressure to the body part comprising blood vessel;(b) applying repetitive external pressure perturbation to the body part comprising blood vessel;(c) registering oscillatory blood volume response of the body part where external pressure is applied;(d) calculating compliance as a ratio of said volume response to said repetitive external pressure perturbation;(e) changing the external pressure to obtain range of values expected to include intravascular pressure; then(f) repeating steps b, c and d to obtain compliance for the each external pressure level; and(g) displaying intravascular pressure level as the externa... | - | A61B005/02
US07689263 | B1 | 2010-03-30 | Method and apparatus for acquiring free-breathing MR images using navigator echo with saturation RF pulse | 2005-09-15 | A system and method of free-breathing MR imaging saturates an entire navigator profile at the end of an imaging segment of physiological motion cycle, e.g., heart cycle, thereby providing a uniform recovery of longitudinal magnetization for the next imaging cycle. Through use of at least one dephaser gradient following the image acquisition segment and a navigator RF saturation pulse, residual transverse magnetization is dephased and spins within a navigator tracker are saturated to ensure a uniform recovery of longitudinal magnetization for the next imaging period. | 1. An magnetic resonance (MR) imaging apparatus comprising: a plurality of gradient coils positioned about a bore of a magnet to impress a polarizing magnetic field and an RF transceiver system and an RF switch controlled by a pulse module to transmit RF signals to an RF coil assembly to acquire MR images; anda computer programmed to apply a pulse sequence during an imaging period of a free-breathing gated acquisition, the pulse sequence defined by: a navigator RF excitation pulse designed to selectively excite a tracker column;an image acquisition segment designed to acquire MR data from a region-of-interest; anda navigator RF saturation pulse designed to saturate the tracker column such that longitudinal-magnetization recovery in the tracker column is uniform for a next imaging period. 2. The MR imaging apparatus of claim 1 wherein the pulse sequence is further defined by at least one dephaser gradient designed to dephase residual transverse magnetization in the tracker column that is played out after the image acquisition segment and before the navigator RF saturation pulse. 3. The MR imaging apparatus of claim 1 wherein a spatial coverage of the navigator RF saturation pulse has a diameter greater than that of the navigator RF excitation pulse. 4. The MR imaging apparatus of claim 3 wherein the diameter of the spatial coverage of the navigator RF saturation pulse is 1.5 times greater than that of the navigator RF excitation pulse. 5. The MR imaging apparatus of claim 1 wherein the navigator RF saturation pulse has a flip angle of ninety degrees. 6. The MR imaging apparatus of claim 1 wherein the computer is further programmed to repeat the pulse sequence during each imaging period of a physiologically gated acquisition until all desired views are acquired. 7. The MR imaging apparatus of claim 6 wherein each imaging period is defined by an R-R interval of a cardiac cycle. 8. The MR imaging apparatus of claim 1 wherein the pulse sequence is further defined by a fat saturation pulse designed to saturate spins from fat in the region-of-interest, the fat saturation pulse played out after the navigator RF excitation pulse and before the image acquisition segment. 9. The MR imaging apparatus of claim 1 wherein the computer is further programmed to sample an echo excited by the navigator RF excitation pulse during the image acquisition segment and determine respiratory motion in the tracker column from the sampled echo. 10. The MR imaging apparatus of claim 1 wherein the computer is further programmed to acquire 3D MR data during the image acquisition segment. 11. A method of MR imaging comprising the steps of: (A) acquiring navigator echo data elicited by an RF navigator excitation pulse applied to a tracker portion of a subject to be imaged;(B) applying an imaging sequence to acquire MR data from a region-of-interest;(C) applying an RF saturation pulse to saturate spins within the tracker portion after acquisition of the MR data;(D) repea... | General Electric Company | A61B005/05 G01V003/00
US20100106030 | A1 | 2010-04-29 | METHOD AND SYSTEM FOR AUTOMATED MEASUREMENT OF PULSUS PARADOXUS | 2009-10-22 | A method and system for automatically detecting pulsus paradoxus. In one embodiment, the method includes automatically detecting pulsus paradoxus based upon a consideration of a blood pressure component, an audio component indicative of Korotkoff sounds and a respiratory component. The system includes a plurality of input modules for determining a blood pressure, a Korotkoff sound and a respiration of a subject. The system further includes a computing device coupled to the input modules for automatically determining a presence of pulsus paradoxus based on the blood pressure, the Korotkoff sound and the respiration of the subject. | 1. A method comprising: automatically detecting by a computing device pulsus paradoxus based upon a consideration of a blood pressure and a Korotkoff sound of a subject. 2. The method of claim 1, wherein automatically detecting further comprises considering a respiratory cycle of the patient. 3. The method of claim 1, wherein automatically detecting further comprises considering fluctuations in regional blood volume of the subject. 4. The method of claim 1, wherein automatically detecting comprises: determining a first blood pressure at which intermittent Korotkoff sounds occur;determining a second blood pressure at which continuous Korotkoff sounds occur; anddetermining whether a difference between the first blood pressure and the second blood pressure is at least 10 mmHg. 5. The method of claim 1, further comprising: detecting pulsus paradoxus by detecting a disappearance of Korotkoff sounds during inspiration of the subject. 6. The method of claim 1, further comprising: comparing an oscillation of a plethysmographic waveform from a baseline to a respiratory cycle length. 7. The method of claim 1, further comprising engaging an alarm when pulsus paradoxus is detected. 8. A system comprising: a first module for determining a blood pressure of a subject;a second module for differentiating intermittent and continuous Korotkoff sounds of the subject; anda computing device coupled to the first module and the second module for automatically determining a presence of pulsus paradoxus based on the blood pressure and the Korotkoff sounds of the subject. 9. The system of claim 8, further comprising: a third module coupled to the computing device for determining a respiratory cycle of the subject. 10. The system of claim 8, further comprising: a fourth module coupled to the computing device for determining fluctuations in regional blood volume of the subject. 11. The system of claim 8, wherein the computing device comprises a signal conditioning device to process data from the first module and the second module. 12. The system of claim 8, wherein the computing device comprises a display capable of displaying for viewing information associated with the blood pressure and Korotkoff sounds of the subject. 13. The system of claim 8, wherein the computing device comprises an alerting module to automatically notify a health care provider of the presence of pulsus paradoxus. 14. A machine readable medium containing a set of instructions that when executed cause a computing device to perform a method comprising: automatically detecting by a computing device pulsus paradoxus based upon a consideration of a blood pressure and a Korotkoff sound of a subject. 15. The machine readable medium of claim 14, wherein automatically detecting further comprises considering a respiratory cycle of the patient. 16. The machine readable medium of claim 14, wherein automatically detecting further comprises considering fluctuations in regional blood volume of the sub... | - | A61B005/022
US20100056899 | A1 | 2010-03-04 | METHOD AND APPARATUS FOR MULTIMODAL IMAGING | 2009-08-25 | The apparatus and imaging method of the present invention incorporates and permits the use of a single technology to combine MR, SPECT and PET in awake animal imaging studies. | 1. A restraining assembly for an awake animal that permits multi-modal imaging to be performed within a single imaging device comprising: a head restrainer that restrains the head of an awake animal;a body restrainer that holds a body of the awake animal;a support frame positioned within a cavity of the imaging device, the support frame carrying the head restrainer and the body restrainer;a volume coil mounted on the support frame, the volume coil extending around the body restrainer; andan RF surface coil and a third coil associated with the head restrainer for placement proximate the animal's head. 2. The restraining assembly of claim 1, wherein the surface coil is located along a top of the head restrainer and the third coil is located a floor of the head restrainer. 3. The restraining assembly of claim 1, wherein the third coil comprises a neck coil and is configured to provide a means for ascertaining measures of blood flow to the brain. 4. The restraining assembly of claim 1, wherein both the surface coil and the third coil are disposed within the volume coil that surrounds the head restrainer. 5. The restraining assembly of claim 1, wherein the volume coil can move longitudinally along guides of the support frame. 6. The restraining assembly of claim 1, wherein the body restrainer has a main portion that surrounds a torso of the awake animal, the body restrainer includes at least a first part and a second part that can be opened and closed relative to the first part to allow for insertion of the animal into the body restrainer in the open position. 7. The restraining assembly of claim 6, wherein the first part is a base section and the second part is hingedly connected to the first part. 8. The restraining assembly of claim 6, wherein the first part is a base section and the body restrainer includes a third part, the second and third parts being pivotally attached to the base section and configured to open in opposite directions to allow insertion of the animal into the body restrainer. 9. The restraining assembly of claim 8, wherein each of the base section, the second part, and the third part has an arcuate shape such that in the closed position, the main portion has a generally cylindrical shape. 10. The restraining assembly of claim 8, wherein the base section includes a first pair of hollow coupling members and each of the second and third parts includes a second hollow coupling member, wherein in the closed position, the second coupling members axially align with the first coupling members, the assembly including a shoulder holder that includes a pair of pins that are inserted into the hollow coupling members, thereby preventing the second and third parts from being opened. 11. The restraining assembly of claim 10, wherein the shoulder holder has a transverse body portion that extends between the pins and includes a lower surface for seating against the body of the animal. 12. The restraining assembly of claim 10, wherein ... | EKAM Imaging Inc. | A61B005/055 A01K015/04
US20100056902 | A1 | 2010-03-04 | PATIENT POSITIONING COUCH AND MEDICAL DEVICE WITH A PATIENT POSITIONING COUCH | 2009-08-24 | A patient positioning couch includes an illumination apparatus having at least one light source that is arranged in the patient positioning couch. The patient positioning couch is capable of being placed in an examination area of a medical device. Through the arrangement of the at least one light source of the illumination apparatus of the patient positioning couch, it is always ensured that the illumination does not lose its location relative to a patient or another object positioned on the patient positioning couch, even if the position of the patient positioning couch changes, e.g. if the patient positioning couch is moved into or out of the examination area. At the same time an especially space-saving illumination of the examination area can thus be achieved. | 1.-13. (canceled) 14. A patient positioning couch placed in an examination area of a medical device, comprising: an illumination apparatus; anda light source of the illumination apparatus that is arranged in the patient positioning couch. 15. The patient positioning couch as claimed in claim 14, wherein the light source is arranged in an area adjacent to a position provided for a head of a patient on the patient positioning couch. 16. The patient positioning couch as claimed in claim 14, wherein the light source illuminates in a direction that extends in a direction of a reflective surface arranged around the patient positioning couch. 17. The patient positioning couch as claimed in claim 16, wherein the illumination apparatus illuminates the reflective surface extensively in a visual field of a patient positioned on the patient positioning couch. 18. The patient positioning couch as claimed in claim 16, wherein the reflective surface is a wall that delimits the examination area of the medical device. 19. The patient positioning couch as claimed in claim 18, wherein the reflective surface is an interior wall of a patient tunnel. 20. The patient positioning couch as claimed in claim 14, wherein the light source comprises a light emitting diode. 21. The patient positioning couch as claimed in claim 14, wherein the light source comprises a laser. 22. The patient positioning couch as claimed in claim 14, wherein the light source is connected to an image or information source for receiving an image or information, andwherein the image or the information is projected by the laser onto a surface in an area of a visual field of a patient located on the patient positioning couch. 23. The patient positioning couch as claimed in claim 14, wherein the illumination apparatus comprises a screen arranged between the light source and a position of a head of a patient located on the patient couch, andwherein the screen prevents an illumination of the head by the light source. 24. The patient positioning couch as claimed in claim 14, wherein the patient positioning couch comprises a plug assembly in an area adjacent to a position provided for a head of a patient, andwherein a voltage supply to the plug assembly is connected to the illumination apparatus to supply a voltage to the illumination apparatus. 25. A medical device, comprising: an examination area; anda patient positioning couch that is placed in the examination area, the patent positioning couch comprising: an illumination apparatus; anda light source of the illumination apparatus that is arranged in the patient positioning couch. 26. The medical device as claimed in claim 25, wherein the medical device is a magnetic resonance device. | - | A61B005/05 A61G099/00 G01R033/44
US20100081924 | A1 | 2010-04-01 | Histological facilitation systems and methods | 2008-09-29 | Systems, methods, and other modalities are described for generating or otherwise handling images or other data indicating (a) an extraction of chemically treated tissue frozen in vivo, (b) a treatment of a tissue sample in a chamber extended into tissue of an organism, and/or (c) cells to which an optical enhancement material was applied in vivo. Several contexts in which such indications facilitate histological evaluation are likewise described. | 1. A medical or veterinary system comprising: first means for bearing (a) an earlier image depicting at least some of a cell to which an optical enhancement material was applied in vivo and (b) a later image depicting at least some of the cell to which the optical enhancement material was applied in vivo; and second means for indicating the cell to which the optical enhancement material was applied in vivo. 2. An apparatus comprising: one or more physical media bearing (a) an earlier image depicting at least some of a cell to which an optical enhancement material was applied in vivo and (b) a later image depicting at least some of the cell to which the optical enhancement material was applied in vivo. 3. The apparatus of claim 2 in which the one or more physical media further comprises: some of the one or more physical media bearing other data relating to the cell. 4. The apparatus of claim 2 in which the one or more physical media further comprises: one or more identifiers of a protocol by which the optical enhancement material was applied to the cell in vivo. 5. The apparatus of claim 2 in which the one or more physical media further comprises: one or more identifiers of a protocol by which the cell was frozen. 6. The apparatus of claim 2 in which the one or more physical media further comprises: one or more identifiers of the optical enhancement material to which the cell was exposed in vivo. 7. The apparatus of claim 2 in which the one or more physical media further comprises: one or more identifiers of a luminescent component of the optical enhancement material. 8. The apparatus of claim 2 in which the one or more physical media further comprises: a go/no-go indication relating to the cell. 9. (canceled) 10. The apparatus of claim 2 in which the earlier image:comprises: a laser-scanned image of at least some of the cell to which the optical enhancement material was applied in vivo. 11. The apparatus of claim 2 in which the later image comprises: the later image depicting the cell frozen. 12. The apparatus of claim 2 in which the one or more physical media further comprises: some of the one or more physical media indicating an extraction of the cell from an organism. 13. The apparatus of claim 2, further comprising: circuitry for causing the optical enhancement material to be applied to the cell in vivo in response to contemporaneous user input. 14. The apparatus of claim 13, further comprising: circuitry for causing at least some of the optical enhancement material to be applied to the cell in vivo within five seconds after a user's signal. 15. The apparatus of claim 2, further comprising: circuitry for positioning a dispenser adjacent the cell in vivo. 16. The apparatus of claim 2, further comprising: circuitry for processing device-detectable data obtained from one or more biomarker detection protocols performed upon the cell. 17. (canceled) 18. The apparatus of claim 2, further comprising: circuitry for processing device-... | Searete LLC, a limited liability corporation of the State of Delaware | A61B006/00 A61B005/00 C12M001/34
US20100076346 | A1 | 2010-03-25 | Method and System for Energy Returning Ankle Foot Orthosis (ERAFO) | 2006-06-29 | An orthotic device/system and method including at least one energy storage component and at least one trigger component which prevents release of the stored energy until the desired point in the movement cycle of an extremity. Use of the device/system and method permits, among other things, the orthosis to capture energy from the force present between a patient and a supporting surface and return it at a specified point in the movement cycle of the subject's extremity. | 1. An orthotic device for use on a subject during one or more movement cycles comprising: an energy storage component which stores mechanical energy generated by the forces between the subject and a supporting surface during a portion of the movement cycle, anda trigger component which prevents the release of the stored mechanical energy until a specific point in the movement cycle of an extremity of the subject. 2. The device of claim 1, wherein said movement cycle comprises a gait cycle. 3. The device of claim 2, wherein said gait cycle comprises at least one of walking cycle, jogging cycle or running r cycle, or any combination thereof. 4. The device of claim 1, wherein said release of the stored mechanical energy provides a force which aids in the locomotion of the patient. 5. The device of claim 1, wherein said device is an ankle-foot orthosis (AFO). 6. The device of claim 5, wherein said AFO is expanded up the leg. 7. The device of claim 5, wherein said AFO is used in a prosthetic foot and/or leg. 8. The device of claim 1, wherein said device is an arm or hand related orthosis. 9. The device of claim 1, wherein said released mechanical energy assists in plantar flexion. 10. The device of claim 1, wherein said release of stored mechanical energy occurs when the body weight of the subject is over the forefoot. 11. The device of claim 1, wherein said release of stored mechanical energy occurs when the body weight of the subject is at least partially over the forefoot. 12. The device of claim 1, wherein said energy storage component is comprised of at least one spring. 13. The device of claim 12, wherein said at least one energy storage component spring comprises a cantilever spring. 14. The device of claim 1, wherein said trigger component is actuated by a spring reaching a predetermined deflection. 15. The device of claim 14, wherein said spring from which said trigger component is actuated by a cantilever spring. 16. The device of claim 1, wherein said energy storage component has a spring constant, maximum displacement, or initial displacement that is adjustable. 17. The device of claim 16, wherein said energy storage component comprises: a cantilever spring, anda fulcrum supporting said cantilever spring. 18. The device of claim 17, wherein said fulcrum has a position that is adjustable to change the spring constant. 19. The device of claim 1, wherein said release of stored mechanical energy is time adjustable. 20. The device of claim 19, wherein said trigger component comprises: a cantilever spring, anda fulcrum supporting said cantilever spring. 21. The device of claim 20, wherein said fulcrum has a position that is adjustable to change the spring constant 22. A method of using a orthotic device disposed on a subject, said method comprising: storing mechanical energy generated by the forces between the subject and a supporting surface during a portion of a movement cycle, andpreventing the release of the stored mecha... | UNIVERSITY OF VIRGINIA PATENT FOUNDATION | A61B005/103 A61H001/02
US20100094163 | A1 | 2010-04-15 | MEDICAL APPARATUS WITH A SENSOR FOR DETECTING A FORCE | 2008-03-04 | The invention relates to a medical apparatus (120,130) having a sensor (100,110) for detecting a force acting on the medical apparatus (120,130) in a longitudinal direction. The medical apparatus (120,130) comprises an opto-mechanical force transducer having a flexible part (22,42) for receiving the force, an optical guide (1) having an outcoupling surface (11) that faces the flexible part (22,42) of the opto-mechanical force transducer, and a photodetector which detects an interference pattern composed of light (32) in the optical guide (1) that is reflected from the outcoupling surface (11) of the optical guide (1) and of light (33) in the optical guide (1) that is reflected from the flexible part (11) of the opto-mechanical force transducer. The use of the interference pattern composed of the light reflected from the out-coupling surface of the optical guide and the light reflected from the flexible part of the opto-mechanical force transducer results in a more accurate measurement of the force acting on the medical apparatus. | 1. Medical apparatus (120,130) having a sensor (100,110) for detecting a force acting on the medical apparatus (120,130) in a longitudinal direction, the medical apparatus (120,130) comprising: an opto-mechanical force transducer having a flexible part (22,42) for receiving the force;an optical guide (1) having an outcoupling surface (11) that faces the flexible part (22,42) of the opto-mechanical force transducer; anda photodetector which detects an interference pattern composed of light (32) in the optical guide (1) that is reflected from the outcoupling surface (11) of the optical guide (1) and of light (33) in the optical guide (1) that is reflected from the flexible part (11) of the opto-mechanical force transducer. 2. Medical apparatus (120,130) as claimed in claim 1, in which the flexible part (22,42) of the opto-mechanical force transducer comprises a protrusion (3) that receives the force. 3. Medical apparatus (120,130) as claimed in claim 2, in which the force comprises a contact force (F) between the protrusion (3) and a tissue surface inside a bodily lumen. 4. Medical apparatus (120,130) as claimed in claim 2, in which the protrusion (3) is located outside a path of light that is emitted from the outcoupling surface (11) of the optical guide (1). 5. Medical apparatus (120,130) as claimed in claim 1, in which the medical apparatus (120,130) comprises a closed space region (45) at least confined by the flexible part (42) and the outcoupling surface (11) of the optical guide (1) for detecting a pressure difference between the pressure of the environment and the pressure inside the closed space region (45). 6. Medical apparatus (120,130) as claimed in claim 1, in which the flexible part (22,42) of the opto-mechanical force transducer comprises a bottom surface (23) facing the outcoupling surface (11) of the optical guide (1) and a top surface (24,44) which receives the force and which is opposite to the bottom surface (23), and in which the flexible part (22,42) is supported at its outer side by a rigid supporting part (21,41) mounted on a part of the optical guide (9). 7. Medical apparatus (120,130) as claimed in claim 2, in which the flexible part (22,42) of the opto-mechanical force transducer comprises a flexible bridge connection (22) supported on each side by a rigid bridge support (21) mounted on a part of the optical guide (9) in which the protrusion (3) for receiving the force is located on the top surface (24) of the flexible bridge connection (22). 8. Medical apparatus (120,130) as claimed in claim 6, in which the flexible part (22,42) of the opto-mechanical force transducer comprises a fiber material at least partly coated with a reflective material on the bottom surface (23) or on the top surface (24,44) of the flexible part (22,42). 9. Medical apparatus (120,130) as claimed in claim 1, in which at least three opto-mechanical force transducers (100,110) are mounted around a central elongate part. 10. Medical apparatu... | KONINKLIJKE PHILIPS ELECTRONICS N.V. | A61B005/00 H05K013/00
US20100094171 | A1 | 2010-04-15 | BLOOD COLLECTION SET WITH VENTING MECHANISM | 2009-05-22 | The blood collection set includes an IV needle assembly, a length of flexible plastic tubing extending from the IV needle assembly and a non-patient needle assembly. The set is formed with a venting mechanism that permits an outflow of air, while blocking an outflow of blood or other fluids. Thus, the venting mechanism enables air that had existed in interior portions of the blood collection set to be vented allowing for greater flash visualization on venous entry, and avoids the need to employ a discard tube. | 1.-62. (canceled) 63. A blood collection set comprising; a first needle assembly having a first hub and a first cannula mounted to said first hub, said first cannula having a lumen extending therethrough,a length of flexible tubing having opposite first and second ends and a passage extending between said ends, said first end of said flexible tubing being in communication with said first hub for providing communication between said lumen of said first cannula and said passage through said flexible tubing,a second hub having a passage extending therethrough and being in fluid communication with said second end of said flexible tubing,a non-patient cannula having opposite proximal and distal ends and a lumen extending between said ends, said distal end of said non-patient cannula being mounted to said second hub such that said lumen through said non-patient cannula communicates with said passage through said second hub,a multiple sample sleeve covering said non-patient cannula and mounted to said second hub,a venting mechanism providing communication between said passage and ambient surroundings, wherein said first cannula lumen, said passage through said flexible tubing, said passage through said second hub, said non-patient cannula lumen and the internal surface of said multiple sample sleeve form a fluid passage; anda venting mechanism providing communication between said fluid passage and ambient surroundings, wherein said venting mechanism permits an outflow of air from The blood collection set to said ambient surroundings through said venting mechanism, and wherein said venting mechanism substantially prevents an outflow of fluid from said needle assembly to said ambient surroundings through said venting mechanism,wherein said venting mechanism is located in said fluid passage beyond said proximal end of said non-patient cannula. 64. The blood collection set of claim 63, wherein said venting mechanism comprises a vent media. 65. The blood collection set of claim 63, wherein said second hub further comprises a non-patient barb, and wherein said venting mechanism extends through said non-patient barb. 66. The blood collection set of claim 65, wherein said venting mechanism comprises a vent media. 67. The blood collection set of claim 65, wherein said venting mechanism comprises a passage through said non patient barb and a venting plug located in said passage. 68. The blood collection set of claim 65, wherein said venting mechanism comprises a slit through said non patient barb and a venting disc. 69. The blood collection set of claim 65, wherein said venting mechanism comprises at least one aperture through said non patient barb, and a venting plug located in said aperture. 70. The blood collection set of claim 63, wherein said second hub further comprises a non-patient barb, and wherein at least a portion of said non-patient barb comprises said venting mechanism. 71. The blood collection set of claim 70, wherein said venting mechanis... | Becton, Dickinson and Company | A61B005/155
US20100087722 | A1 | 2010-04-08 | Small Volume In Vitro Analyte Sensor and Methods of Making | 2009-09-29 | A sensor utilizing a non-leachable or diffusible redox mediator is described. The sensor includes a sample chamber to hold a sample in electrolytic contact with a working electrode, and in at least some instances, the sensor also contains a non-leachable or a diffusible second electron transfer agent. The sensor and/or the methods used produce a sensor signal in response to the analyte that can be distinguished from a background signal caused by the mediator. The invention can be used to determine the concentration of a biomolecule, such as glucose or lactate, in a biological fluid, such as blood or serum, using techniques such as coulometry, amperometry, and potentiometry. An enzyme capable of catalyzing the electrooxidation or electroreduction of the biomolecule is typically provided as a second electron transfer agent. | 1.-11. (canceled) 12. A method of determining a concentration of an analyte in blood, the method comprising steps of: stimulating a region of forearm skin by manually rubbing the forearm skin;after stimulating the region of the forearm skin, lancing the forearm skin to cause a flow of blood from the region, wherein the lancing is by using a lancing member of an integrated lancing and analyte sensor device comprising the lancing member and an analyte sensor member;contacting the analyte sensor member of the integrated lancing and analyte sensor device to the blood and transporting the blood to a sample chamber in the sensor member; anddetermining the concentration of the analyte. 13. The method of claim 12, wherein the period of time is for a period of time adequate to obtain an analyte measurement that is at least 10% nearer a concentration determined from blood obtained from a fingertip measurement than a determination of the concentration of analyte from blood obtained from the region of skin without stimulating. 14. The method of claim 13, wherein the analyte is glucose and the fingertip measurement is in the range of 60 to 80 mg/dL. 15. The method of claim 12, wherein the analyte sensor member is an electrochemical sensor strip. 16. The method of claim 15, wherein the electrochemical sensor strip comprises a working electrode and a counter electrode, wherein the working electrode and the counter electrode are separated by a closest distance no greater than 1000 μm. 17. The method of claim 16, wherein the electrochemical sensor strip comprises glucose dehydrogenase and a diffusible redox mediator disposed proximate to the working electrode. 18. The method of claim 12, wherein the analyte sensor member is an optical sensor strip. 19. The method of claim 12, wherein the step of stimulating the region of forearm skin comprises manually rubbing the forearm skin for a period of at least one second. 20. The method of claim 12, wherein the step of stimulating the region of forearm skin comprises manually rubbing the forearm skin for a period of at least 2 seconds. 21. The method of claim 12, wherein the step of stimulating the region of forearm skin comprises manually rubbing the forearm skin for a period of at least 5 seconds. 22. The method of claim 12, wherein the step of transporting the blood to a sample chamber comprises transporting no more than about 1 microliter of the blood. 23. The method of claim 22, wherein the step of transporting no more than about 1 microliter of the blood to a sample chamber comprises transporting no more than about 0.5 microliter of the blood. 24. The method of claim 23, wherein the step of transporting no more than about 0.5 microliter of the blood comprises transporting no more than about 0.25 microliter of the blood. 25. The method of claim 24, wherein the step of transporting no more than about 0.25 microliter of the blood comprises transporting no more than about 0.1 microliter of the blood. 26. ... | - | A61B005/1468
US20100056906 | A1 | 2010-03-04 | DISPLACEMENT DETECTION IN OPTICAL TOMOGRAPHY SYSTEMS | 2007-09-03 | The invention relates to a method (1) for imaging an interior of a turbid medium comprising the following steps: a) accommodation (3) of the turbid medium in a receiving volume comprising an entrance position for light and an exit position for light; b) irradiation (5) of the turbid medium with light from a light source using an entrance position for light; c) detection (10) of light emanating from the receiving volume as a result of the irradiation of the turbid medium using a photodetector unit using an exit position for light; d) detection (15, 17) of an out of bounds displacement of the turbid medium using light emanating from the receiving volume. To this end the invention proposes a number of ways to detect an out of bounds displacement of the turbid medium based on comparing at least two signals relating to light emanating from the receiving volume and a single exit position. The invention also relates to a device (45) for imaging an interior of a turbid medium (90) and a medical image acquisition device (105) both employing the method. According to the invention the device (45) for imaging an interior of a turbid medium (90) and the medical image acquisition device are adapted such that they further comprise displacement detection means according to the method and its embodiments according to the invention. | 1. A method (1) for imaging an interior of a turbid medium (90) comprising the following steps: a) accommodation (3) of the turbid medium (90) in a receiving volume (60) comprising at least one entrance position (70a) for light and at least one exit position (70b) for light;b) irradiation (5) of the turbid medium (90) with light from a light source (50) using the at least one entrance position (70a) for light;c) detection (10) of light emanating from the receiving volume (60) as a result of the irradiation (5) of the turbid medium (90) using a photodetector unit (55) using the at least one exit position (70b) for light;d) detection (15, 17) of an out of bounds displacement of the turbid medium (90) using light emanating from the receiving volume (60). 2. A method (1) as claimed in claim 1, wherein detection of an out of bounds displacement of the turbid medium (90) is based on comparing at least two signals relating to light emanating from the receiving volume (60) at one of the exit positions (70b) for at least one of the exit positions (70b). 3. A method (1) as claimed in claim 2, wherein the at least two signals are obtained by dividing a single signal obtained by detecting light emanating from the receiving volume (60) at a single one of the exit positions (70b) as a result of a single irradiation into at least two sets. 4. A method (1) as claimed in claim 2, wherein the at least two signals are obtained by irradiating the turbid medium (90) at least twice from a single one of the entrance positions (70a). 5. A method (1) as claimed in claim 2, wherein the at least two signals are obtained by at least twice detecting light emanating from the receiving volume (60) when the turbid medium (90) is not irradiated. 6. A method (1) as claimed in claim 2, wherein the at least two signals relate to the detection of a displacement flagging signal and a reference signal relating to the displacement flagging signal. 7. A device (45) for imaging an interior of a turbid medium (90) comprising: a) a receiving volume (60) for receiving the turbid medium (90) comprising at least one entrance position (70a) for light and at least one exit position (70b) for light;b) a light source (50) for irradiating the turbid medium (90) using the at least one entrance position (70a) for light;c) a photodetector unit (55) for detecting light emanating from the receiving volume (60) as a result of the irradiation of the turbid medium (90) using the at least one exit position (70b) for light;d) displacement detection means (55, 57) for detecting an out of bounds displacement of the turbid medium (90) using light emanating from the receiving volume (60). 8. A medical image acquisition device (105) comprising: a) a receiving volume (60) for receiving the turbid medium (90) comprising at least one entrance position (70a) for light and at least one exit position (70b) for light;b) a light source (50) for irradiating the turbid medium (90) using the at least one entrance po... | Koninklijke Philips Electronics N.V. | A61B005/05
US20100063365 | A1 | 2010-03-11 | Apparatus and System for Monitoring | 2006-04-13 | A monitoring device wearable by a person to be monitored, comprising: one or more sensing means for sensing cardio, respiratory, physiological and/or other information from the person; processing means for analysing the sensed information; memory means for storing the sensed and/or analysed information; and communication means for transmitting at least the analysed information. At least one waveform acquired from the sensed cardio, respiratory, physiological and/or other information is digitised in real time; analysis of the sensed and/or digitised information is performed in real-time and a welfare indication of the person computed in real-time; and the computed welfare indication of the person is transmitted by the communication means and/or stored in the memory means. | 1-134. (canceled) 135. A monitoring device wearable by a person to be monitored, comprising: one or more sensing means for sensing cardio, respiratory, physiological and/or other information from the person;processing means for analysing the sensed information and capable of processing the (primary) cardio, respiratory, physiological and/or other information to derive secondary cardio, respiratory, physiological and/or other information;memory means for storing the sensed and/or analysed information; andcommunication means for transmitting at least a portion of the analysed information, wherein:at least one waveform acquired from the sensed cardio, respiratory, physiological and/or other information is digitised in real-time;analysis of the sensed and/or digitised information is performed in real-time and a welfare indication of the person computed in real-time; andthe computed welfare indication of the person is transmitted by the communication means and/or stored in the memory means,the welfare indication is determinable by analysis and/or comparison of at least two forms of information selected from the primary and/or secondary cardio, respiratory, physiological and/or other information, with thresholds from configurable data stored in the memory, wherein the thresholds and configurable data are modifiable for a type or range of activities or environments. 136. A monitoring device as claimed in claim 135, wherein the one or more sensing means comprises at least two sensing means. 137. A monitoring device as claimed in claim 135, wherein the processor is capable of processing at least two forms of information selected from cardio, respiratory, physiological and/or other information, to derive data relating to a welfare indication of a wearer. 138. A monitoring device as claimed in claim 135, wherein the monitoring device is capable of detecting cardio, respiratory, physiological and/or other information relating to one or more of the following: a) an electrical view of the heart of a person;b) the respiration effort of a person;c) the blood oxygen level of a person;d) the skin surface impedance of a person;e) whether there is correct skin electrode and person contact;f) the skin surface temperature of a person;g) whether a specific activity is being undertaken by a person;h) whether a person has been effected by an impact;i) the body orientation of a person;j) the movement of a person;k) the level of ambulation of a person;l) the absence of expected data;m) the cognitive state of a person;n) a person's own assessment of welfare; and/oro) whether excessive gravitational forces are being exerted on a person. 139. A monitoring device as claimed in claim 135, wherein the thresholds and configurable data are automatically, manually or remotely modifiable or learned for a specific person, or derivable from previous analysis, and/or comparison of cardio, respiratory, physiological and/or other information and the thresholds. 140. A monitoring de... | HIDALGO LIMITED | A61B005/00
US07704212 | B2 | 2010-04-27 | Reusable invasive fluid pressure monitoring apparatus and method | 2006-06-14 | The present invention is an apparatus and method for invasive bodily fluid pressure measurements using a pressure sensing assembly that is partially reusable. An embodiment includes a system for measuring a bodily pressure level having a support structure that includes at least one reusable pressure transducer that has a sensing face positioned on an exterior portion of the support structure, and a disposable pressure plenum having an inlet in fluid communication with a selected location within the body of a living being that is configured to be removably and slidably engaged with the support structure. | 1. A monitoring system for measuring a pressure level at a plurality of selected locations within a living body, comprising: a first support structure and a second support structure physically connected to each other, wherein each support structure comprises: a) a recess, wherein said recess is defined by a floor and opposing sidewalls, each of said sidewalls having a retainer, wherein each retainer is spaced apart from said floor by a tapered space, and wherein the depth of the tapered space of the first support structure is different than the depth of the tapered space of the second support structure;b) at least one reusable transducer having a sensing face disposed on an exterior portion of the support structure, the sensing face positioned within the recess, anda first disposable pressure plenum and a second disposable pressure plenum, wherein each disposable pressure plenum comprises: a) an inlet configured to be placed in fluid communication with one of said plurality of selected locations,b) opposing sides, each of said opposing sides including a lug, wherein each lug has a tapered depth, wherein the tapered depth of the first disposable pressure plenum fits the tapered space of the first support structure, wherein the tapered depth of the second disposable pressure plenum fits the tapered space of the second support structure, and wherein each of said plenums removably engages the first or second support structures by sliding the lug into the tapered space defined by the retainer and floor of said first or second support structures; andc) a pressure compliant surface positioned in a corresponding relationship with the sensing face when the support structure and the disposable pressure plenum are in engagement. 2. The monitoring system of claim 1, wherein each of the disposable plenums comprises a relatively rigid polymeric structure having a compliant membrane that confronts the sensing face when the plenum and the support structure are in engagement. 3. The monitoring system of claim 2, further comprising a catheter having an apical portion configured to be positioned at least one of the selected locations that is operable to communicate a pressure from the selected location to the disposable plenum. 4. The monitoring system of claim 3, further comprising a pressure tube fluidly coupled to a distal portion of the catheter and fluidly coupled to the disposable plenum. 5. The monitoring system of claim 4, further comprising a saline source fluidly coupled to the disposable plenum and operable to supply a saline solution to the catheter and the pressure tube. 6. The monitoring system of claim 1, further comprising a processor coupled to at least one of the support structures, the processor operable to receive input signals from the at least one reusable transducer and to generate visual image signals therefrom for display on a visual display device coupled to the processor. 7. The monitoring system of claim 1, wherein at least one of ... | Spacelabs Healthcare | A61B005/02
US07702374 | B2 | 2010-04-20 | Measuring probe and living body optical measuring device | 2003-12-11 | In a measuring probe, the distal ends of an irradiation optical fiber and a detection optical fiber on the subject side are held by a holder portion which is to be mounted on a subject. The optical fibers are led out from the side surface of the holder portion. Further, the optical fibers are bent in the holder portion so that the distal ends of the optical fibers are directed towards the subject when the holder portion is mounted on the subject. | 1. A measuring probe comprising: a holder portion which is adapted to be attached to a subject; andan optical fiber for at least one of irradiation and detection, whose distal end portion on a subject side is retained by the holder portion;wherein the optical fiber is led out from a side surface of the holder portion and is bent inside the holder portion such that the distal end portion is directed to the subject when the holder portion is attached to the subject;wherein an optical fiber fixing member which fixes the distal end portion of the optical fiber is arranged in the holder portion; andwherein an optical fiber protecting member which protects the bent portion of the optical fiber is arranged inside the holder portion. 2. A measuring probe according to claim 1, wherein an outer peripheral coating is removed from the bent portion of the optical fiber inside the holder portion. 3. A measuring probe according to claim 1, wherein the holder portion has a first member to be brought into contact with the subject and a second member combined with the first member. 4. A measuring probe according to claim 3, wherein the first member is more flexible than the second member, and wherein the second member is more rigid than the first member. 5. A measuring probe according to claim 3, wherein a protecting groove into which the optical fiber is inserted is formed in at least one of the first member and the second member. 6. A measuring probe according to claim 1, wherein the holder portion is provided with a through-hole through which the distal end portion of the optical fiber is exposed and an annular protrusion protruding so as to surround the distal end portion of the optical fiber. 7. A measuring probe according to claim 1, wherein a space portion for accommodating the bent portion of the optical fiber is provided inside the holder portion. 8. A measuring probe according to claim 7, wherein the holder portion has a first member to be brought into contact with the subject and a second member combined with the first member, and wherein the space portion is formed by combining recesses respectively provided in the first and second members. 9. A measuring probe according to claim 1, wherein a space portion for accommodating the bent portion of the optical fiber and the optical fiber fixing member is provided in the holder portion, and wherein a diameter of the space portion is of the same size as an outer peripheral diameter of the optical fiber fixing member. 10. A measuring probe according to claim 1, wherein a height adjustment jig for adjusting an amount by which the optical fiber protrudes from the holder portion is arranged inside the holder portion. 11. A measuring probe according to claim 1, further comprising a curving means provided on the holder portion, for maintaining the holder portion in a configuration curved along the subject. 12. A measuring probe according to claim 11, wherein the curving means is mounted to the subject si... | Hitachi Medical Corporation | A61B005/1455
US07707046 | B2 | 2010-04-27 | Automated processing of electronic medical data for insurance and disability determinations | 2005-06-20 | Methods and systems are described for automated processing of medical data for insurance and disability determinations. Based on medical conditions claimed by a claimant, medical evidence queries are automatically generated to provide instructions to medical providers for conducting physical exams and laboratory tests and for retrieving medical records. After medical evidence is collected according to the queries, the medical evidence and related rating codes and decisions are displayed to rating personnel in a user-friendly format to assist in making a rating decision. | 1. A computer-implemented method of assisting medical evidence collection for adjudication of a medical disability request, the method comprising: receiving from a claimant at least one claim of a medical condition;generating a plurality of medical evidence queries based on and limited by the at least one claim and based on and limited by a disability rating rules collection;displaying the generated medical evidence queries in a data collection protocol;receiving medical evidence data responsive to the generated medical evidence queries from an electronic data storage;determining, by a computer, a degree of disability based on the collected medical evidence data and on the disability rating rules collection; andgenerating, by a computer, a report comprising the degree of disability;wherein the plurality of medical evidence queries is claim-type specific and is selected from a predetermined set of medical evidence queries, the set containing a greater number of queries than the number of queries in the plurality of queries; andwherein the generating the plurality of medical evidence queries comprises excluding queries, from the predetermined set of medical evidence queries, that are, based on the disability rating rules collection, not specific to the claim or claim type. 2. The method of claim 1, wherein the medical evidence data comprises responses to the generated medical evidence queries. 3. The method of claim 1, wherein the electronic data storage comprises electronic medical records. 4. The method of claim 1, wherein the receiving medical evidence data comprises receiving medical evidence data through a local area network. 5. The method of claim 1, wherein the receiving medical evidence data comprises receiving medical evidence data over the Internet. 6. The method of claim 1, wherein the receiving medical evidence data comprises receiving medical evidence data over an encrypted Internet connection. 7. The method of claim 1, wherein the receiving medical evidence data further comprises receiving medical evidence data collected by a medical provider. 8. The method of claim 7, wherein the receiving medical evidence data collected by a medical provider further comprises reviewing and extracting data from medical records. 9. The method of claim 7, wherein the receiving medical evidence data collected by a medical provider further comprises taking a medical history of the claimant. 10. The method of claim 9, wherein the medical history comprises at least one of a family history and a social history. 11. The method of claim 7, wherein the receiving medical evidence data collected by a medical provider further comprises receiving data from a physical exam. 12. The method of claim 7, wherein the receiving medical evidence data collected by a medical provider further comprises receiving data representative of laboratory tests. 13. The method of claim 7, wherein the receiving medical evidence data collected by a medical provider further c... | QTC Management, Inc. | G06Q010/00 G06Q050/00 A61B005/00 G06F019/00 G06Q040/00
US07702380 | B1 | 2010-04-20 | System and method for producing a three-dimensional model | 2000-11-03 | A shape of a medical device to be implanted into a subject is verified by acquiring a plurality of inter-fiduciary marker dimensions from the subject. Three-dimensional image data of the markers and a tissue of interest, included in the subject, is obtained. Respective measurements between the fiduciary markers around the subject and in the image data are confirmed. The tissue of interest and the fiduciary markers are identified in the image data. Points of the tissue of interest and the fiduciary markers are rendered as a 3-dimensional surface representation. A 3-dimensional model of the tissue of interest and the fiduciary markers is generated as a function of the surface representation. A shape of the medical device to be implanted into the subject is determined as a function of the 3-dimensional model. | 1. A method of designing a customized implant that is configured to correct a defect in a tissue of interest in a patient, the method comprising: positioning a plurality of fiducials in a fixed relationship to the patient;obtaining image data representing a volume image of the fiducials and the tissue of interest;validating respective measurements between the fiducials in the fixed relationship to the patient and in the image data;correcting for image acquisition errors detected in the validating step;segmenting the tissue of interest and the fiducials from the image data;rendering points of the tissue of interest and the fiducials as a 3-dimensional surface representation;creating a 3-dimensional model of the tissue of interest and the fiducials as a function of the 3-dimensional surface representation, thereby defining a 3-dimensional model of the defect in the tissue of interest; andcreating a 3-dimensional model of the implant based on the 3-dimensional model of the defect. 2. The method as set forth in claim 1, wherein the step of positioning the fiducials includes: placing markers on the patient, the markers having a density where each creates an identifiable spot in the volume image. 3. The method as set forth in claim 1, wherein the step of positioning the fiducials includes: placing a frame of or separate markers, which have sufficient density to create an identifiable constellation of spots in the volume image, on an external surface of the patient to surround the tissue of interest. 4. The method as set forth in claim 1, wherein the step of validating includes: comparing distances between the fiducials, seen in the volume image of the fiducials and the tissue of interest, to distances collected prior to the image acquisition. 5. The method as set forth in claim 1, further including: validating respective measurements between the fiducials and in the 3-dimensional surface representation of the tissue of interest and the fiducials. 6. The method as set forth in claim 5, further including: validating respective measurements between the fiducials in the fixed relationship to the patient, taken before the patient is imaged, compared to the analogous dimensions seen in the volume image and the 3-dimensional model of the tissue of interest and the fiducials. 7. The method as set forth in claim 1, further including: interpolating the image data for smoothing and resolving image resolution of the surface representation. 8. The method as set forth in claim 1, wherein the segmenting step includes: bridging the fiducials to the tissue of interest. 9. A method for determining a shape of a medical device to be implanted into a subject, the method comprising: positioning a plurality of markers around the subject;obtaining 3-dimensional image data of the markers and a tissue of interest included in the subject;confirming respective measurements between the markers around the subject and in the image data;identifying the tissue of interest and ... | Case Western Reserve University | A61B005/05
US07699788 | B2 | 2010-04-20 | Noninvasive effective lung volume estimation | 2004-10-25 | Methods for noninvasively measuring, or estimating, functional residual capacity or effective lung volume include obtaining carbon dioxide and flow measurements at or near the mouth of a subject. Such measurements are obtained during baseline breathing and during and shortly after inducement of a change in the subject's effective ventilation. The obtained measurements are evaluated to determine the amount of time required for exhaled carbon dioxide levels to return to normal—effectively an evaluation of carbon dioxide “washout” from the subject's lungs. Conversely, carbon dioxide and flow measurements may be evaluated to determine the amount of time it takes carbon dioxide to “wash in,” or reach peak levels within, the lungs of the subject following the change in the subject's effective ventilation. Apparatus for effective such methods are also disclosed. | 1. A method for substantially noninvasively estimating effective lung volume of a subject, the method comprising the acts of: effecting a change in effective ventilation of a subject;considering a change in the amount of carbon dioxide in gases residing within the alveoli of the subject's lungs from baseline breathing to breathing in which the change in effective ventilation is effected;considering a change in carbon dioxide elimination from baseline breathing to breathing in which the change in effective ventilation is effected; andcompensating for changes in the amount of carbon dioxide in gases residing within the alveoli that occur during a breath for estimating the effective lung volume of the subject;wherein the acts of considering the change in the concentration of carbon dioxide, considering the change in carbon dioxide elimination, and compensating for changes in the amount of carbon dioxide comprise employing the following algorithm in processor:V^A*=1fACO⁢⁢2⁡(n)-fACO⁢⁢2⁡(n-1)·[VM⁢CO2⁢PRE-VM⁢CO2⁡(n)-VM⁢CO2⁢PRE-VM⁢CO2⁢DURpACO⁢⁢2⁢DUR-pACO⁢⁢2⁢PRE·(pACO⁢⁢2⁡(n)-pACO⁢⁢2⁢PRE)]⁢where {circumflex over (V)}A* represents the effective lung volume, fACO2(n) and fACO2(n−1) represent the concentration of carbon dioxide during successive breaths, only one of which occurs when a change effective ventilation has been effected, VMCO2 PRE represents the carbon dioxide elimination measured at or near the mouth of the subject during baseline breathing, VMCO2 (n) represents the carbon dioxide elimination measured for breath (n), VMCO2 DUR represents the carbon dioxide elimination measured at or near the mouth when the change in effective ventilation has been effected, pACO2 PRE represents the partial pressure of carbon dioxide within the alveoli of the subject's lung during baseline breathing, and pACO2(n) represents the partial pressure of carbon dioxide within the alveoli during breath (n). 2. The method of claim 1, wherein the act of compensating comprises the act of: considering the change in carbon dioxide delivered to a lung from blood as a result of the change in effective ventilation that was effected. 3. The method of claim 2, wherein the act of compensating further comprises the act of: considering a magnitude of the change in the amount of carbon dioxide in the alveoli from baseline breathing to breathing in which the change in effective ventilation is effected. 4. The method of claim 1, wherein the act of effecting includes the act of rebreathing. 5. The method of claim 1, wherein effecting the act of includes the act of breath holding. 6. A method for substantially noninvasively estimating effective lung volume of a subject, the method comprising the acts of: effecting a change in effective ventilation of a subject;considering a change in the amount of carbon dioxide in gases residing within the alveoli of the subject's lungs from baseline breathing to breathing in which the change in effective ventilation is effected;considering a change i... | RIC Investments, LLC. | A61B005/00
US07670303 | B2 | 2010-03-02 | Body motion measuring apparatus | 2004-11-02 | A body motion measuring apparatus is described, embodiments of which include an apparatus for detecting the magnitudes of motions in different directions at a time using body motion sensors, calculating the size V of a composite vector based on the relationship between the magnitudes of the motions, comparing the size V of the composite vector with a reference value to determine whether the size V of the composite vector is adequate, calculating an angle θ based on the relationship between the magnitudes of the motions when V is determined to be adequate, calculating a body motion output M taking the angle θ into account, and counting a predetermined body motion based on the relationship between M and a predetermined elapsed time. | 1. A body motion measuring apparatus comprising: body motion sensors,composite vector calculation means,composite vector determination means,angle calculation means,body motion output calculation means, andbody motion counting means,wherein the body motion sensors detect the magnitudes of motions in different directions at a time,the composite vector calculation means calculates the size of a composite vector derived based on the relationship between the magnitudes of the motions in the directions detected by the body motion sensors,the composite vector determination means determines the adequacy of the size of the composite vector calculated by the composite vector calculation means,the angle calculation means calculates an angle derived based on the relationship between the magnitudes of the motions in the directions detected by the body motion sensors, when the size of the composite vector determined by the composite vector determination means is adequate,the body motion output calculation means calculates a body motion output derived from the relationship between the magnitudes of the motions in the directions detected by the body motion sensors and the angle by the angle calculation means, andthe body motion counting means times predetermined elapsed time and counts a predetermined body motion based on the relationship between the body motion output calculated by the body motion output calculation means and the predetermined elapsed time. 2. The apparatus of claim 1, wherein the body motion sensors detect the magnitudes X and Y of motions in X and Y directions perpendicular to each other at a time, the composite vector calculation means calculates the size V of a composite vector by substituting the magnitudes X and Y of the motions in the directions perpendicular to each other into a formula represented by V=√(X2+Y2),the composite vector determination means compares the size V of the composite vector calculated by the composite vector calculation means with a reference value to determine whether the size V is not smaller than the reference value,the angle calculation means calculates an angle θ by substituting the magnitudes X and Y of the motions in the directions perpendicular to each other detected at a time by the body motion sensors into a formula represented by θ=tan−1(Y/X), andthe body motion output calculation means calculates a body motion output M by substituting the magnitudes X and Y of the motions in the directions perpendicular to each other detected at a time by the body motion sensors and the angle θ calculated by the angle calculation means into a formula represented by M=X cos θ+Y sin θ. 3. The apparatus of claim 1, wherein the body motion sensors detect the magnitudes X, Y and Z of motions in X, Y and Z directions perpendicular to one another at a time,the composite vector calculation means calculates the size V of a composite vector by substituting the magnitudes X, Y and Z of the motions in the directions perpendicula... | Tanita Corporation | A61B005/103 A61B005/117 G01C021/00 G01C022/00
US07685001 | B2 | 2010-03-23 | Method and system to offer and to acquire clinical knowledge using a centralized knowledge server | 2005-12-14 | In a method and system for providing clinical knowledge from a provider to a medical user based on one or more diagnostic questions submitted by the user to the provider, a clinical knowledge communication server is provided with an associated knowledge database. The at least one or more diagnostic questions are sent by the user to the server. With the server, an initial examination of the at least one or more diagnostic questions is conducted. Examination steps are associated with the at least one or more diagnostic questions and placed in a sequence. The sequence of examination steps are then sent to the medical user. The provider may also request clinical knowledge from the medical user such as, for example, relating to the diagnostic questions submitted by the user. | 1. A method for providing clinical knowledge from a provider to a medical user, comprising the steps of: providing a clinical knowledge communication server with an associated knowledge data base of said provider;said user having a user interface for communicating with said communication server of said provider;providing an authentication, authorization, and encryption device associated with said user interface and providing an authentication, authorization, and encryption device associated with said communication server;said user obtaining patient symptoms for a specific patient;said user creating a plurality of diagnostic questions based on said patient symptoms representing a plurality of potential diagnoses for a medical problem causing said symptoms in said patient;said user sending said plurality of diagnostic questions along with said patient symptoms to said server;with the server conducting an initial examination of the plurality of diagnostic questions and patient symptoms;with the server associating for each of the diagnostic questions a corresponding set of examination steps to create a corresponding sequence of examination steps for each of the diagnostic questions, at least one of said sequences comprising use of a medical imaging machine, and providing a respective examination protocol for said imaging machine including sequences, and a post-processing software for use with an image created by said imaging machine; andencrypting and then sending said sequence of examination steps for each of said diagnostic questions to said medical user interface where they are decrypted. 2. A method of claim 1 wherein after the step of associating the examination steps, said server: determines an economic combination of the examination steps that answer said diagnostic questions;optimizes a sequence of the examination steps; andsends said optimized sequence of examination steps to said medical user. 3. A method of claim 2 wherein attributes are generated for association of examination steps with said at least one or more diagnostic questions, and said attributes are used for determining said economic combination of the examination steps that answer said diagnostic questions. 4. A method of claim 2 including the further step of after optimizing the sequence of the examination steps, said server harmonizes the examination steps. 5. A method of claim 1 wherein a marking is performed of examination results of the individual examination steps with the diagnostic questions that substantiate the examination step. 6. A method of claim 1 including the step of providing a business logic of said medical user to said clinical knowledge server for determining kinds of information exchange between said user and said provider. 7. A method of claim 6 wherein said business logic of the user is sent to the server at the time that the diagnostic questions are sent. 8. A method of claim 1 wherein in addition to the patient symptoms, the user also sends patien... | Siemens Aktiengesellschaft | G06Q010/00 G06Q050/00 A61B005/00 G06F019/00
US08282565 | B2 | 2012-10-09 | Access needle pressure sensor device and method of use | 2008-03-12 | A tool and method of positioning and delivering medical devices and therapeutics within the pericardial space, as well as other body part or space. A needle is inserted into the chest through a sub-xiphoid puncture, and the pressure within the needle is monitored manometrically or otherwise sensed as the needle is advanced towards the pericardial space. By reading the pressure within the needle while it is advanced, the clinician is able to know that he or she is avoiding insertion of it into organs or spaces not intended to be the target location. In addition the retractable sharp edge allows the operator to access the space and cut tissue but do so safely by retracting the sharp edge. | 1. A device for accessing one or more locations of a subject, said device comprising: a needle having a distal end and a proximal end; anda pressure sensor in communication with said needle and configured for sensing pressure in said one or more locations,the pressure sensor in further communication with a processor configured to read sensed information from the pressure sensor to determine pressure frequencies and to be able to differentiate sensed information on a basis of different sensed pressure frequencies. 2. The device of claim 1, wherein the processor is configured to read sensed information from said one or more locations which comprise the thorax and middle mediastinum. 3. The device of claim 2, wherein said middle mediastinum includes the pericardial space. 4. The device of claim 1, wherein said one or more locations comprise an integral body part or space, and the processor is configured to be able to differentiate between 0.2 Hz and 1.0 Hz. 5. The device of claim 4, wherein said integral body part or space being located in the thorax. 6. The device of claim 1, further comprising an operator accessible reading system for reading the pressure frequency information from the pressure sensor, the reading system configured to interpret the pressure frequency information to identify whether the needle is in an appropriate or inappropriate location. 7. The device of claim 6, wherein the pressure frequency information is provided in real time while the needle is being advanced. 8. The device of claim 1, wherein the processor is configured to link with a display monitor and to provide information to be displayed as actual pressure readings from the pressure sensor or a time-derivative of the pressure readings from the pressure sensor. 9. The device of claim 8, wherein said information to be displayed is provided as a time-derivative of the pressure frequency readings from the pressure sensor. 10. The device of claim 1, further comprising: at least one proximal lumen in communication with said at least one distal aperture and said at least one proximal aperture. 11. The device of claim 1, further comprising: at least one aperture located at said distal end of said needle; andat least one aperture located at said proximal end of said needle. 12. The device of claim 11, wherein said at least one proximal aperture comprises a medical element connection means. 13. The device of claim 11, further comprising multiple fluid flow channels in communication with said at least one proximal aperture. 14. The device of claim 13, wherein a connector is present along at least one of the multiple fluid flow channels and the connector comprises a stopcock. 15. The device of claim 14, wherein said connector comprises a control means for regulating infusion or flow of agents or other medium to be delivered through said needle. 16. The device of claim 11, further comprising a guide wire configured to be inserted through said at least one proximal a... | University of Virginia Patent Foundation | A61B005/02
US08761871 | B2 | 2014-06-24 | Medical device comprising an impedance measurement means to measure visceral fat | 2006-09-25 | A medical device having an impedance measurement circuit connected to at least two intracorporeal measurement electrodes arranged to measure the impedance of tissue inside the body of a patient. The impedance measurement circuit is adapted to apply a measurement current/voltage signal to the electrodes to measure and calculate the impedance of the measurement tissue, and to apply the calculated impedance value to a storage unit. The stored impedance values are used, by an analysis unit, to measure the amount of visceral fat of the tissue object inside the body of the patient. | 1. A medical device comprising: an impedance measurement circuit comprising at least three measurement electrodes, configured to interact in vivo with intracorporeal tissue of a patient said at least three measurement electrodes of said impedance measurement circuit being configurable into at least two different measurement electrode configurations;said impedance measurement circuit being configured to apply a measurement signal, selected from the group consisting of a measurement current and a measurement voltage, to each of said at least two different electrode configurations and to measure and calculate an impedance of the tissue therefrom, impedance measurement circuit being configured to measure said impedance of said tissue using each of said at least two different measurement electrode configurations and to calculate said impedance values from respective impedance measurements obtained with said at least three measurement electrodes in said at least two different measurement electrode configurations, respectively;a storage unit connected to said impedance measurement circuit in which a plurality of respective impedance values, respectively representing impedance measured over time by said impedance measurement circuit, are stored; andan analyzing unit, having access to said storage unit configured to calculate an amount of visceral fat in said tissue by comparing the respective impedance measurements obtained with said at least two electrode configurations to each other, wherein said at least two different measurement electrode configurations include one configuration wherein the impedance is essentially not influenced by visceral fat of said tissue. 2. A medical device as claimed in claim 1 wherein said analyzing unit is configured to determine a long term variation of said impedance values stored in said storage unit to identify changes of the visceral fat of the tissue. 3. A medical device as claimed in claim 1 comprising a timer that operates said impedance measurement circuit to cause said impedance measurement circuit to measure said impedance automatically and at regular time intervals. 4. A medical device as claimed in claim 1 wherein said impedance measurement circuit is configured to calculate a DC impedance as said impedance of said tissue. 5. A medical device as claimed in claim 1 wherein said impedance measurement circuit is configured to measure AC impedance of said tissue as said impedance. 6. A medical device as claimed in claim 5 wherein said impedance measurement circuit is configured to apply two measurement signals respectively having different frequencies. 7. A medical device as claimed in claim 6 wherein said storage unit stores said impedance values each as formed by a complex impedance value having a phase angle, and wherein said analyzing unit is configured to analyze said complex impedance values and to calculate said amount of visceral fat in said tissue using said phase angles. 8. A medical device as clai... | St. Jude Medical, AB | A61B005/053 A61N001/365
US08956308 | B2 | 2015-02-17 | Integrated-testing system | 2009-09-22 | An integrated-testing system includes a meter, a lancing device and a storage case. The meter includes a housing, a display and a processor. The storage case holds the meter and the lancing device in a relatively fixed position to each other. The meter and the lancing device are maintained in the storage case in the relatively fixed position until a fluid sample is desired, at which time a first portion of the lancing device is advanced to a position external to the storage case to obtain the fluid sample and a second portion of the lancing device remains relatively fixed in the storage case while the fluid sample is obtained. | 1. An integrated-testing system for determining information related to an analyte in a fluid sample, the integrated-testing system comprising: a meter including a meter housing, a display, and a processor;a lancing device for obtaining the fluid sample, the lancing device including a lancing-device housing and a lancet, the lancet being movably mounted inside the lancing-device housing to transition between a retracted position and a lancing position, the lancet being disposed in the lancing-device housing when the lancet is in the retracted position, and the lancet protruding at least partially from the lancing-device housing when the lancet is in the lancing position; anda storage case holding the meter and the lancing device, wherein the storage case includes a rigid portion and a flexible material covering at least a front of the rigid portion, the meter and the lancing device being movable within the storage case by manipulation of the flexible material,wherein the meter and the lancing device are maintained in the storage case and: (1) the lancing-device housing is moved relative to the storage case, via manipulation of the flexible material, until a first portion of the lancing device is advanced to a position external to the storage case to obtain the fluid sample and a second portion of the lancing device remains in the storage case while the fluid sample is obtained, and (2) the lancet is operated to move relative to the lancing-device housing from the retracted position to the lancing position while the lancing-device housing remains fixed relative to the storage case. 2. The system of claim 1, wherein the rigid portion includes a rigid polymeric material. 3. The system of claim 1, wherein the storage case includes attaching features to maintain the relative positions of the meter and lancing device, the attaching features include pins, guides, clips, or elastomeric attachments, or any combination thereof. 4. The system of claim 1, wherein the flexible material includes a flexible fabric material. 5. The system of claim 1, wherein the meter includes a test sensor opening, the test sensor opening being accessible when the meter resides in the storage case. 6. The system of claim 5, wherein the test sensor opening of the meter aligns with openings in the rigid portion and the flexible material of the storage case for receiving a test sensor. 7. The system of claim 1, wherein the lancing device includes a cocking lever, the cocking lever assisting in keeping the second portion of the lancing device stationary in the storage case while the first portion of the lancing device is moved to the position external to the storage case. 8. The system of claim 7, wherein the first portion of the lancing device is retracted to a position inside of the storage case after a fluid sample is taken. 9. The system of claim 1, wherein the lancing device includes a pressure-sensitive device to initiate lancing of the user's finger. 10. The system o... | Bayer HealthCare LLC | A61B005/00 B65D081/00 A61B017/14 A61B017/32 A61B005/15 A61B005/145
US08032204 | B2 | 2011-10-04 | Fiducial marker devices, tools, and methods | 2009-11-16 | This document discusses, among other things, fiducial marker devices, tools, and methods. One example illustrates a combined computed tomography (CT) imageable fiducial locator head, an integral bone screw, and an integral divot for receiving a positioning wand of an image-guided surgical (IGS) workstation. A further example includes a fluid/gel-absorbing coating or cover into which a magnetic resonance (MR) imageable fluid is introduced, thereby permitting both CT and MR imaging. Protective caps and collars may be used to protect the fiducial marker from mechanical impact and/or to guide the fiducial marker during affixation. A bull's-eye or other template is used to select a center of a substantially spherical fiducial marker head on an image, such as for use during patient registration. | 1. A fiducial marker member locatable by an imaging system, comprising: a unitary fiducial marker having an imageable fiducial location head and a shaft extending directly outward from the imageable fiducial location head;wherein the imageable fiducial location head is substantially spherical and has a receptacle wall that defines a conical receptacle extending from a cut out opening in the imageable fiducial location head to an apex corresponding to a centroid of the imageable fiducial location head, wherein the cut out opening is sized and shaped for allowing a locator instrument of a positioning system to enter and engage the apex of the conical receptacle,wherein the receptacle wall is substantially straight from the cut out opening to the apex of the conical receptacle,wherein at least a portion of the shaft defines a structure operable to be directly secured to a bone,wherein the shaft includes a laterally expandable distal tip and defines a passage extending from the receptacle into the shaft; anda member configured to expand the laterally expandable distal tip as the member is moved within the passage in the shaft and toward the distal tip. 2. The fiducial marker of claim 1, wherein the imageable fiducial location head further comprises at least one slot formed between two slot walls of the imageable fiducial location head, the at least one slot being sized and shaped to accommodate a blade or tip of a driver for turning and threading the shaft into the bone. 3. The fiducial marker of claim 2, wherein the two slot walls extend from the conical receptacle. 4. The fiducial marker of claim 3, wherein the at least one slot comprises: at least four slots distributed about a proximal side of the imageable fiducial location head and extending from the conical receptacle in a generally cruciform shape. 5. The fiducial marker of claim 1, wherein the receptacle wall is a substantially continuously sloping wall from the cut out opening having an edge defined by a surface of the fiducial location head to the apex at the centroid. 6. The fiducial marker of claim 1, wherein the imageable fiducial location head includes a hygroscopic material. 7. The fiducial marker of claim 1, further comprising: a thread having a major diameter formed on the shaft; anda seat formed by a wall extending at an angle relative to an axis of the shaft, wherein the seat has a larger diameter than the major diameter of the thread and the seat provides a shoulder acting as a depth stop that inhibits the fiducial marker from being further advanced into the bone;wherein the shaft includes an unthreaded portion separating an externally threaded portion of the shaft from the imageable fiducial location head. 8. The fiducial marker of claim 1, further comprising: a kerf operable to accommodate therein loose bone fragments that are channeled upward by a thread on the shaft as the shaft is twisted into the bone. 9. The fiducial marker of claim 1, wherein a first material of t... | Medtronic, Inc. | A61B005/05
US08175673 | B2 | 2012-05-08 | Analyte monitoring device and methods of use | 2009-11-09 | An analyte monitor includes a sensor, a sensor control unit, and a display unit. The sensor has, for example, a substrate, a recessed channel formed in the substrate, and conductive material disposed in the recessed channel to form a working electrode. The sensor control unit typically has a housing adapted for placement on skin and is adapted to receive a portion of an electrochemical sensor. The sensor control unit also includes two or more conductive contacts disposed on the housing and configured for coupling to two or more contact pads on the sensor. A transmitter is disposed in the housing and coupled to the plurality of conductive contacts for transmitting data obtained using the sensor. The display unit has a receiver for receiving data transmitted by the transmitter of the sensor control unit and a display coupled to the receiver for displaying an indication of a level of an analyte. The analyte monitor may also be part of a drug delivery system to alter the level of the analyte based on the data obtained using the sensor. | 1. A method of using an electrochemical sensor, the method comprising: adhering a mounting unit to a skin of a subject;after adhering the mounting unit to the skin of the subject, advancing the electrochemical sensor into the skin of the subject using an inserter;removing the inserter;mounting a housing of a sensor control unit to the mounting unit; andcoupling at least one conductive contact disposed on the housing with at least one conductive contact of the electrochemical sensor. 2. The method of claim 1, wherein the at least one conductive contact disposed on the housing and the at least one conductive contact of the electrochemical sensor are coupled when the housing is mounted on the mounting unit. 3. The method of claim 1, further comprising applying a skin protecting material to the skin prior to adhering the mounting unit. 4. The method of claim 1, wherein the electrochemical sensor is disposed in a sharp, rigid insertion member of the inserter, the sensor being released from the inserter after insertion. 5. The method of claim 4, wherein the insertion member comprises a substantially U-shaped profile to at least partially support the sensor. 6. The method of claim 4, wherein the insertion member comprises a substantially V-shaped profile to at least partially support the sensor. 7. The method of claim 1, wherein inserting an electrochemical sensor into the skin of the subject by using the inserter comprises providing a force against the inserter to advance the sensor into the skin of the subject. 8. The method of claim 7, wherein a force applied to the inserter is applied manually. 9. The method of claim 7, wherein a force applied to the inserter is applied mechanically. 10. The method of claim 7, wherein a force applied to the inserter is applied by a spring. 11. The method of claim 7, wherein a force applied to the inserter is applied by compressed gas. 12. The method of claim 7, wherein a force applied to the inserter is applied electromagnetically. 13. The method of claim 1, wherein inserting an electrochemical sensor into the skin of the subject by using the inserter comprises providing a force to the sensor to advance the sensor into the skin, while the inserter remains stationary and supports the sensor. 14. The method of claim 13, wherein a force applied to the sensor is applied mechanically. 15. The method of claim 14, wherein a force applied to the sensor is applied by a spring. 16. The method of claim 13, wherein a force applied to the sensor is applied by compressed gas. 17. The method of claim 7, wherein a force applied to the inserter is applied electromagnetically. 18. The method of claim 1, wherein removing the inserter comprises removing the inserter from the skin of the subject. 19. The method of claim 18, wherein removing the inserter from the skin of the subject comprises removing the inserter by use of a spring. 20. The method of claim 18, wherein removing the inserter from the skin of the subject... | Abbott Diabetes Care Inc. | A61B005/05 A61B005/00
US08694073 | B2 | 2014-04-08 | Predicting efficacy of psychiatric treatment | 2009-10-15 | Methods and systems are described for determining, in a patient that suffers from a mood disorder (e.g., depression), a propensity of the patient to manifest reduced symptoms or levels of indicators of the mood disorder in response to a psychiatric treatment. This can involve determining levels of a marker (e.g., a metabolite) indicative of a brain bioenergetic state of the patient that is predictive of whether the patient will response favorably to an antidepression treatment. Such bioenergetic state markers, tending to normalize in response to antidepression therapy, can include, e.g., a pH, a magnesium level, and a phosphorus level. Brain levels of such markers can be determined by, e.g., 31P MRS. | 1. A method for determining, in a patient that has a mood disorder, an expectation of the patient to manifest a reduced severity of the mood disorder in response to a treatment modality, the method comprising: determining, in a patient that has a mood disorder, a first baseline level of a metabolic marker in the patient's brain;comparing, by a processor, the first baseline level to a second, stored baseline level of the marker, the second baseline level comprising a value or a range of values of the marker in the brain of at least one subject that, while having the mood disorder, was exposed to the treatment modality and was responsive or not responsive to the treatment modality;determining, by a processor and based on a difference between the first baseline level and the second baseline level, a classification of the patient as likely to be either a treatment responder or a treatment nonresponder; andoutputting, by a processor, an indicator of the classification to an output device. 2. The method of claim 1, wherein the mood disorder comprises depression. 3. The method of claim 1, wherein the mood disorder comprises dysthymia. 4. The method of claim 1, wherein the marker comprises adenosine triphosphate, adenosine diphosphate, or phosphocreatine. 5. The method of claim 4, wherein the first and second baseline levels of the marker are determined by 31P magnetic resonance spectroscopy. 6. The method of claim 1, wherein the marker comprises magnesium, pH, total nucleoside triphosphate, or β NTP. 7. The method of claim 4, wherein the marker comprises phosphocreatine, and wherein the treatment modality is effective to reduce a level of phosphocreatine in a human subject. 8. The method of claim 6, wherein the treatment modality comprises administering a thyroid hormone to the patient. 9. The method of claim 1, wherein the output device comprises a machine readable medium, a computer memory, a display screen, an LCD, or a paper. 10. The method of claim 1, wherein the mood disorder comprises bipolar disorder. 11. The method of claim 1, wherein the at least one subject was significantly responsive to the treatment modality. 12. The method of claim 1, wherein the marker is detected in a region comprising the anterior cingulate, the amygdala, or the hippocampus of the brain. 13. The method of claim 1, wherein the treatment modality comprises administering a serotonin reuptake inhibitor, a tricyclic antidepressant, an antipsychotic medication, or electroconvulsive therapy. 14. A computer-implemented system for determining, in a patient that has a mood disorder, an expectation of the patient to manifest a reduced severity of the mood disorder in response to a treatment, the system comprising: an input module, configured to receive, by a processor, an indicator of a first baseline level of a metabolic marker in the patient's brain;a processing module, configured for: (a) comparing the first baseline level to a second, stored baseline level of the... | University of Utah Research Foundation | A61B005/05
US08592226 | B2 | 2013-11-26 | Surface-enhanced raman nanobiosensor | 2009-09-09 | The present invention relates to biosensors, in particular to surface-enhanced Raman biosensors for detection of in vivo and ex vivo analytes. In particular, the present invention provides compositions and methods for the in vivo detection of analytes such as glucose. | 1. A method for the in vivo determination of glucose concentration, comprising: a) contacting an implanted biosensor with a bodily fluid to create a biosensor-glucose ensemble: i) wherein said bodily fluid comprises glucose,ii) wherein said implanted biosensor comprises, 1. a substrate,2. nanospheres, said nanospheres in contact with said substrate,3. a metal film, said metal film formed over said nanospheres, and4. a self-assembled mixed partition layer, said self-assembled mixed partition layer adhered to said metal film, said self-assembled mixed partition layer comprising at least two discrete compounds, a. said two discrete compounds comprising decanethiol and mercaptohexanol, andiii) wherein said glucose concentrates within the self-assembled mixed partition layer in close physical proximity to the metal film;b) directly detecting said glucose in said biosensor-glucose ensemble with surface-enhanced Raman spectroscopy to create a surface-enhanced Raman signal; andc) correlating said surface-enhanced Raman signal to the concentration of said glucose in said bodily fluid. 2. The method of claim 1, wherein said nanospheres comprise polystyrene or silica nanospheres. 3. The method of claim 1, wherein said implanted biosensor further comprises a receptor, said receptor attached to said self-assembled mixed partition layer, said receptor specific for said glucose, and wherein said receptor is configured to bind reversibly to glucose. 4. The method of claim 1, wherein said substrate is copper or silicon dioxide. 5. The method of claim 1 wherein said bodily fluid is blood. 6. The method of claim 1 wherein said bodily fluid is plasma. 7. The method of claim 1 wherein said bodily fluid is serum. 8. The method of claim 1 wherein said bodily fluid is interstitial fluid. 9. The method of claim 1 wherein said bodily fluid is extracellular fluid. 10. The method of claim 1 wherein close physical proximity comprises 1-2 nm. | Northwestern University | G01N033/553
US08858459 | B2 | 2014-10-14 | Optical microsensor and methods for monitoring intracranial pressure | 2009-10-12 | A method is provided for internally monitoring pressure of a patient by transmitting an external light source to an implantable microsensor device. The implantable microsensor device has a microlens, a deflectable membrane responsive to a change in pressure of a surrounding environment within the patient, and an array structure disposed between the microlens and the membrane. The array structure includes a first layer that emits a first wavelength of light and a second layer that emits a second wavelength of light responsive to an external light source, where the first and second wavelengths of light are respectively transmissive through the surrounding environment and distinct from one another. Either the array structure or the microlens translates with the membrane in response to the change in pressure of the surrounding environment. The implantable microsensor is compatible with medical imaging devices and does not require an internal or external power supply. | 1. A method for internally monitoring pressure of a patient, the method comprising: transmitting an external light source through tissue of the patient to a passive microsensor device operable to optically encode internal pressure changes within the patient without an internal power supply, an external power supply, an internal current, an external current, an internal impedance, or an external impedance, wherein in response to receiving said transmitted light, said passive microsensor device emits light representative of said internal pressure at a near infrared region (NIR) wavelength, wherein said passive microsensor device comprises a housing sealed to prevent fluid communication with a surrounding environment, said housing comprising:a microlens;a deflectable membrane responsive to a change in pressure of said surrounding environment within the patient:an array structure disposed within said housing between said microlens and said deflectable membrane that emits said light representative of said internal pressure at said near infrared region (NIR) wavelength without an internal power supply, an external power supply, an internal current, an external current, an internal impedance, or an external impedance, wherein said array structure comprises a first layer including a first nanoparticle that emits a first wavelength of light responsive to an external light source and a second layer including a second nanoparticle that emits a second wavelength of light responsive to said external light source; wherein said first wavelength of light and said second wavelength of light are distinct from one another;wherein either said array structure or said microlens translates with said deflectable membrane in response to said change in pressure of said surrounding environment; anddetecting said emitted light with a spectrometer. 2. The method of claim 1, wherein said passive microsensor device is implanted in an organ selected from the group consisting of: a brain, an eye, and a blood vessel. 3. The method of claim 1, wherein a change in internal pressure relates to a change in a wavelength of emitted light. 4. The method of claim 1, wherein said passive microsensor device is compatible with imaging devices. 5. An implantable microsensor for passively monitoring pressure in a patient comprising: a microlens;a deflectable membrane responsive to a change in pressure of a surrounding environment within the patient; andan array structure disposed between said microlens and said deflectable membrane, said array structure comprising a first layer including a first nanoparticle that emits a first wavelength of light responsive to an external light source and a second layer including a second nanoparticle that emits a second wavelength of light responsive to said external light source wherein said array structure emits said first wavelength of light and said second wavelength of light without an internal power supply, an external power supply, an internal cur... | The Regents of The University of Michigan | A61B005/00 G01L009/00 A61B005/03
US08788017 | B2 | 2014-07-22 | Method and equipment for image-guided stereotactic radiosurgery of breast cancer | 2008-02-26 | A method of treating a cancerous region in a breast of a patient comprising (i) imaging the breast in a three-dimensional coordinate system, (ii) stereotactically determining the location of the cancerous region in the breast, (iii) optionally determining the volume of the entire cancerous region to be treated, and (iv) while maintaining the breast in a three-dimensional coordinate system that is identical to or corresponds with the three-dimensional coordinate system used in (i), noninvasively exposing the cancerous region of the breast of the patient to a cancer-treatment effective dose of radiation; and equipment for use in such a method. | 1. An equipment for image-guided stereotactic radiosurgery of a cancerous region in a breast, which equipment comprises: (i) means for immobilizing the breast containing the cancerous region, the means including a breast cup;(ii) a couch comprising a channel or right and left openings, wherein the right breast or the left breast of a patient is placed in the channel or the right or left opening, respectively, for treatment when the patient is lying prone on the couch, which comprises a top layer of a self-molding medium;(iii) a stereotactic localization frame beneath the couch for placement of the breast in a coordinate system;(iv) one or two breast shields, which are removably attached to the couch, slidably mounted to the channel, or removably attached to the means for immobilizing the breast;(v) an irradiation unit comprising (i′) a source holder, which comprises a wall having an interior surface, an exterior surface, and channels, which communicate with the interior surface and the exterior surface, and each of which comprises at least one of x-ray radiation sources or gamma radiation sources, (ii′) a collimator holder, which is adjacent to the interior surface of the source holder and comprises collimators of different sizes in the same arrangement as the channels in the source holder such that relative rotation between the source holder and collimator holder allows selection of radiation beams of different sizes, resulting in shots of radiation of different sizes, and (iii′) a base housing, which is beneath the exterior surface of the source holder, supports the source holder and the collimator holder, and houses a motor, which rotates the collimator holder and the source holder relative to each other, and another motor, which rotates the collimator holder and the source holder together, when locked;(vi) a curved base support, wherein the curved base support is configured with a center of curvature which coincides with the focus of the radiation beams and wherein the curved based support is configured to translate motion of an axis of rotation of the base housing, the source holder, and the collimator holder;(vii) three motors, which are operably connected to the couch and each of which moves the couch in a different axis of motion; and(viii) a computerized control system, which controls the movement of the couch and the irradiation unit. 2. The equipment of claim 1, wherein each channel has a unique latitude and, when the source holder is rotated, the beams from all of the radiation sources that are present are non-coplanar and focused on an isocenter at all times. 3. The equipment of claim 1, wherein the source holder comprises more than 100 channels, each of which comprises a radiation source and has a unique combination of latitude and longitude, and the beams from all of the radiation sources are focused on an isocenter at all times. 4. The equipment of claim 1, wherein the collimator holder further comprises solid shielding blocks ... | University of Maryland, Baltimore Xcision Medical Systems, LLC | A61B005/05 A61B006/00 A61B006/02 A61B006/04
US20100063414 | A1 | 2010-03-11 | Lysis Indication | 2009-09-01 | A method for monitoring clot dissolution in a patient's vasculature is disclosed. After a catheter is positioned at a treatment site in the patient's vasculature, a clot dissolution treatment procedure can be performed at the treatment site. The thermal parameter is measured at the treatment site. The measured thermal parameter and/or the changes in the measured thermal parameter is then displayed. | 1. A method for monitoring clot dissolution in a patient's vasculature, the method comprising: (a) positioning a catheter at a treatment site in the patient's vasculature;(b) performing a clot dissolution treatment procedure at the treatment site, wherein the clot dissolution treatment procedure comprises delivering ultrasonic energy and a therapeutic compound from the catheter to the treatment site;(c) measuring a thermal parameter at the treatment site; and(d) displaying the measured thermal parameter and/or the changes in the measured thermal parameter. 2. The method of claim 1, further comprising determining the degree of variability of the measured thermal parameter. 3. The method of claim 2, wherein the degree of variability is an indicator for the progress of clot dissolution. 4. The method of claim 2, wherein a notification to terminate the clot dissolution treatment is displayed when the degree of variability of the measured thermal parameter is less then a predetermined value. 5. The method of claim 2, wherein a notification to modify the clot dissolution treatment is displayed when the degree of variability of the measured thermal parameter is less then a predetermined value. 6. The method of claim 1, further comprising using statistical methods to improve the signal to noise ratio of the measured thermal parameter. 7. The method of claim 1, where the measured thermal parameter is a thermal time constant. 8. The method of claim 1, where the measured thermal parameter is a thermal capacity. 9. The method of claim 1, where the measured thermal parameter is a thermal conductivity. 10. The method of claim 1, where the measured thermal parameter is a thermal propagation rate. 11. The method of claim 1, where the measured thermal parameter is a temperature. 12. The method of claim 1, wherein a blood flow is absent at the treatment site during the clot dissolution process. | EKOS CORPORATION | A61B005/01 A61M025/00
US20100069724 | A1 | 2010-03-18 | Computational system and method for memory modification | 2009-07-29 | Systems and methods are described relating to monitoring at least one physiologic response of an individual during an artificial sensory experience, associating a characteristic of the artificial sensory experience with the at least one physiologic response of the individual, and modifying at least one of a memory-dampening agent or the artificial sensory experience at least partially based on associating a characteristic of the artificial sensory experience with the at least one physiologic response of the individual. | 1. A system, comprising: means for monitoring at least one physiologic response of an individual during an artificial sensory experience;means for associating a characteristic of the artificial sensory experience with the at least one physiologic response of the individual; andmeans for modifying at least one of a memory-dampening agent or the artificial sensory experience at least partially based on associating a characteristic of the artificial sensory experience with the at least one physiologic response of the individual. 2. The system of claim 1 wherein the means for monitoring at least one physiologic response of an individual during an artificial sensory experience comprises: means for receiving data from an automated medical device. 3. The system of claim 1, wherein means for monitoring at least one physiologic response of an individual during an artificial sensory experience comprises: means for monitoring at least one of physical activity, heart rate, blood oxygen level, or blood pressure temporally associated with an artificial sensory experience. 4. The system of claim 1, wherein means for monitoring at least one physiologic response of an individual during an artificial sensory experience comprises: means for monitoring a neurophysiological activity. 5. The system of claim 4, wherein means for monitoring a neurophysiological activity comprises: means for measuring at least one physiologic activity using at least one of electroencephalography, computed axial tomography, positron emission tomography, magnetic resonance imaging, functional magnetic resonance imaging, functional near-infrared imaging, or magnetoencephalography. 6. The system of claim 1, wherein means for monitoring at least one physiologic response of an individual during an artificial sensory experience comprises: means for recording at least one monitored physiologic response of the individual. 7. The system of claim 1, wherein means for associating a characteristic of the artificial sensory experience with the at least one physiologic response of the individual comprises: means for associating at least one of an object, an action, an avatar, or an environment of the artificial sensory experience with at least one physiological response of the individual. 8. The system of claim 1, wherein means for associating a characteristic of the artificial sensory experience with the at least one physiologic response of the individual comprises: means for associating a characteristic of the artificial sensory experience with at least one of blood pressure, pulse, pupil dilation, respiration rate, skin response, or voice response of the individual. 9. The system of claim 1, wherein means for associating a characteristic of the artificial sensory experience with the at least one physiologic response of the individual comprises: means for accepting a report from the individual of an association of a characteristic of the artificial sensory experience and the at least one phys... | Searete LLC | A61B005/00 A61M021/00
US20100069772 | A1 | 2010-03-18 | WIRELESS PYRO/PIEZO SENSOR TRANSCEIVER | 2009-09-11 | This document discusses, among other things, an apparatus and method for transmitting biomedical data of a patient. Biomedical data of the patient can be transmitted using one or more wireless transceivers. The wireless transceiver can include a pyro/piezoelectric sensor for detecting the biomedical data of the patient. Examples include wirelessly communicating the biomedical data to a base station coupled to a polysomnograph (PSG) machine or a sleep therapy device. | 1. An apparatus for transmitting biomedical data of a patient, the device comprising: a wireless transceiver configured to receive biomedical data from a pyro/piezoelectric sensor, the pyro/piezoelectric sensor having both pyroelectric and piezoelectric properties and configured to detect biomedical data from the patient; andwherein the wireless transceiver is configured to wirelessly communicate the biomedical data to a wireless base station coupled to a sleep therapy device or a polysomnograph (PSG) machine. 2. The apparatus of claim 1, including the pyro/piezoelectric sensor, wherein the pyro/piezoelectric sensor includes an airflow sensor configured to detect respiration airflow of the patient. 3. The apparatus of claim 2, wherein the wireless transceiver is configured to receive respiration temperature and pressure information from the airflow sensor. 4. The apparatus of claim 3, wherein the wireless transceiver is configured to wirelessly communicate the respiration temperature and pressure information to a wireless base station coupled to a PSG machine configured to display the respiration temperature and pressure information to a user for diagnosing a sleep disorder. 5. The apparatus of claim 3, wherein the wireless transceiver is configured to wirelessly communicate the respiration temperature and pressure information to a wireless base station coupled to a sleep therapy device configured to detect a sleep disorder event using the respiration temperature and pressure information and to provide treatment to interrupt the sleep disorder event. 6. The apparatus of claim 1, including the pyro/piezoelectric sensor, wherein the pyro/piezoelectric sensor includes a chest respiratory effort belt configured to detect chest respiratory effort information of the patient. 7. The apparatus of claim 6, wherein the wireless transceiver is configured to wirelessly communicate the chest respiratory effort information to a wireless base station coupled to a PSG machine configured to display the chest respiratory effort information to a user for diagnosing a sleep disorder. 8. The apparatus of claim 6, wherein the wireless transceiver is configured to wirelessly communicate the chest respiratory effort information to a wireless base station coupled to a sleep therapy device configured to detect a sleep disorder event using the chest respiratory effort information and to provide treatment to interrupt the sleep disorder event. 9. The apparatus of claim 1, including the pyro/piezoelectric sensor, wherein the pyro/piezoelectric sensor includes an abdominal respiratory effort belt configured to detect abdominal respiratory effort information of the patient. 10. The apparatus of claim 9, wherein the wireless transceiver is configured to wirelessly communicate the abdominal respiratory effort information to a wireless base station coupled to a PSG machine configured to display the abdominal respiratory effort information to a user for diagnosing a sleep... | Dymedix Corporation | A61B005/087 G08B001/08
US20100099958 | A1 | 2010-04-22 | Method of identifying when a patient undergoing hemodialysis is at increased risk of death | 2009-10-15 | The invention is directed to a method of identifying a patient undergoing periodic hemodialysis treatments at increased risk for death that includes determining at least one of the patient's systolic blood pressure, serum albumin level, body weight, and body temperature at periodic hemodialysis treatments, and identifying a patient as having an increased risk for death if the patient has a substantial change in the rate of decline of at least one of the patient's systolic blood pressure, serum albumin level, body weight, and body temperature. The invention is also directed to a method of identifying an increased mortality risk factor for a patient undergoing periodic hemodialysis treatment. The method includes analyzing data in deceased patients that were previously undergoing periodic hemodialysis treatments by performing a longitudinal analysis backwards in time of changes in a clinical or biochemical parameter the patients, and identifying a substantial change in the rate of decline or the rate of increase in a clinical or biochemical parameter before death of the patients. | 1. A method of identifying a patient undergoing periodic hemodialysis treatments at increased risk for death, comprising: a) determining at least one of the patient's systolic blood pressure, serum albumin level, body weight, and body temperature periodically while the patient is undergoing hemodialysis treatments; andb) identifying the patient as having an increased risk for death if the patient has a substantial change in the rate of decline of at least one of the patient's systolic blood pressure, serum albumin level, body weight, and body temperature. 2. The method of claim 1 wherein identifying the patient as having an increased risk of death is determined because the patient has a substantial change in the rate of decline of systolic blood pressure, serum albumin level, body weight, and body temperature. 3. The method of claim 1 wherein identifying the patient as having an increased risk of death is accomplished within a sufficient lead time to allow for a therapeutic intervention to decrease the patient's risk of death. 4. A method of identifying an increased mortality risk factor for a patient undergoing periodic hemodialysis treatment, comprising: a) analyzing data in deceased patients that were previously undergoing periodic hemodialysis treatments by performing a longitudinal analysis backwards in time of changes in a clinical or biochemical parameter of the patients; andb) identifying a substantial change in the rate of decline or the rate of increase of a clinical or biochemical parameter before death of the patients. | Fresenius Medical Care Holdings Inc. | A61B005/00
US07685005 | B2 | 2010-03-23 | Medical device systems implemented network scheme for remote patient management | 2001-08-29 | A system and method for computer enabled network patient management of medical devices used in chronic disease management. Utilizing web site and push alert notification of alert level physiologic data derived via analysis of continuous stream wireless data transmissions from a patient, a full cycle improvement over existing modalities is achieved. Proxy and medical device user integration and access is enabled to achieve further contribution to the technical advantages of the system. | 1. An internet-based method, comprising the steps of: providing a networked computing system including a database network site, a patient medical services delivery application program, and a communications channel establishing a data and services delivery path;a database network site receiving in a substantially continuous and real-time manner first data inputs uniquely representative of sensed physiologic information from a medical device configuration of a patient;the networked computing system communicating with at least one web-enabled web-site and receiving web-site originated signals requesting access to first data inputs on the database network site and to services provided by the patient medical services delivery application program;the database network site monitoring the data and service delivery path to determine a user's access to the first data inputs on the database network site and access to the patient medical services delivery application program, andthe database network site determining a revenue for the user's access to the networked computing system based upon at least one of the user's access to the first data inputs on the database network site and access to the patient medical services delivery application program. 2. The service method of claim 1 further including the step of providing said web-site and configuring said web-site with a user interface which includes a sign-in input to enable access to said database network site. 3. The service method of claim 1 in which the receiving step includes receiving at least one signal carrying information representing sensed physiologic status within the patient from at least one medical device located on or at least partially in the patient's body. 4. The service method of claim 1 in which the receiving step includes receiving signals carrying information representing actual physiologic phenomenon within the patient as sensed by at least one medical device located on or at least partially in the patient's body. 5. The service method of claim 1 in which the receiving step includes receiving signals carrying information representing actual physiologic phenomenon within the patient as sensed by a plurality of medical devices located on or at least partially in the patient's body. 6. The service method of claim 1 in which the networked computing system communicating and receiving step comprises providing a secure sign-in and validating an originator's security-related action prior to allowing access of the originator to the database information. 7. The service method of claim 1 in which the first data inputs provides intermediate information to enable further production of data representations enabling subsequent actions. 8. An internet-based method for a paid service to maintain connection of a remote implantable medical device configured patient to a database network and for medical device data exchange and processing comprising the steps of: providing a web-site in a web-ena... | Medtronic, Inc. | A61B005/00 G06F019/00
US07684842 | B2 | 2010-03-23 | System and method for preventing sensor misuse | 2006-09-29 | Embodiments of the present invention relate to a pulse oximetry sensor. The pulse oximetry sensor may comprise an emitter configured to transmit a signal into tissue, a detector configured to detect the signal, and a quality assurance component coupled to a first sensor component and second sensor component. The quality assurance component may be configured to break and disable the sensor upon separation of the first sensor component from the second sensor component. | 1. A pulse oximetry sensor, comprising: an emitter configured to transmit a signal into tissue;a detector configured to detect the signal; anda quality assurance component coupled to a first sensor component and second sensor component, the quality assurance component configured to break and disable the sensor upon separation of the first sensor component from the second sensor component, wherein the quality assurance component is interwoven with the first sensor component and the second sensor component. 2. The sensor of claim 1, wherein the quality assurance component comprises a trace. 3. The sensor of claim 1, wherein the quality assurance component comprises an information element. 4. The sensor of claim 1, wherein the quality assurance component comprises a memory. 5. The sensor of claim 1, wherein the quality assurance component comprises a resistor. 6. The sensor of claim 1, wherein the quality assurance component comprises a communication component configured to provide electrical communication with a monitor. 7. The sensor of claim 1, wherein the first and second sensor components are first and second sensor layers and the quality assurance component is disposed across the first and second layers. 8. The sensor of claim 1, wherein a portion of the quality assurance component couples to the second sensor component at an exposed location on the first sensor component, the exposed location defining an electrical breakpoint. 9. The sensor of claim 1, wherein the first and second sensor components are first and second sensor layers and the quality assurance component is interwoven with the first and second layers. 10. A method of assured quality operation of a pulse oximetry sensor, comprising: disabling the pulse oximetry sensor upon separation of a first sensor component and a second sensor component by breaking a quality assurance component that is interwoven with the first and second sensor components. 11. The method of claim 10, wherein breaking the quality assurance component comprises breaking a conductive trace to disable the pulse oximetry sensor. 12. The method of claim 10, wherein breaking the quality assurance component comprises breaking an information element to disable the pulse oximetry sensor. 13. The method of claim 10, wherein breaking the quality assurance component comprises breaking a memory to disable the pulse oximetry sensor. 14. The method of claim 10, wherein breaking the quality assurance component comprises breaking a resistor to disable the pulse oximetry sensor. 15. The method of claim 10, comprising breaking the quality assurance component proximate an electrical break point. 16. The method of claim 15, wherein breaking the quality assurance component proximate the electrical break point comprises breaking the quality assurance component proximate a junction between the first and second sensor components. 17. A method of manufacturing a quality assured pulse oximetry sensor, comprising: providi... | Nellcor Puritan Bennett LLC | A61B005/1455
US07704213 | B2 | 2010-04-27 | Method and device for determining the blood flow in a blood-conducting tube | 2003-12-04 | A measurement method for determining the blood flow rate QF in blood carrying lines is provided. It may be used in particular to determine the blood flow in a patient's vessel, which is connected to the extracorporeal circulation of a blood treatment machine by an arterial line and a venous line. According to the method, the net rate dX/dt of a variable X is determined, with X being derived from a physicochemical variable Y of the blood with the help of values YA and YV which are adequately constant over time and which respectively characterize the physicochemical property in the arterial line and the venous line during the measurement interval. The net rate dX/dt is then used to determine the blood flow rate QF. The targeted use of indicators is not necessary. | 1. A method of determining a blood flow rate QF in a blood-carrying line that is coupled to an extracorporeal blood treatment device through an arterial line and a venous line using a processing unit, a portion of blood in said blood-carrying line being branched off at a first location through said arterial line and being returned to said blood-carrying line at a second location through said venous line such that said portion of blood passes from said arterial line to said extracorporeal blood treatment device and then to said venous line, the method comprising the steps of: determining, using a measurement means a physicochemical variable Y of the blood, which is constant over a period of time for a measurement interval, in the arterial line upstream of said extracorporeal blood treatment device as having the value YA and in the venous line downstream of said extracorporeal blood treatment device as having value YV, determining, using said processing unit a net rate dX/dt of a variable X derived from the physicochemical variable Y into or out of the blood-carrying line during the measurement interval from the values YA and YV as a difference between rate dXA/dt as measured in blood removed from the blood-carrying line through the arterial line and the rate dXV/dt as measured in blood supplied back to the blood-carrying line through the venous line and using the net rate dX/dt to determine the blood flow rate QF in said blood-carrying line using said processing unit. 2. The method according to claim 1, wherein a blood flow rate QB is determined in the arterial line and in the venous line for the determination of the rate removed dXA/dt and the rate supplied dXV/dt. 3. The method according to claim 2, wherein the physicochemical variable Y is the thermal energy per unit of volume of blood, and the variable X, which is derived from Y, denotes the thermal energy E of the blood in the blood-carrying line. 4. The method according to claim 3, wherein a temperature TA in the arterial line and a temperature TV in the venous line are determined for the determination of the net thermal energy rate dE/dT, and the net energy rate is determined on the basis of the equationⅆEⅆt=ⅆEVⅆt-ⅆEAⅆt=cE⁢ρB⁢QB⁡(TV-TA)where cE is the specific thermal capacity and ρB is the density of the blood. 5. The method according to claim 2, wherein the physicochemical variable Y is a concentration c of a substance in blood, and X is a quantity C of the substance in the blood-carrying line. 6. The method according to claim 5, wherein the concentrations cA of the substance in the arterial line and cV in the venous line are determined for the determination of a net substance quantity rate dC/dt, and the net substance quantity rate is determined according to the equation:ⅆCⅆt=ⅆCVⅆt-ⅆCAⅆt=QB⁡(cV-cA) 7. The method according to claim 1, wherein the arterial line branches off from the blood-carrying line upstream from the venous line, and the blood flow rate QF is determined on the bas... | Fresenius Medical Care Deutschland GmbH | A61B005/026
US07684843 | B2 | 2010-03-23 | Medical sensor and technique for using the same | 2006-07-28 | A sensor assembly is provided that includes a frame having two or more structural supports. A coating is provided over the frame. The coating has at least one deformable region disposed between the two or more structural supports. As least one optical component is disposed within the at least one deformable region such that the at least one optical component can move relative to the two or more structural supports. A biasing component is attached to an end of the frame such that at least two different portions of the coated frame are biased closed in the absence of a sufficient opening force. The sensor may be placed on a patient's finger, toe, ear, and so forth to obtain pulse oximetry or other physiological measurements. A skeletal frame and a method for manufacturing a skeletal framework are also provided. | 1. A sensor assembly, comprising: a frame comprising two or more structural supports;a coating provided over the frame, wherein the coating comprises at least one deformable region disposed between the two or more structural supports;at least one optical component disposed within the at least one deformable region, such that the at least one optical component is capable of moving relative to the two or more structural supports; anda biasing component attached to an end of the frame such that at least two different portions of the coated frame are biased closed in the absence of a sufficient opening force. 2. The sensor assembly of claim 1, wherein the at least one optical component comprises at least one of a light emitting diode or a photodetector. 3. The sensor assembly of claim 1, wherein the coating comprises a first deformable region disposed between first and second structural supports and a second deformable region disposed between third and fourth structural supports. 4. The sensor assembly of claim 3, wherein the at least one optical component comprises a light emitting diode disposed within the first deformable region and capable of moving relative to the first and second structural supports and a photodetector disposed within the second deformable region and capable of moving relative to the third and fourth structural supports. 5. The sensor assembly of claim 1, comprising one or more signal transmission structures connected to the at least optical component. 6. The sensor assembly of claim 1, wherein the sensor assembly comprises at least one of a pulse oximetry sensor, a sensor for measuring a water fraction, or a combination thereof. 7. The sensor assembly of claim 1, wherein the frame comprises a single molded part. 8. The sensor assembly of claim 1, wherein the frame comprises two or more parts joined to form the frame. 9. The sensor assembly of claim 1, wherein the coating comprises a thermoplastic elastomer. 10. The sensor assembly of claim 9, wherein the thermoplastic elastomer comprises at least one of a thermoplastic polyolefin, a thermoplastic vulcanizate alloy, thermoplastic polyurethane, silicone, or a combination thereof. 11. The sensor assembly of claim 1, wherein the coating comprises a conformable material. 12. The sensor assembly of claim 1, wherein no moving parts of the frame remain exposed from the coating. 13. The sensor assembly of claim 1, wherein the sensor assembly is fluid tight. 14. The sensor assembly of claim 1, wherein the coating is chemically bonded to the frame. 15. The sensor assembly of claim 1, comprising a pulse oximeter monitor configured to receive data from the at least one optical component. 16. The sensor assembly of claim 1, comprising a multi-parameter monitor configured to receive data from the at least one optical component. 17. The sensor assembly of claim 1, comprising at least one integrated circuit device. 18. The sensor assembly of claim 1, comprising a cable compris... | Nellcor Puritan Bennett LLC | A61B005/145
US07670289 | B1 | 2010-03-02 | Dressing and integrated system for detection of fluid loss | 2007-08-01 | A fluid loss detection device for dressings at pre-existing port sites, catheter sites, operative sites, ostomy sites, drain sites, line sites such as those utilized in hemodialysis, wound sites, or other areas for which monitoring of fluid or blood loss is medically indicated. The detection device includes a patch having a primary loop circuit and an early warning alarm circuit loop. In one embodiment, closure of the early warning alarm circuit loop activates an alarm. The alarm may be connected directly to the patch and sound locally or may be activated remotely via radio transmission. The detection device may additionally cause a medical device such as a hemodialysis system to shut down. | 1. A fluid loss detection device, comprising: a patch;a central opening through said patch so that said patch surrounds said central opening;a boundary edge of said patch circumnavigating said patch;a slit through a portion of said patch, wherein said slit originates at said boundary edge of said patch and terminates approximately at said central opening of said patch;a primary circuit loop within said patch and defining a first perimeter therein, wherein said primary circuit loop surrounds said central opening, which forms a target for receipt of a return access site;an early warning alarm circuit loop within said patch and defining a second perimeter therein, wherein said first perimeter is contained within said second perimeter;an alarm activated by a status change in properties of said early warning alarm circuit loop, wherein said early warning alarm circuit loop is activated by a small blood leak and wherein said emergency shut-down circuit loop is activated by a larger blood loss; andan emergency shut-down circuit loop within said patch and defining a third perimeter therein, wherein said second perimeter is contained within said third perimeter and wherein said primary circuit loop, said early warning alarm circuit loop, and said emergency shut-down circuit loop are in a radial plane formed by said patch. 2. A fluid loss detection device as set forth in claim 1 wherein said patch includes a base for connection to the skin of a patient. 3. A fluid loss detection device as set forth in claim 1 further comprising: a radio transmitter activated by said status change in properties of said early warning alarm circuit loop; anda radio receiver that is compatible with said radio transmitter and that is operably connected to said alarm. 4. A fluid loss device as set forth in claim 3 wherein said radio transmitter is capable of emitting a low frequency radio signal and wherein said radio receiver is capable of receiving a low frequency radio signal. 5. A method of fluid loss detection, comprising the steps of: placing a patch having an external boundary edge circumnavigating said patch and a central opening through said patch so that said patch surrounds said central opening;adhesively securing said patch to a patient;sensing if fluid causes a change in electrical properties of a primary circuit loop and an early warning alarm circuit loop and thereafter activating an alarm; andsensing if fluid causes a change in electrical properties of an emergency shut-down circuit loop independent from said early warning alarm circuit wherein said primary circuit loop, said early warning alarm circuit loop and said emergency shut-down circuit loop are in a radial plane formed by said patch. 6. A method of fluid loss detection as set forth in claim 5, further comprising the step of, before said patch is placed, wrapping said patch around a pre-existing protrusion in said patient's skin. 7. A method of fluid loss detection as set forth in claim 6, wherein s... | - | A61B005/0265 A61B005/00 A61M005/00
US07684840 | B2 | 2010-03-23 | System and method for in-vivo sampling and analysis | 2003-08-07 | A system for in vivo analysis which includes agglutinative particles capable of interacting with at least one analyte so as to cause an optical change; and at least one in vivo imaging system (220, 230, 240) configured for detecting the optical change in vivo. The system may be incorporated within an ingestible capsule (100). | 1. An ingestible capsule comprising: an optical window, said window having immobilized thereto agglutinative particles capable of interacting with at least one analyte and further capable of gathering into agglutination groups so as to cause an optical change;at least one imaging system configured for detecting at least the optical change; anda transmitter configured for transmitting image data to an external receiving system. 2. The system according to claim 1 comprising at least one illumination source. 3. The system according to claim 1 wherein the imaging system is configured for imaging a body lumen. 4. The system according to claim 1 wherein the agglutinative particles include at least one molecule selected from the group consisting of: antibodies, antigens, cells and linkers. 5. The system according to claim 1 wherein the optical change is selected from the group consisting of: a change of color, a change of hue, a change of brightness, a change of intensity, a change of optical density, a change of transparency, a change of light scattering and any combination thereof. 6. The system according to claim 1 wherein the in vivo imaging system includes at least a photodiode, a CCD or a CMOS. 7. The device according to claim 1 comprising at least one chamber, said chamber configured for containing the agglutinative particles and an in vivo sample. 8. The system according to claim 7 wherein the chamber is at least partially transparent. 9. The system according to claim 7 wherein the imaging system is configured for imaging the chamber. 10. The system according to claim 7 wherein the at least one analyte is in the in vivo sample. 11. A method for in vivo analysis, the method comprising the steps of: obtaining a sample from a body lumen;combining in vivo the sample with agglutinative particles capable of interacting with at least one analyte in the sample and gathering into agglutination groups; anddetecting at least one optical change upon formation of the agglutination groups. 12. The method according to claim 11 wherein the step of detecting at least one optical change includes imaging the combined sample. 13. The method according to claim 11 comprising the step of obtaining at least one image of the body lumen. 14. The method according to claim 11 comprising transmitting data to an external receiving unit. 15. The method according to claim 11 further comprising the step of ingesting a capsule comprising the agglutinative particles, wherein said step of obtaining a sample is performed using the capsule. 16. The method according to claim 11 further comprising the step of identifying a location of the combined sample within the body lumen. 17. The method according to claim 11, wherein the combined sample and agglutinative particles gather into the agglutinative groups proportional to the concentration of analyte in the sample. | Given Imaging, Ltd. | A61B005/1455
US20100081921 | A1 | 2010-04-01 | METHOD FOR UPDATING A STATUS OF A MEDICALLY USABLE OBJECT | 2009-09-18 | The present application relates to a medical data method for updating a status of at least one object which relates to a medical applicability of the at least one object, including the following steps: preparing object data which describes location data and the status of the at least one object; preparing change data which relates to changes in the status of the at least one object; wherein the status of the at least one object is updated on the basis of a comparison between the object data and the change data. | 1. A medical data method for updating a status of at least one object which relates to a medical applicability of the at least one object, including the following steps: preparing object data which describes location data and the status of the at least one object;preparing change data which relates to changes in the status of the at least one object,whereinthe status of the at least one object is updated on the basis of a comparison between the object data and the change data. 2. The method according to claim 1, wherein the change data describes conditions in which the status of the at least one object changes, wherein on the basis of the change data and object data, a determination is made as to whether a condition for the change in status obtains for the at least one object, and the status which is described by the object data assigned to the at least one object is updated. 3. The method according to claim 1, wherein the change data depends on the location of at least one other object which is different from the at least one object. 4. The method according to claim 1, wherein the change data includes the location of the at least one object and/or time information. 5. The method according to claim 1, wherein the object data is prepared in such a way that a movement of the at least one object can be reconstructed and/or the future movement of the at least one object can be extrapolated on the basis of the object data. 6. The method according to claim 1, wherein the object data additionally includes identification data with respect to the at least one object. 7. The method according to claim 6, wherein the identification data is based on the shape of the at least one object and/or on a pattern of the at least one object and/or includes data with respect to a marker device. 8. The method according to claim 1, wherein information on the update in the status is output on the basis of the comparison between the object data and the change data. 9. The method according to claim 1, wherein when the at least one object is situated at least partially in a patient's body, the object data is based on patient analysis data which is obtained using an imaging method, so as to describe the location of the at least one object in a patient's body. 10. The method according to claim 1, wherein the object data includes target information and actual information on the geometry of the at least one object, wherein the geometry information from the two datasets is compared with each other, and the at least one object is assigned a particular status on the basis of this comparison. 11. The method according to claim 1, wherein a nominal status of the at least one object is compared with the status of the at least one object, whereupon information is transmitted to a management unit on the basis of this comparison. 12. The method according to claim 1, wherein the statuses which the at least one object has passed through are logged, i.e. are stored together with c... | - | A61B005/05
US07674226 | B2 | 2010-03-09 | Method for enhanced performance training | 2006-01-27 | A method for enhanced exercise training or performance utilizing intentional controlled tachypnea and somatic sensory alkalosis biofeedback training to maintain an essentially non-acidic state during exercise. A trainee is instructed to decrease measured transcutaneous CO2 levels by increased ventilation and to correlate measured transcutaneous CO2 levels with subjective somatic symptoms. Studies under exercise conditions measure the intensity of exercise correlating to an onset in blood acid accumulation in the trainee and such level of intensity is in turn correlated with a predetermined heart rate. The trainee is then instructed to use heart rate and somatic sensory changes as a guide to the need for increased ventilation to lower blood CO2. In another embodiment, the method of the instant invention utilizes intentional controlled tachypnea to increase maximum breath holding time. | 1. A method for enhanced transcutaneous carbon dioxide (TCO2) control exercise training of a trainee, comprising the steps of: a) performing a first exercise training session during which the trainee is monitored with at least a cardiovascular characteristic monitor, a metabolic characteristic monitor, and a TCO2 monitor, further comprising the steps of; 1) recording the TCO2 of the trainee at rest, thereby establishing a first baseline TCO2 value;2) initiating exercise of the trainee at progressively increasing intensity, while allowing the trainee to view the TCO2 monitor, both monitoring and recording, (i) at least one primary cardiovascular characteristic value reflecting exercise intensity, (ii) at least one primary metabolic characteristic value reflecting blood acid-base balance, and (iii) at least one TCO2 value; at least at a first and a second time;3) continuing to progressively increase the exercise intensity of the trainee, as measured by the primary cardiovascular characteristic value, to a point of maximum effort and both monitoring and recording a measured maximum effort cardiovascular characteristic value reflecting the primary cardiovascular characteristic value at the point of maximum effort;4) determining a maximum cardiovascular characteristic value reflecting exercise intensity selected from one of the group of values consisting of (i) an age determined formula based maximum heart rate value for the trainee and (ii) the recorded measured maximum effort cardiovascular characteristic value;5) correlating the at least one primary cardiovascular characteristic value with the at least one metabolic characteristic value for each of the at least first and second times;6) determining, by reference to a predetermined reference criteria, a lactate threshold (LT) value selected from a group of values consisting of the at least one primary metabolic characteristic value;7) determining the recorded primary cardiovascular characteristic value at the LT value;8) calculating a target cardiovascular characteristic value, less by a predetermined measure, than the recorded primary cardiovascular characteristic value at the LT value; and9) resting the trainee for a time sufficient to attain a training baseline TCO2 value not greater than 110% of the first baseline TCO2; andb) performing at least one secondary exercise training session during which the trainee is monitored with at least a cardiovascular characteristic monitor and a TCO2 monitor, further comprising the steps of; 1) initiating exercise of the trainee at progressively increasing intensity, as measured by the primary cardiovascular characteristic value and monitoring and recording TCO2 values while allowing the trainee to view the TCO2 monitor, to a steady state exercise intensity at which the trainee attains the target cardiovascular characteristic value;2) identifying a sensed somatic state by instructing the trainee to increase ventilation to reduce the monitored and recorded TCO2... | - | A61B005/00 A61B005/08 A61B005/02
US07704214 | B2 | 2010-04-27 | Device and method for the quantitative determination of nitrogen oxides in exhaled air and application thereof | 2002-04-30 | A volumetric flow of an analyte, including exhaled air, is fed to a gas sensor unit by used of gas flow device, which can include various sensors for the determination of nitrogen oxides. An oxidation catalyst is used when using an NO2 sensor, which converts nitrogen monoxide to nitrogen dioxide and the gas sensor unit measures the content of nitrogen dioxide. The nitrogen monoxide content is calculated from the nitrogen dioxide content. In order to eliminate cross-sensitivity moisture and ethanol are also measured. The device can be applied to the determination of nitrogen monoxide content of exhaled air. | 1. Device for quantitative measurement of nitrogen monoxide in exhaled air, comprising: a gas sensor unit including at least one gas sensor based on a principle of work function measurement, the at least one gas sensor including a first-type gas-sensitive layer containing a porphine pigment,an oxidation catalyst for oxidation of nitrogen monoxide to nitrogen dioxide, andat least one further sensor for the detection of at least one of moisture and ethanol for elimination of cross-sensitivities,wherein the device is configured to measure the nitrogen monoxide, in the exhaled air of an individual, using the gas sensor unit. 2. Device according to claim 1, further comprising a field effect transistor including the first-type gas-sensitive layer, the field effect transistor being adapted to read the work function and the first-type gas-sensitive layer being in the form of a porous material deposited on a channel area of the field effect transistor. 3. Device according to claim 1, wherein the first-type gas-sensitive layer detects nitrogen oxide, the porphine pigment being a gas-sensitive material. 4. Device according to claim 3, wherein the porphine pigment is at least one of a phthalocyanine, a derivate of a phthalocyanine with the central atom being at least one of copper, lead, tin, nickel, cobalt, or zinc, and a phthalocyanine without a central atom whose free binding sites in the porphine ring are saturated by hydrogen atoms. 5. Device according to claim 4, wherein the phthalocyanine without the central atom is at least one of heliogen blue G and a phthalocyanine with phenylether side chains. 6. Device according to claim 1, wherein the device for determining the nitrogen monoxide in exhaled air is mobile. 7. Device according to claim 1, further comprising: a gas flow device for the supply of the volumetric flow of at least one of nitrogen dioxide and nitrogen dioxide and at least one component of at least one of moisture, ethanol and temperature. 8. Device according to claim 7, wherein the volumetric flow of the exhaled air is divided in the gas flow device into a part volumetric flow via the oxidation catalyst for oxidation of nitrogen monoxide to nitrogen dioxide and then to the gas sensor unit for measurement of the nitrogen dioxide concentration, and into a further part volumetric flow supplied directly to a further nitrogen dioxide gas sensor for determining the nitrogen dioxide concentration, wherein the nitrogen monoxide concentration of the exhaled air is calculatable by using the individual nitrogen dioxide concentrations. 9. Device according to claim 7, wherein the complete volumetric flow of the exhaled air in the gas flow device is supplied through the oxidation catalyst for oxidation of nitrogen monoxide to nitrogen dioxide and then to a gas sensor unit for measurement of the nitrogen dioxide concentration, wherein the nitrogen monoxide concentration of the exhaled air is calculatable by using the nitrogen dioxide concentrati... | Siemens Aktiengesellschaft | A61B005/08 G01N031/00
US07685728 | B2 | 2010-03-30 | Method and apparatus for determining comfortable footbed shapes | 2008-03-28 | A method and apparatus for determining the comfortable footbed shape for a person. The apparatus comprises a rear platform for supporting the rear of a foot, a front platform for supporting a forefoot, the height of at least one of said front and rear platforms being adjustable relative to the height of the other one of said platforms and fixable at a selected height relative to the other platform; and a supporting surface for accommodating the plantar surface of a foot, the supporting surface comprising a length of flexible material fixable mounted to and extending between said front and rear platforms. The apparatus can adjust the aforementioned components to various settings with a view to determining the plantar foot shape and the perceived comfort in any chosen posture. | 1. An apparatus comprising; a rear platform for supporting the rear of a foot;a front platform for supporting a forefoot;the height of at least one of said front and rear platforms being adjustable relative to the height of the other one of said platforms and fixable at a selected height relative to the other platform;and a supporting surface for accommodating the plantar surface of a foot, the supporting surface comprising a length of flexible material mounted to and extending between said front and rear platforms. 2. The apparatus of claim 1 further comprising an adjustable middle foot supporting member, said middle foot supporting member being arranged to contact a portion of the supporting surface. 3. The apparatus of claim 2 wherein the height of the middle foot supporting member is adjustable. 4. The apparatus of claim 2 wherein an angle of the middle foot supporting member is adjustable. 5. The apparatus of claim 2 wherein the lateral distance between the middle foot supporting member and the front or rear platform is adjustable. 6. The apparatus of claim 1 wherein an angle of inclination of the rear platform is adjustable. 7. The apparatus of claim 6 wherein the rear platform is rotatable about an axis and its angle of inclination may be varied by one or more adjustment members which support the platform. 8. The apparatus of claim 6 wherein the rear platform has a replaceable foot supporting portion, which can be replaced by one or more other foot supporting portions having different angles of inclination. 9. The apparatus of claim 1 wherein an angle of inclination of the front platform is adjustable. 10. The apparatus of claim 1 wherein the relative height of the front and rear platforms is adjustable continuously. 11. The apparatus of claim 1 wherein the relative height of the front and rear platforms is adjustable by one or more electrical actuators. 12. The apparatus of claim 1 having a plurality of replaceable supporting surfaces, each of which is mountable to the front and rear platforms and each of which has different characteristics. 13. The apparatus of claim 1 wherein the supporting surface is formed of a plurality of portions having different characteristics from each other; said characteristics being selected from the group comprising stiffnesses and resilience properties. 14. The apparatus of claim 1 further comprising an optical device or touch probe for obtaining a shape of a foot supported by the support surface. 15. A method of determining the comfortable plantar shape of a foot comprising the steps of: a. placing the rear of a foot on a rear platform, the forefoot on a front platform and resting the middle of the foot on a supporting surface comprising a strip of material extending between and mounted to the front and rear platformsb. adjusting the height and/or an angle of inclination of at least one of the front and rear platformsc. determining when the foot is comfortable. 16. An apparatus for measuring... | The Hong Kong University of Science and Technology | A61B005/103
US07835777 | B2 | 2010-11-16 | Device and method for determining analyte levels | 2009-12-22 | Devices and methods for determining analyte levels are described. The devices and methods allow for the implantation of analyte-monitoring devices, such as glucose monitoring devices, that result in the delivery of a dependable flow of blood to deliver sample to the implanted device. The devices comprise a unique microarchitectural arrangement in the sensor region that allows accurate data to be obtained over long periods of time. | 1. A system for processing sensor data from a continuous analyte sensor, comprising: a sensor comprising one or more electrodes configured for implantation in a subcutaneous tissue of a host, wherein the sensor is configured to continuously measure an analyte concentration in the host, whereby sensor data indicative of the subcutaneous analyte concentration is obtained; andan electronic system operably connected to the sensor and configured to calibrate the sensor data in real-time using a reference value determined by analysis of blood, wherein the electronic system is configured to calibrate the sensor data by correlating the reference value with a time-spaced sensor data value of the sensor data. 2. The system of claim 1, wherein the electronic system is configured to determine trends in analyte concentration. 3. The system of claim 1, wherein the system is configured to provide a substantially stable measurement of the analyte concentration in the host, wherein at least 95% of calibrated sensor data values are within 25% of corresponding values determined by analysis of blood over a useful life of the device. 4. The system of claim 1, wherein the analyte is glucose, and wherein the calibration is substantially linear at a glucose concentration of from about 40 mg/dL to about 500 mg/dL. 5. The system of claim 1, wherein the sensor is configured to continuously measure the analyte concentration in the host for at least about 3 days. 6. The system of claim 1, wherein the sensor is configured to continuously measure the analyte concentration in the host for at least about 5 days. 7. The system of claim 1, wherein the sensor is configured to continuously measure the analyte concentration in the host for at least about 7 days. 8. The system of claim 1, wherein the electronic system is physically coupled to the sensor. 9. The system of claim 1, wherein the electronic system is operably connected via radio telemetry to the sensor. 10. The system of claim 1, wherein an offset current defined by a current at 0 mg/dL is configured to remain stable during a period of time of continuous measurement of the analyte concentration in the host. 11. The system of claim 1, wherein the analyte is glucose. 12. A method for processing real-time sensor data from a continuous analyte sensor, comprising: calibrating, with an electronic system, data from a sensor configured to continuously measure a subcutaneous analyte concentration in a host, wherein calibrating comprises correlating a reference value determined by analysis of blood with a time-spaced sensor data value of the sensor data, and wherein the calibrating is performed during a period of time of continuous subcutaneous analyte concentration measurement. 13. The method of claim 12, wherein the electronic system is configured to determine trends in analyte concentration. 14. The method of claim 12, wherein the method is configured to provide a substantially stable measurement of the analyte conce... | DexCom, Inc. | A61B005/00
US07676257 | B2 | 2010-03-09 | Method and apparatus for segmenting structure in CT angiography | 2003-11-25 | A technique is provided for automatically generating a bone mask in CTA angiography. In accordance with the technique, an image data set may be pre-processed to accomplish a variety of function, such as removal of image data associated with the table, partitioning the volume into regionally consistent sub-volumes, computing structures edges based on gradients, and/or calculating seed points for subsequent region growing. The pre-processed data may then be automatically segmented for bone and vascular structure. The automatic vascular segmentation may be accomplished using constrained region growing in which the constraints are dynamically updated based upon local statistics of the image data. The vascular structure may be subtracted from the bone structure to generate a bone mask. The bone mask may in turn be subtracted from the image data set to generate a bone-free CTA volume for reconstruction of volume renderings. | 1. A method for generating a bone mask, comprising the steps of: acquiring an image data set;pre-processing the image data set to automatically calculate at least one or more seed points and one or more structure edges;generating a preliminary bone mask to differentiate bone and vascular structures from the image data set, wherein the preliminary bone mask is generated for a plurality of sub-volumes comprising the image data set, each of the sub-volumes is identified based upon the degree of spatial separation between the bone and the vascular structures in the sub-volume, and wherein differential processing to segment the bone and vascular structures is employed within each sub-volume is based upon the spatial relationship between the bone and the vascular structures in the sub-volume;automatically determining the vascular structure using the one or more seed points, the one or more structure edges, and the image data; andsubtracting the vascular structure from the preliminary bone mask to generate a bone mask. 2. The method as recited in claim 1, comprising the step of: subtracting the bone mask from the image data set to generate a bone-free volume data set. 3. The method as recited in claim 2, comprising the step of: rendering the bone-free volume data set to generate a bone-free volumetric rendering. 4. The method as recited in claim 1, wherein acquiring the image data set comprises acquiring a CTA data set of a head and neck region. 5. The method as recited in claim 1, wherein the step of pre-processing the image data set calculates the one or more seed points using at least one of a geometric template and a functional template. 6. The method as recited in claim 1, wherein the step of pre-processing the image data set calculates the one or more structure edges by determining a maximum absolute gradient for each voxel relative to the adjacent voxels. 7. The method as recited in claim 1, wherein pre-processing the image data set comprises partitioning the image data set into the plurality of sub-volumes. 8. The method as recited in claim 7, wherein the vascular structure is automatically determined based upon the differential processing applied to the plurality of sub-volumes. 9. The method as recited in claim 8, wherein differentially processing comprises implementing a fast algorithm in at least one sub-volume and a complex vessel tracking algorithm in at least one other sub-volume. 10. The method as recited in claim 1, wherein pre-processing the image data set comprises removing a portion of the image data set corresponding to a table. 11. The method as recited in claim 1, wherein generating the preliminary bone mask comprises classifying voxels as bone based on at least intensity. 12. The method as recited in claim 1, wherein automatically determining the vascular structure comprises applying at least one of a dynamic constrained region growing process, a bubble wave connectivity process, and a ray and contour propagation proce... | General Electric Company | A61B005/05 G06K009/00
US08265951 | B2 | 2012-09-11 | Medical inspection aid system, medical inspection aid method and computer readable medium | 2009-10-09 | Adequate use item information and subject's condition criterion information are determined in advance. Actual use item information and actual subject's condition information are inputted. The actual use item information includes information of at least one used medical device and information of at least one used medicine. The actual subject's condition information indicates biological conditions of the subject after conduction of the inspection. The actual use item information is compared with the adequate use item information and the actual subject's condition information is compared with the subject's condition criterion information so that pieces of information with difference therebetween are extracted as difference information. Whether the conducted specific medical inspection was carried out adequately or not is determined based on the difference information. | 1. A medical inspection aid system for determining whether a medical inspection conducted on a subject was carried out adequately or not, comprising: an information input unit that inputs actual use item information and actual subject's condition information, the actual use item information including (i) information of at least one medical device used in a specific medical inspection conducted on a subject and (ii) information of at least one medical device and medicine used in a pre-treatment carried out on the subject prior to the specific medical inspection, the actual subject's condition information indicating biological conditions of the subject after conduction of the specific medical inspection; an information storage unit that stores the input information from the information input unit, adequate use item information and subject's condition criterion information, the adequate use item information including information of at least one normal medical device to be used in the medical inspection and at least one normal medical device and medicine to be used in the pre-treatment, the subject's condition criterion information indicating criteria for determining whether the biological conditions of the subject are normal or not after conduction of the medical inspection; a difference information extraction unit that compares the actual use item information with the adequate use item information and compares the actual subject's condition information with the subject's condition criterion information to thereby extract differences therebetween as difference information; and an adequacy determination unit that determines whether the conducted specific medical inspection was carried out adequately or not, based on the difference information. 2. The medical inspection aid system according to claim 1, wherein the difference information extraction unit compares the actual use item information with the adequate use item information to extract information of at least one medical device and medicine with differences therebetween, and registers the extracted information as use item difference data in the information storage unit, the difference information extraction unit also compares the actual subject's condition information with the subject's condition criterion information to thereby extract information of biological conditions where at least one of the actual subject's conditions fails to meet a corresponding one of the criteria, and registers the extracted information as biological condition difference data in the information storage unit, and when there is no registration of the difference information including the use item difference data and the biological condition difference data registered by the difference information extraction unit, the adequacy determination unit determines that the conducted specific medical inspection was conducted adequately. 3. The medical inspection aid system according to claim 2, wherein each of the actual use it... | Fujifilm Corporation | G06Q050/00
US08163164 | B2 | 2012-04-24 | Small volume in vitro analyte sensor and methods of making | 2009-09-29 | A sensor utilizing a non-leachable or diffusible redox mediator is described. The sensor includes a sample chamber to hold a sample in electrolytic contact with a working electrode, and in at least some instances, the sensor also contains a non-leachable or a diffusible second electron transfer agent. The sensor and/or the methods used produce a sensor signal in response to the analyte that can be distinguished from a background signal caused by the mediator. The invention can be used to determine the concentration of a biomolecule, such as glucose or lactate, in a biological fluid, such as blood or serum, using techniques such as coulometry, amperometry; and potentiometry. An enzyme capable of catalyzing the electrooxidation or electroreduction of the biomolecule is typically provided as a second electron transfer agent. | 1. A method for determining a concentration of an analyte in a sample, comprising the steps of: contacting a sample with a sensor, wherein the sensor comprises: a working electrode and a counter electrode, wherein the working electrode and counter electrode are separated by an effective distance in a range of 25 to 1000 μm;a sample chamber for holding the sample fluid, the sample chamber comprising the working electrode, the counter electrode, a first indicator electrode to indicate when the sample chamber is beginning to fill with sample, and a second indicator electrode to indicate when the sample chamber is substantially filled with sample, wherein the sample chamber is sized to contain a volume of no more than about 1 μL of the sample; andan analyte-responsive enzyme and a diffusible redox mediator disposed in the sample chamber, which redox mediator is non-immobilized wherein a background signal generated by the diffusible redox mediator in the absence of the analyte is no more than 25% of the signal generated by oxidation or reduction of the average normal physiological amount of analyte;observing a signal from the first indicator electrode to signify that the sample chamber is beginning to fill with sample;observing a signal from the second indicator electrode to signify that the sample chamber is substantially filled with sample;generating a sensor signal at the working electrode, anddetermining the concentration of the analyte by coulometry using the sensor signal. 2. The method according to claim 1, wherein the background signal that is generated by the diffusible redox mediator in the absence of the analyte is no more than 5% of the signal generated by oxidation or reduction of the average normal physiological amount of analyte. 3. The method according to claim 1, further comprising: providing calibration data on a batch of the electrochemical sensors to a measurement instrument, said calibration data comprising information related to a magnitude of a background charge for the batch of the electrochemical sensors;wherein the step of determining the concentration of the analyte comprises determining the concentration of the analyte using the sensor signal and the calibration data. 4. The method according to claim 1, wherein the sensor comprises: (a) a first substrate having a proximal end and a distal end, the first substrate defining a first side edge and a second side edge of the electrochemical sensor extending from the proximal end to the distal end of the first substrate, the distal end being configured and arranged for insertion into a sensor reader;(b) a second substrate disposed over the first substrate, the working electrode being disposed on one of the first and second substrates and the counter electrode being disposed on one of the first and second substrates;(c) a spacer disposed between the first and second substrates and defining a first aperture along the first side edge of the sensor and a second aperture along the s... | Abbott Diabetes Care Inc. | G01N027/327
US08758259 | B2 | 2014-06-24 | Apparatus and method for measuring pulse waves | 2009-08-03 | Pulse waves of a subject are detected in time sequence. Amplitude of the pulse waves is detected, and an interval between two pulse waves adjacent along a time axis is detected. A first change ratio of the interval along the time axis, and a second change ratio of the amplitude divided by the interval along the time axis are calculated respectively. By comparing the first change ratio and the second change ratio with a first threshold and a second threshold respectively, it is decided whether the pulse waves of the subject are irregular. | 1. An apparatus for measuring pulse waves, comprising: a pulse wave detection unit configured to detect pulse waves of a subject;an amplitude detection unit configured to detect a plurality of amplitudes of the pulse waves;an interval detection unit configured to detect an interval of time between two of the pulse waves, the two being adjacent along a time axis; anda decision unit configured to calculate a first change ratio and a second change ratio, compare the first change ratio with a first threshold, and, when the first change ratio is larger than the first threshold, decide whether the pulse waves represent arrhythmia by comparing the second change ratio with a second threshold, whereinthe first change ratio is a ratio of a difference between the interval and a previous interval to the previous interval,the second change ratio is a ratio of a difference between the amplitude divided by the interval and a previous amplitude divided by the previous interval to the previous amplitude divided by the previous interval,wherein the interval detection unit detects a maximum and a minimum of each pulse wave in a predetermined period along the time axis, calculates an internally dividing point between the maximum and the minimum at a predetermined ratio, detects a time at an intersecting point of the internally dividing point and each pulse wave, and calculates the interval as a difference between the time at the intersecting point and a time at a previous intersecting point, andthe amplitude detection unit calculates the amplitude as a difference between the maximum and the minimum. 2. The apparatus according to claim 1, wherein the predetermined ratio of the internally dividing point is above 0.64. 3. The apparatus according to claim 1, wherein the predetermined ratio of the internally dividing point is determined by a ratio of the maximum to a local maximum value in the pulse waves, measured previously. 4. The apparatus according to claim 1, wherein the pulse waves detection unit differentiates the pulse waves along the time axis after detecting the pulse waves. 5. A method for measuring pulse waves, comprising: detecting pulse waves of a subject;detecting a plurality of amplitudes of the pulse waves;detecting an interval of time between two of the pulse waves, the two being adjacent along a time axis;calculating, using a processor, a first change ratio and a second change ratio, whereinthe first change ratio is a ratio of a difference between the interval and a previous interval to the previous interval,the second change ratio is a ratio of a difference between the amplitude divided by the interval and a previous amplitude divided by the previous interval to the previous amplitude divided by the previous interval;comparing the first change ratio with a first threshold; andwhen the first change ratio is larger than the first threshold, deciding whether the pulse waves represent arrhythmia by comparing the second change ratio with a second thre... | Kabushiki Kaisha Toshiba | A61B005/02
US08000782 | B2 | 2011-08-16 | System and methods for performing surgical procedures and assessments | 2009-12-01 | The present invention involves systems and related methods for performing surgical procedures and assessments, including the use of neurophysiology-based monitoring to: (a) determine nerve proximity and nerve direction to surgical instruments employed in accessing a surgical target site; (b) assess the pathology (health or status) of a nerve or nerve root before, during, or after a surgical procedure; and/or (c) assess pedicle integrity before, during or after pedicle screw placement, all in an automated, easy to use, and easy to interpret fashion so as to provide a surgeon-driven system. | 1. A surgical system for neural monitoring while forming an operative corridor in a trans-psoas approach to a spine, comprising: a sequential dilation access system comprising a plurality of dilating cannulas to form a trans-psoas corridor between a skin surface and a targeted spine site, the plurality of dilating cannulas comprising an outer dilating cannula fitting over another of the dilating cannulas when advanced in a trans-psoas path toward the targeted spine site,wherein a stimulation electrode is positioned on at least one of the dilating cannulas to deliver a stimulation signal for nerve monitoring proximate to a distal end of the dilating cannula when advanced in the trans-psoas path, the stimulation electrode being arranged in a fixed position relative to a longitudinal axis of the at least one dilating cannula such that the stimulation electrode rotates with the at least one dilating cannula when the at least one dilating cannula is rotated about the longitudinal axis;a working corridor instrument that is slidable over the outer dilating cannula to form a trans-psaos operative corridor to the targeted spine site. 2. The surgical system of claim 1, wherein the trans-psoas operative corridor to the spine is formed after the plurality of dilating cannulas are removed from the working corridor instrument. 3. The system of claim 1, wherein said stimulation electrode is positioned at an angle relative to said longitudinal axis of said at least one dilating cannula. 4. The system of claim 3, wherein said angle is between 5 and 85 degrees. 5. The system of claim 1, wherein said at least one dilating cannula includes a reference mark proximate a proximal end of the at least one dilating cannula that is indicative of the radial position of the stimulation electrode on the at least one dilating cannula. 6. The system of claim 1, wherein the plurality of dilating cannulas of the sequential dilation access system range in diameter from 6 mm to 30 mm. 7. The system of claim 1, wherein the length of each the plurality of dilating cannulas of the sequential dilation access system decreases with increasing diameter. 8. The system of claim 1, wherein at least one of the plurality of dilating cannulas includes depth markings to aid in gauging the depth to the surgical target site. 9. A system for forming a path to a spinal target site via a trans-psoas approach, comprising: a dilating cannula having longitudinal axis, a distal end, a proximal end, and a length such that said proximal end extends beyond a skin surface when said distal end is positioned adjacent to said spinal target site via a trans-psoas approach to said spinal target site, said dilator being insulated along the entire length with the exception of at least one exposed electrical contact at said proximal end and an exposed stimulation electrode at said distal end, said stimulation electrode being exposed along only a radial portion of said distal end, said dilating cannula furthe... | NuVasive, Inc. | A61B005/04 A61B005/05 A61B018/04 A61N001/00
US08137343 | B2 | 2012-03-20 | Tracking system using field mapping | 2008-10-27 | In some aspects, a method includes (i) securing multiple sets of current injecting electrodes to an organ in a patient's body, (ii) causing current to flow among the multiple sets of current injecting electrodes to generate a field in the organ, (iii) in response to current flow caused by the multiple sets of current injecting electrodes, measuring the field at each of one or more additional electrodes, (iv) determining expected signal measurements of the field inside the organ using a pre-determined model of the field, and (v) determining a position of each of the one or more additional electrodes in the organ based on the measurements made by the additional electrodes and the determined expected signal measurements of the field. | 1. A method comprising: securing multiple sets of current injecting electrodes to one or more stable locations relative to an organ in a patient's body;causing current to flow among the multiple sets of current injecting electrodes to generate a field in the organ;in response to current flow caused by the multiple sets of current injecting electrodes, measuring the field at each of one or more additional electrodes,determining expected signal measurements of the field inside the organ using a previously determined model of the field; anddetermining a position of each of the one or more additional electrodes in the organ based on the measurements made by the additional electrodes and the determined expected signal measurements of the field;wherein determining the position of the one or more additional electrodes in the organ based on measurements made by the additional electrodes and the determined expected signal measurements of the field comprises solving an optimization problem that minimizes a collective difference between each of the measured signals and an estimate for each of the respective measured signals as a function of the position of the measurement. 2. The method of claim 1, wherein the estimate for each of the respective measured signals comprises a differentiable function. 3. The method of claim 1, wherein the one or more additional electrodes comprise one or more electrodes used for delivering ablation energy for ablating tissue of the organ. 4. The method of claim 1, wherein the one or more additional electrodes comprise one or more electrodes used for measuring the electrical activity of the organ. 5. The method of claim 1, further comprising generating the previously determined model of the field. 6. The method of claim 5, wherein generating the previously determined model of the field comprises: causing current to flow among the multiple sets of current injecting electrodes to generate a field in the organ;obtaining the positions of one or more measuring electrodes;in response to the current flow, measuring the field at multiple locations in the organ using the one or more measuring electrodes; andmodeling the field using the measurements of the field measured by the one or more measuring electrodes and the positions of the one or more measuring electrodes. 7. The method of claim 6, wherein modeling the field comprises modeling the field based on physical characteristics. 8. The method of claim 7, wherein modeling the field based on physical characteristics comprises using Laplace's equation. 9. The method of claim 7, wherein modeling the field based on physical characteristics comprises using Poisson's equation. 10. The method of claim 7, wherein modeling the field based on physical characteristics comprises modeling a homogeneous medium. 11. The method of claim 7, wherein modeling the field based on physical characteristics comprises modeling an inhomogeneous medium. 12. The method of claim 6, wherein modeling of ... | Rhythmia Medical, Inc. | A61B018/18
US08103483 | B2 | 2012-01-24 | Accurate detection of sleep-disordered breathing | 2008-10-08 | A method for detecting sleep-disordered breathing (SDB) includes acquiring a time sequence of a physiological signal from an individual, wherein the time sequence of the physiological signal includes a oscillatory pattern, computing an oscillatory interval signal using the time sequence of the physiological signal, decomposing the oscillatory interval signal into a plurality of ensemble empirical modes, selecting one of the plurality of ensemble empirical modes, calculating at least one of average amplitude or standard deviation of the instantaneous frequency in the selected ensemble empirical mode; and identifying SDB using at least one of the average amplitude or the standard deviation of the instantaneous frequency. | 1. A method for detecting sleep-disordered breathing (SDB), comprising: acquiring a time sequence of a physiological signal from an individual, wherein the time sequence of the physiological signal includes an oscillatory pattern;computing an oscillatory interval signal using the time sequence of the physiological signal;decomposing the oscillatory interval signal into a plurality of ensemble empirical modes;selecting one of the plurality of ensemble empirical modes to obtain a selected ensemble empirical mode comprising a time sequence of intrinsic mode fluctuations;segmenting the selected ensemble empirical mode into a plurality of segments;calculating a standard deviation of an instantaneous frequency in each of the plurality of segments in the selected ensemble empirical mode; andidentifying SDB by comparing the standard deviations of the instantaneous frequencies in the selected ensemble empirical mode to a predetermined value. 2. The method of claim 1, wherein the oscillatory pattern in the time sequence of the physiological signal includes a plurality of repetitive peaks, wherein the step of computing oscillatory interval signal comprises computing distances between the repetitive peaks. 3. The method of claim 1, wherein the step of decomposing comprises: obtaining an envelope of local maxima and local minima in the oscillatory interval signal to obtain a first mode in the plurality of ensemble empirical modes; andsubtracting the first mode from the oscillatory interval signal to obtain a second mode in the plurality of ensemble empirical modes. 4. The method of claim 1, wherein at least one of the plurality of segments has a width in a range between 5 minutes and 6 minutes. 5. The method of claim 1, wherein the step of identifying SDB comprises: comparing the standard deviation of the instantaneous frequency with a predetermined threshold. 6. The method of claim 1, wherein successive segments in the plurality of segments are shifted by an incremental step and overlap with each other. 7. The method of claim 5, further comprising positively diagnosing SDB in the individual if the standard deviation of the instantaneous frequency falls below the predetermined threshold. 8. The method of claim 1, further comprising: calculating an average amplitude in each of the plurality of segments in the selected ensemble empirical mode. 9. The method of claim 8, wherein the step of identifying SDB comprises: comparing the average amplitude with a first predetermined threshold; andcomparing the standard deviation of the instantaneous frequency with a second predetermined threshold. 10. The method of claim 9, further comprising positively diagnosing SDB in the individual if the average amplitude exceeds the first predetermined threshold and the standard deviation of the instantaneous frequency falls below the second predetermined threshold. 11. The method of claim 8, wherein the step of identifying SDB comprises: computing an anti-correlation bet... | DynaDx Corporation | G06F017/14
US08652064 | B2 | 2014-02-18 | Sampling circuit for measuring analytes | 2008-09-30 | This disclosure describes an apparatus and method for measuring analytes in exhaled air. The device contains an inlet through which exhaled air is received. A tube, having a number of different paths running throughout the device, is coupled to the inlet which enables the exhaled air to be re-circulated through the device. At least one portion of the tube is configured in a non-linear fashion. This particular portion of the tube may be used to temporarily store a sample of the exhaled air. The device also contains a converter configured to partially convert an analyte in the exhaled breath from a first state to a second state as the exhaled air is being re-circulated. An analyte sensor is also included to measure the levels of the converted analyte in the exhaled breath. | 1. An apparatus for measuring an analyte in exhaled air, the apparatus comprising: an inlet through which the exhaled air is received;a tube coupled to the inlet, the tube having a plurality of paths and a non-linear portion, the non-linear portion being configured to temporarily store at least a portion of the exhaled air;a pump configured to circulate the exhaled air through the tube;a converter configured to partially convert the analyte from a first state to a second state; andan analyte sensor for measuring the analyte;wherein the at least a portion of the exhaled air is temporarily stored in the tube while it is determined whether the at least a portion of the exhaled air will be passed to the converter or the analyte sensor, and wherein the tube is configured to re-circulate the exhaled air through the converter until a percentage of the analyte converted to the second state exceeds a pre-determined threshold. 2. The apparatus of claim 1, where the non-linear portion is configured as a coil. 3. The apparatus of claim 1, wherein the converter is a catalytic converter. 4. The apparatus of claim 1, further comprising one or more valves coupled to the tube, wherein the one or more valves are configured to change a flow path of the exhaled air through the tube from a first path of the plurality of paths to a second path of the plurality of paths. 5. The apparatus of claim 1, wherein the converter is configured to receive the partially converted air at least a second time and perform at least a second partial conversion of the analyte from the first state to the second state. 6. The apparatus of claim 1, wherein the analyte is nitric oxide and the converter is configured to partially convert the nitric oxide to nitrogen dioxide. 7. The apparatus of claim 6, wherein the analyte sensor is configured to measure nitrogen dioxide. 8. An apparatus for measuring an analyte in exhaled air, the apparatus comprising: an inlet through which exhaled air is received;a tube coupled to the inlet, wherein at least a portion of the tube is configured to store a sample of the exhaled air, the portion of the tube being in a non-linear configuration;a pump configured to circulate the exhaled air through the tube; anda converter configured to receive the exhaled air at least a first time and a second time, wherein when the exhaled air is received the first time, the converter partially converts the analyte from a first state to a second state and wherein when the analyte is received the second time, the converter further converts the analyte from the first state to the second state, and wherein the sample of the exhaled air is temporarily stored in the tube while it is determined whether the sample of the exhaled air will be passed to the converter, and wherein the tube is configured to re-circulate the exhaled air through the converter until a percentage of the analyte converted to the second state exceeds a pre-determined threshold. 9. An apparatus for mea... | Covidien LP | A61B005/097 A61B005/08
US08560039 | B2 | 2013-10-15 | Particle-containing membrane and particulate electrode for analyte sensors | 2009-09-17 | Systems and methods of use involving sensors having a particle-containing domain are provided for continuous analyte measurement in a host. In some embodiments, a continuous analyte measurement system is configured to be wholly, transcutaneously, intravascularly or extracorporeally implanted. | 1. A sensor system for measurement of a species in a host, the sensor system comprising: an electrode configured for implantation in a host, the electrode comprising an electroactive surface;a membrane disposed over the electrode, the membrane comprising a particle-containing domain, wherein the particle-containing domain comprises a sensor element configured to measure a concentration of a first species, wherein the sensor element comprises a conductive component comprising a plurality of conductive particles; andsensor electronics configured to generate a signal associated with a concentration of the species in the host. 2. The sensor system of claim 1, wherein the membrane further comprises an enzyme-containing domain located adjacent to the particle-containing domain. 3. The sensor system of claim 1, wherein the membrane further comprises an oxygen permeable domain located between the electroactive surface and the particle-containing domain. 4. The sensor system of claim 1, wherein the electroactive surface is configured for generating oxygen. 5. The sensor system of claim 1, wherein the particle-containing domain is a first sensor element configured to measure a concentration of a first species, and wherein the electrode is a second sensor element configured to measure a concentration of a second species. 6. The sensor system of claim 5, wherein the first species and the second species each comprise at least one of an analyte or a drug. 7. The sensor system of claim 5, wherein the particle-containing domain substantially reduces flow therethrough of at least one of the first species or the second species. 8. The sensor system of claim 5, wherein the sensor electronics are configured to apply a first bias potential to the first sensor element and to apply a second bias potential to the second sensor element, and wherein the first bias potential and the second bias potential are different. 9. The sensor system of claim 1, wherein the particle-containing domain comprises a conductive particle concentration that is sufficient for the particle-containing domain to function as a conductive film. 10. The sensor system of claim 1, wherein the particle-containing domain comprises hydrophilic and hydrophobic regions. 11. The sensor system of claim 1, wherein the particle-containing domain comprises polyurethane. 12. The sensor system of claim 1, wherein the particle-containing domain is powered. 13. The sensor system of claim 1, wherein the particle-containing domain has an oxygen diffusion coefficient greater than about 1×10−11 m2/s. 14. The sensor system of claim 13, wherein the particle-containing domain has an oxygen diffusion coefficient greater than about 1×10−15 m2/s in vivo. 15. The sensor system of claim 1, wherein the particle-containing domain has a glucose diffusion coefficient greater than about 1×10−10 m2/s in vivo. 16. The sensor system of claim 1, wherein the conductive particles comprises platinum. 17. The sensor syste... | DexCom, Inc. | A61B005/05
US08437845 | B2 | 2013-05-07 | Electrical methods for detection and characterization of abnormal tissue and cells | 2009-12-30 | An apparatus for the diagnosis of a biological sample is disclosed. An embodiments of the apparatus includes a probe, a probe head distally connectable to the probe, the probe head further comprising a plurality of electrode elements thereby forming an electrode array where each electrode element is variably actuatable to apply an electrical signal to the biological sample; an RF signal source for applying the electrical signal to the electrode array; an electrode selector adapted and configured to switch the electrical signal from the RF signal source between the plurality of electrode elements; and a detection circuit for analyzing a dielectric property received from the biological sample. Methods and kits for diagnosing a biological sample are also disclosed. | 1. A method of diagnosing a biological tissue comprising: engaging the biological tissue with a probe, the probe having a probe head distally connectable to the probe, the probe head further comprising a fixed plate having a plurality of electrode elements forming an electrode array extending therefrom, wherein each electrode element further comprises a tip and a shaft and is adapted to be separately actuable to apply an electrical signal to the biological tissue of a mammal between selected pairs of electrode elements on the electrode array wherein each of the one or more pairs of electrode elements form an electrical circuit through the biological tissue;a moveable plate adjacent the fixed plate wherein the moveable plate controls a depth of penetration of the electrode elements;an RF signal source for applying the electrical signal to the electrode array;an electrode selector adapted and configured to switch a signal pulse from the RF signal source between the plurality of electrode elements; anda detection circuit for analyzing a dielectric response received from a first electrode element by a second electrode element after the electrical signal passes through the biological tissue;emitting an electrical signal from one or more electrode elements in the electrode array of the probe;collecting the dielectric response from the first electrode element in the electrode array of the probe by the second electrode element in the electrode array of the probe after the electrical signal passes through the biological tissue;analyzing the dielectric response received from the first electrode in the electrode array of the probe by the second electrode in the electrode array of the probe after the electrical signal passes through the biological tissue to produce a result; anddiagnosing the biological tissue based on the result. 2. The method of claim 1, wherein the step of engaging the biological tissue further comprises applying the probe to a tissue site within a body of the mammal. 3. The method of claim 1, wherein the step of engaging the biological tissue further comprises approaching a tissue site within a body of the mammal with the probe. 4. The method of claim 1, wherein the step of engaging the biological sample further comprises inserting the probe into a body of the mammal through an endoscope. 5. The method of claim 1, further comprising the step of replacing the probe head with a second probe head and thereafter emitting an electrical signal;collecting a second dielectric response from a first electrode element on the second probe head by a second electrode element on the second probe head after the electrical signal passes through the biological tissue;analyzing the second dielectric response received from the first electrode element on the second probe head by the second electrode element on the second probe head after the electrical signal passes through the biological tissue to produce a second result; anddiagnosing the biological ti... | LS Biopath, Inc. | A61B005/053
US09392969 | B2 | 2016-07-19 | Closed loop control and signal attenuation detection | 2008-08-31 | Methods, system and devices for monitoring a plurality of parameters associated with a closed loop control operation including continuously monitoring a physiological condition and automatic administration of a medication, detecting a signal level associated with the monitored physiological condition deviating from a predetermined threshold level, retrieving the medication level administered associated with a time period of the detected signal level, applying the retrieved medication level to the detected signal based on a predefined predictive model to generate a predictive signal, and comparing the detected signal to the predictive signal to determine whether a condition associated with the detected signal level is present are provided. | 1. A method, comprising: continuously monitoring a physiological condition and an automatic administration of a medication in a closed loop control operation, wherein monitoring the physiological condition comprises monitoring a signal level associated with the physiological condition;detecting a deviation of the monitored signal level from a predetermined threshold level;retrieving an administered medication level associated with a time period where the deviation of the monitored signal level occurred;generating a predictive signal level with a predefined predictive model by using, at least, the retrieved administered medication level and the monitored signal level;comparing the monitored signal level to the predictive signal level; andusing the comparison to determine whether a condition associated with the deviation of the monitored signal level is present. 2. The method of claim 1, wherein the monitored signal level is associated with an analyte level and the condition associated with the deviation of the monitored signal level is an early signal attenuation condition. 3. The method of claim 1, wherein the condition is a signal attenuation level that is below a predetermined level. 4. The method of claim 1, wherein the condition associated with the deviation of the monitored signal level is an adverse signal condition, the method comprising executing a corrective procedure if the adverse signal condition is determined to be present. 5. The method of claim 4, wherein the adverse signal condition is associated with an impending hypoglycemic condition. 6. The method of claim 4, further comprising asserting a notification associated with the adverse signal condition. 7. The method of claim 4, wherein the corrective procedure includes calibration of an analyte sensor. 8. The method of claim 4, wherein executing the corrective procedure includes waiting a predetermined time period to confirm a presence of the adverse signal condition prior to executing the corrective procedure. 9. The method of claim 4, wherein the predictive model includes a predictive algorithm that describes a glucose response or behavior based at least in part on meal intake or exercise events. 10. The method of claim 1, wherein the physiological condition is continuously monitored using an analyte sensor comprising a plurality of electrodes including a working electrode, wherein the working electrode comprises an analyte-responsive enzyme and a mediator, wherein at least one of the analyte-responsive enzyme and the mediator is chemically bonded to a polymer disposed on the working electrode, and wherein at least one of the analyte-responsive enzyme and the mediator is crosslinked with the polymer. 11. A device, comprising: one or more processors; anda memory operatively coupled to the one or more processors, the memory storing instructions which, when executed by the one or more processors, cause the one or more processors to: continuously monitor a physiological con... | ABBOTT DIABETES CARE INC. | A61B005/145 A61M005/142 A61M005/172 A61B005/00 A61B005/1495
US09566017 | B2 | 2017-02-14 | Method and apparatus for identifying a user of an electronic device using bioelectrical impedance | 2008-10-15 | A method for identifying a user of an electronic device is presented. In the method, for each of a plurality of users, a bioelectrical impedance of the user is measured, a value based on the measurement is generated, and the value is associated with information corresponding to the user. A bioelectrical impedance of a current user of the electronic device is also measured, and a value based on this measurement is generated. The value associated with the current user is compared with at least one of the values associated with the plurality of users. In response to the comparison, the electronic device is operated based on the information corresponding to one of the plurality of users in response to the current user interacting with the electronic device if the value associated with the current user indicates the current user is the one of the plurality of users. | 1. A method of identifying a user of an electronic device, the method comprising: for each of a plurality of users of the electronic device: measuring a bioelectrical impedance of the user;generating a value based on the measured bioelectrical impedance of the user; andassociating the value with information corresponding to the user;measuring a bioelectrical impedance of a current user of the electronic device;generating a value based on the measured bioelectrical impedance of the current user;comparing the value associated with the current user with at least one of the values associated with the plurality of users;replacing the value associated with the one of the plurality of users with the value associated with the current user when the value associated with the current user indicates that the current user is the one of the plurality of users; andin response to the comparison, operating the electronic device based on the information corresponding to one of the plurality of users in response to the current user interacting with the electronic device if the value associated with the current user indicates the current user is the one of the plurality of users. 2. The method of claim 1, wherein: measuring the bioelectrical impedance of the user comprises measuring a resistance of the user. 3. The method of claim 1, wherein: measuring the bioelectrical impedance of the user comprises measuring a reactance of the user. 4. The method of claim 1, wherein: measuring the bioelectrical impedance of the user comprises measuring a bioelectrical impedance across two locations on a hand of the user. 5. The method of claim 1, wherein: the electronic device comprises a media content receiver. 6. The method of claim 5, wherein: the information corresponding to the user comprises a favorite channels list associated with the user. 7. The method of claim 5, wherein: the information corresponding to the user comprises programming recommendations for the user. 8. The method of claim 5, wherein: the information corresponding to the user comprises parental control information associated with the user. 9. The method of claim 5, wherein: the information corresponding to the user comprises purchase information associated with the user. 10. The method of claim 5, wherein: the information corresponding to the user comprises peer group information associated with the user. 11. The method of claim 1, wherein: the value associated with the current user indicates the current user is the one of the plurality of users if the value associated with the current user is within one of a predetermined difference and a predetermined percentage of the value of the one of the plurality of users. 12. The method of claim 1, wherein: the value associated with the current user indicates that the current user is the one of the plurality of users if the value associated with the current user is closer to the value associated with the one of the plurality of users than to the value a... | EchoStar Technologies L.L.C. | G05B019/00 A61B005/053 A61B005/117 A61B005/00 G06F021/32 H04H060/45
US20100106029 | A1 | 2010-04-29 | ARTERIAL BLOOD PRESSURE MONITOR WITH A LIQUID FILLED CUFF | 2008-02-19 | A non-invasive arterial blood pressure monitor uses an inflatable cuff that incorporates the first bladder that is filled with non-compressible liquid or gel. The bladder can be pressurized by an action of a pressurizing device superimposed onto its outer surface. In a preferred embodiment, a pressurizing device is an air-filled second bladder being connected to an air pump and bleed valve. The first bladder is positioned between the patient's body and the second bladder. During operation, the second bladder compresses the first bladder, which, in turn, compresses the patient's artery against the supporting bone. The mechanical coupling between the blood-filled artery of a patient and the liquid-filled bladder of a dual-bladder cuff is improved for detecting pressure oscillations in a broad frequency range. The pressure sensor that is coupled to the first bladder also functions as a hydrophone for picking-up the mechanical oscillations from any part of the occluded limb or digit. This allows for improved computation of the arterial pressure. | 1. A monitoring system for noninvasive measurement of the arterial blood pressure from a body surface of a human or animal patient, comprising a pressurizing cuff having outer and inner surfaces and containing a first chamber made of a pliant material and adapted to be placed adjacent a body surface of a patient at the inner surface of said cuff, such first chamber including a first substance having a density that is substantially comparable to a density of blood;a pressurizing device compressing said first substance;a pressure transducer for producing signals representative of pressure of said first substance;an electronic module operable to analyze signals received from said pressure transducer and determine arterial blood pressure, anda display for presenting information corresponding to the arterial blood pressure. 2. The monitoring system of claim 1 wherein said pressurizing device is a second chamber made of a pliant material and being adjacent to the first chamber such that both chambers are disposed in layers over the body surface of a patient, wherein said second chamber is positioned at said inner surface and holds a second substance having a lower density than the density of the first substance. 3. The monitoring system of claim 2 wherein the first substance includes non-compressible fluid and the second substance includes gas; 4. The monitoring system of claim 1 further comprising a pressure changing device for varying pressure within said first substance or said second substance. 5. The monitoring system of claim 1 further comprising a holding tank connected to said pressurizing device. 6. The monitoring system of claim 1 wherein said first substance includes liquid or gel. 7. The monitoring system of claim 1 further comprising a hydrophone coupled to the first chamber and said electronic module. 8. The monitoring system of claim 1 wherein said electronic module contains at least two signal filters, with the first filter being a low pass filter passing frequencies below 1 Hz and the second filter being a band-pass filter passing signals in the frequency range higher than 0.5 Hz. 9. The monitoring system of claim 1 further comprising a microphone positioned adjacent said first chamber. 10. The monitoring system of claim 1 wherein said first chamber is made of a pliant material having a variable thickness. 11. The monitoring system of claim 1 further comprising a semi-rigid support disposed over the outer surface of said inflatable cuff. 12. The monitoring system of claim 1 further comprising a blood flow detector connected to said electronic module. 13. The monitoring system of claim 11 wherein said blood flow detector contains a first light emitting source and a first light sensor. 14. The monitoring system of claim 12 further comprising a second light emitting source producing light in a different spectral range from said first light emitting source. 15. A method of determining arterial blood pressure generated by the ... | KAZ, INCORPORATED | A61B005/022
US20100094149 | A1 | 2010-04-15 | Noninvasive Ultrasound Cardiac Pacemaker and Defibrillator | 2009-09-11 | A device for providing extracorporeal cardiac pacing. The device includes an ultrasound transducer mountable to the external thorax of a patient and an ultrasound generator for transmitting ultrasound pulses to the ultrasound transducer. The heart rate of a patient is monitored by the device. A controller evaluates the heartbeat as compared with threshold criteria for stimulation of the heart and causes the ultrasound generator to deliver ultrasound pulses to the ultrasound transducer at a prescribed intensity, frequency, and pulse duration. | 1. A device for providing extracorporeal cardiac pacing, comprising: an ultrasound transducer mountable to the external thorax of a patient;an ultrasound generator for transmitting ultrasound pulses to the ultrasound transducer;an apparatus for monitoring the heart rate of the patient; anda controller for evaluating the heartbeat as compared with threshold criteria for stimulation of the heart and for causing the ultrasound generator to deliver ultrasound pulses to the ultrasound transducer at a prescribed intensity, frequency, and pulse duration. 2. The device of claim 1, wherein: the apparatus for monitoring the heart rate comprises a set of electro-cardiogram electrodes and an electro-cardiogram monitor. 3. The device of claim 1, wherein: the apparatus for monitoring the heart rate comprises a pulse detector. 4. The device of claim 1, wherein: the ultrasound transducer includes an ultrasound transducer element. 5. The device of claim 1, wherein: the ultrasound transducer includes a plurality of ultrasound transducer elements. 6. The device of claim 1, wherein: the ultrasound transducer includes at least one ultrasound transducer element and an adhesive patch for adhering the transducer element in contact with the thorax of the patient. 7. The device of claim 1, wherein: the ultrasound generator delivers ultrasound pulses in the frequency range of about 50 KHz to about 5 MHz. 8. The device of claim 7, wherein: the ultrasound generator delivers, ultrasound pulses in the frequency range of about 500 KHz to about 1.5 MHz. 9. The device of claim 1, wherein: the ultrasound generator delivers ultrasound pulses having a duration of about 1 ms to about 50 ms. 10. The device of claim 1, wherein: the ultrasound generator delivers ultrasound pulses having a duration of about 1 ms to about 3 ms. 11. The device of claim 1, wherein: the ultrasound generator causes the ultrasound transducer to radiate ultrasound creating about 1 gram to about 10 grams of radiation force in the heart muscle. 12. The device of claim 1, wherein: the ultrasound generator causes the ultrasound transducer to deliver ultrasound pulses at a sound pressure level of between about 2.5 MPa and about 3.5 MPa. 13. The device of claim 1, wherein: the controller causes the ultrasound generator to deliver ultrasound pulses after the T-wave and before the QRS complex of the heart. 14. The device of claim 13, wherein: the T-wave and the QRS complex of the heart are determined by an electro-cardiogram monitor. 15. A method of providing cardiac pacing using an ultrasound device including an ultrasound transducer, comprising: disposing the ultrasound transducer in contact with the external thorax of a patient; andcausing the ultrasound transducer to deliver ultrasound pulses at a frequency in the range of about 50 kHz to about 5 MHz. 16. The method of claim 15, wherein the ultrasound pulses have an intensity of less than about 720 milliwatts per square centimeter. 17. The method of... | Philadelphia Health & Education Corporation, d/b/a Drexel University College of Medicine | A61B005/0472 A61N007/00
US20100099974 | A1 | 2010-04-22 | System for Generating a Multi-Modality Imaging Examination Report | 2009-07-24 | A system processes medical report data associated with different types of imaging modality devices to provide a composite examination report. An acquisition processor in the system acquires multi-modality medical imaging examination report data for examinations performed on a patient by different types of imaging modality device. A report processor processes acquired multi-modality medical imaging examination report data items by, in response to predetermined selection riles, selecting between individual data items in the acquired multi-modality medical imaging examination report data items to provide a single individual data item for incorporation in a composite report. The report processor maps individual data items including the single individual data item in the acquired multi-modality medical imaging examination report data items to corresponding data fields in a composite report data structure in memory in response to predetermined mapping information. An output processor outputs data representing the composite report to a destination device. | 1. A system for processing medical report data associated with different types of imaging modality devices to provide a composite examination report, comprising: an acquisition processor for acquiring multi-modality medical imaging examination report data for examinations performed on a patient by different types of imaging modality device;a report processor for processing acquired multi-modality medical imaging examination report data items by, (a) in response to predetermined selection rules, selecting between individual data items in the acquired multi-modality medical imaging examination report data items to provide a single individual data item for incorporation in a composite report and(b) mapping individual data items including said single individual data item in the acquired multi-modality medical imaging examination report data items to corresponding data fields in a composite report data structure in memory in response to predetermined mapping information; andan output processor for outputting data representing said composite report to a destination device. 2. A system according to claim 1, wherein said report processor resolves conflicts between said individual data items in the acquired multi-modality medical imaging examination report data items using said predetermined selection rules to select an individual data item in response to a predetermined accuracy hierarchy, said accuracy hierarchy ranking different imaging modality device type accuracy for a particular type of data item. 3. A system according to claim 1, wherein said report processor processes the acquired multi-modality medical imaging examination report data items by merging data items from a first examination report associated with a first imaging modality device type with data items from a second examination report associated with a second imaging modality device type different to said first type. 4. A system according to claim 1, wherein said different types of imaging modality device include at least two of, (a) an MR imaging device, (b) a CT scan imaging device, (c) an X-ray imaging device, (d) an Ultra-sound imaging device and (e) a nuclear PET scanning imaging device. 5. A system according to claim 1, including a conversion processor for converting the acquired multi-modality medical imaging examination report data having a first data format to converted data having a second format compatible with a common data model data and storing the converted data in the common data model structure whereinsaid report processor processes acquired multi-modality medical imaging examination report data items retrieved from the common data model to provide said composite report. 6. A system according to claim 5, wherein said conversion processor adaptively selects a converter from a plurality of different converters to convert the acquired multi-modality medical imaging examination report data, in response to Metadata associated with the acquired multi-modality medical imag... | Siemens Medical Solutions USA, Inc. | A61B005/055 G06Q050/00 G06F017/30 G06N005/02 G06F007/14
US07672497 | B2 | 2010-03-02 | Computer aided disease detection system for multiple organ systems | 2006-10-31 | A computer aided disease detection system and method for multiple organ systems. The method performs computer aided examination of digital medical images. A patient exam type of a digital medical image is determined. Based on the patient exam type, one or more of a plurality of knowledge based anatomical segmentation blocks are invoked, each block performing image segmentation for a single organ or organ system present in the image. Based on the patient exam type, for each successfully segmented organ or organ system, one or more of a plurality of knowledge based computer aided detection blocks are invoked, each block of which is designed to search for and locate potential disease foci in a particular organ or organ system. | 1. A method of performing computer aided examination of digital medical images, comprising: determining a patient exam type of a digital medical image;based on the patient exam type, invoking one or more of a plurality of knowledge based anatomical segmentation blocks, each block performing image segmentation for a single organ or organ system present in the image; and based on the patient exam type, for each successfully segmented organ or organ system, invoking one or more of a plurality of knowledge based computer aided detection blocks, each block of which is designed to search for and locate potential disease loci in a particular organ or organ systems,wherein the results from the previous blocks are reported to results reporting blocks suitable for each of the specific organ or organ system in view, for interpretation of the results. 2. The method as claimed in claim 1, further comprising the step of: invoking, based on the patient exam type, one or more of a plurality of computer aided disease diagnosis blocks, each block of which is designed to evaluate potential disease foci in a particular organ or organ system, to assess the likelihood of the organ containing actual disease processes. 3. The method as claimed in claim 1, wherein the determination of the patient exam type is performed by an automated classification means. 4. The method as claimed in claim 1, wherein the determination of the patient exam type is a result of a user input. 5. The method as claimed in claim 1, wherein the determination of the patient exam type is a result of information contained in the digital image header. 6. The method as claimed in claim 1, wherein the images are pre-processed prior to being classified as to exam type. 7. The method as claimed in claim 1, wherein segmentation includes the creation of digital geometric models of the surfaces or volumes of the organ or organ systems. 8. The method as claimed in claim 1, wherein the detection blocks identify spatial locations and/or detection scores of regions of the image deemed likely to contain a disease process. 9. The method as claimed in claim 8, wherein the detection blocks identify volumetric centers around which fixed length vectors cluster. 10. The method as claimed in claim 9, wherein the diagnosis blocks provide an estimated size of detected abnormalities. 11. The method as claimed in claim 10, wherein each diagnosis block is designed to evaluate and display the type and severity of disease processes detected to be present. 12. The method as claimed in claim 11, wherein a confidence score is provided for each case of diagnosis. 13. The method as claimed in claim 12, wherein the results reporting blocks report the results by two dimensional and three dimensional displays simultaneously. 14. The method as claimed in claim 13, wherein the results are presented together with the original digital medical images. 15. A system for performing computer aided examination of digital medical ... | Carestream Health, Inc. | G06K009/00 A61B005/00
US07697978 | B1 | 2010-04-13 | Systems and methods for detecting alternans in intrinsic rhythms to monitor myocardial stability | 2006-11-17 | Implantable systems, and methods for use therewith, are provided for monitoring myocardial stability based on a signal that is indicative of functioning of a patient's heart for a plurality of consecutive beats. Sample data is obtained that is representative of functioning of a patient's heart for a plurality of consecutive beats, wherein each beat has a corresponding cycle length that may differ from cycle lengths of other beats. Such sample data is adjusted so that cycle lengths of consecutive beats represented in the adjusted sample data are substantially equal. Myocardial stability is then monitored based on the adjusted sample data. Where the obtained sample data is representative of electrical functioning of the patient's heart, electrical stability can be monitored, e.g., by monitoring for electrical alternations. Where the obtained sample data is representative of mechanical functioning of the patient's heart, mechanical stability can be monitored, e.g., by monitoring for mechanical alternans. | 1. In an implantable system, a method for monitoring myocardial stability, comprising: (a) obtaining sample data that is representative of functioning of a patient's heart for a plurality of consecutive beats, wherein each beat has a corresponding cycle length that may differ from cycle lengths of other beats;(b) adjusting the sample data so that cycle lengths of consecutive beats represented in the adjusted sample data are substantially equal; and(c) monitoring myocardial stability based on the adjusted sample data. 2. The method of claim 1, wherein the sample data is upsampled prior to the adjusting, and then downsampled after the adjusting, to thereby produce the adjusted sample data. 3. In an implantable system, a method for monitoring myocardial stability, comprising: (a) obtaining sample data that is representative of functioning of a patient's heart for a plurality of consecutive beats, wherein each beat has a corresponding cycle length that may differ from cycle lengths of other beats;(b) adjusting the sample data so that cycle lengths of consecutive beats represented in the adjusted sample data are substantially equal wherein adjusting includes: (b.1) increasing cycle lengths that are shorter than a baseline cycle length; and(b.2) decreasing cycle lengths that are longer than the baseline cycle length; and(c) monitoring myocardial stability based on the adjusted sample data. 4. The method of claim 3, further comprising determining a mean cycle length of the beats represented by the sample data or by previous sample data, and using the mean cycle length as the baseline cycle length. 5. The method of claim 3, wherein: step (b.1) comprises increasing a cycle length corresponding to a beat that is shorter than the baseline cycle length by increasing the time resolution of the sample data for said beat; andstep (b.2) comprises decreasing a cycle length corresponding to a beat that is longer than the baseline cycle length by decreasing the time resolution of the sample data for said beat. 6. The method of claim 3, wherein: step (b.1) comprises increasing a cycle length corresponding to a beat that is shorter than the baseline cycle length by inserting additional sample data for said beat; andstep (b.2) comprises decreasing a cycle length corresponding to a beat that is longer than the baseline cycle length by removing sample data for said beat. 7. The method of claim 6, wherein: the sample data added for a beat at step (b.1) is substantially evenly distributed throughout said beat whose cycle length is being increased; andthe sample data removed for a beat at step (b.2) is substantially evenly distributed throughout said beat whose cycle length is being decreased. 8. The method of claim 7, further comprising using interpolation to determine the sample data that is being added at step (b.1). 9. The method of claim 1, wherein: the sample data obtained at step (a) in representative of electrical functioning of the patient's heart; andstep... | Pacesetter, Inc. | A61B005/04
US20100076327 | A1 | 2010-03-25 | BLOOD PRESSURE METER | 2009-09-21 | A blood pressure meter includes: a cuff; a case main body that has a cuff storing recess capable of storing the cuff at a back-side position of the case main body; a main block that is provided in the case main body at a front-side position and that has a display unit and an operation unit; a cover that is joined to a portion on the back side of the case main body to open and close freely by way of a hinge and that can cover the upper portion the case main body; and a lift-up portion that can lift the cuff upward from the cuff storing recess. | 1. A blood pressure meter, comprising: a cuff;a case main body that has a cuff storing recess capable of storing the cuff;a main block that is provided in the case main body and that has a display unit and an operation unit; anda cover that is joined to the case main body to open and close freely by way of a hinge and that can cover an upper portion of at least the cuff storing recess of the case main body,in the case main body, the cuff storing recess being provided at a position on a hinge side, and the main block being provided at a position on a side opposite the hinge,the blood pressure meter further comprising a lift-up portion capable of lifting the cuff upward from the cuff storing recess in response to a cover opening operation, or after the cover opening operation. 2. The blood pressure meter according to claim 1, wherein the lift-up portion is a rib capable of scooping the cuff up in response to the cover opening operation. 3. The blood pressure meter according to claim 1, comprising an actuating operation unit that actuates the lift-up portion, wherein after the cover opening operation, an operation of the actuating operation unit causes the lift-up portion to lift the cuff upward from the cuff storing recess. 4. The blood pressure meter according to claim 3, wherein the lift-up portion is a solenoid to be actuated through the operation of the actuating operation unit. 5. The blood pressure meter according to claim 4, wherein the solenoid has a plunger capable of protruding towards the cuff storing recess so as to push up the cuff stored in the cuff storing recess according to the operation of the actuating operation unit. | PANASONIC ELECTRIC WORKS CO., LTD. | A61B005/0225
US20100092338 | A1 | 2010-04-15 | Test element magazine | 2009-11-20 | A test element magazine for a system for measuring the concentration of at least one constituent in a fluid sample is provided. The test element magazine comprises at least one test element in at least one chamber. The chamber is individually sealed by a sealing element. The test element comprises at least one active portion for contacting a skin portion of a patient and/or for contacting a fluid sample, wherein the test element further comprises at least one support body, wherein the support body is adapted for being engaged by an actuator. By a forward movement of the test element the support body of the test element applies a force to the sealing element, thereby forcing open the sealing of the chamber. | 1. A test element magazine, the test element magazine comprising at least one test element in at least one chamber, wherein: the at least one chamber is individually sealed by a sealing element;the at least one test element comprises at least one active portion for contacting a skin portion of a patient and/or for contacting a fluid sample; andthe at least one test element further comprises at least one support body, wherein the at least one support body is engaged by an actuator for effecting a lancing movement of the at least one test element or for performing a sampling motion, wherein by a forward movement of the at least one test element, the at least one support body of the at least one test element applies a force to the sealing element that forces open the sealing of the at least one chamber. 2. The test element magazine according to claim 1, wherein the at least one chamber comprises a constricted portion, the at least one chamber is dimensioned such that by forcing the at least one support body of the at least one test element into the constricted portion of the at least one chamber, a force is applied to the sealing element forcing open the sealing of the at least one chamber. 3. The test element magazine according to claim 2, wherein the constricted portion comprises at least one constriction element, the at least one construction element being a ramp, a cam protruding into the at least one chamber, a projection protruding into the at least one chamber, a shoulder protruding into the at least one chamber or combinations thereof. 4. The test element magazine according to claim 3, wherein the at least one constriction element is formed by a magazine body. 5. The test element magazine according to claim 4, wherein the magazine body is formed by a molded plastic element. 6. The test element magazine according to claim 1, wherein the sealing element comprises at least one lid portion that at least partially covers the at least one chamber. 7. The test element magazine according to claim 6, wherein the sealing element further comprises at least one sealing support, wherein the at least one lid portion is connected to the at least one sealing support by a hinge. 8. The test element magazine according to claim 7, further comprising a gap between the at least one sealing support and the at least one lid portion that is covered by a foil or membrane element. 9. The test element magazine according to claim 8, wherein the foil or membrane element is comprised of an aluminum foil, a copper foil, a polymer foil, a polyethylene foil, a polyethylene terephtalate foil, a fluorinated polyethylene foil, a metal-coated polymer foil, a polymer foil coated with an inorganic barrier material, a metal foil coated with silicon dioxide, or combinations thereof. 10. The test element magazine according to claim 6, wherein the at least one lid portion is a substantially rectangular shape, a lamellar shape, a shape of a piece of pie, or a bottle shape. 1... | - | G01N033/50 A61B005/151 G01N033/48 A61B005/157
US20100056957 | A1 | 2010-03-04 | METHOD AND DEVICE FOR THE REHABILITATION AND/OR CORRECTION OF POSTURAL SYMMETRY IN STATIC OR DYNAMIC SITUATIONS | 2007-06-11 | A method for rehabilitation or correction of the postural symmetry of a person in static or dynamic situations includes the following steps: monitoring at least one parameter of at least one body part; detecting whether the parameter and/or a combination of parameters falls short of, or exceeds, a threshold value; and if so, warning the person by means of a lingual electrostimulation signal and informing the person of a postural response to be carried out in order to bring the value back to the threshold value. | 1. A method of rehabilitation or of correction of the postural symmetry of a person in static or dynamic situations, comprising the steps of: monitoring at least one parameter of at least one body segment of the person;detecting whether the at least one parameter has passed a low or a high threshold value; andwhen the at least one parameter has passed the low or high threshold value, causing said processing unit to warn warning the person by means of an electrical tongue stimulation signal that at least one of the low or the high threshold values has been passed. 2. The method of claim 1, wherein a coding of the electrical tongue stimulation signal is performed according to the location of the body segment where the one of the low or the high threshold value is passed. 3. The method of claim 2, wherein the coding of the electrical tongue stimulation signal is performed according to the extent to which the one of the low or the high threshold value is passed. 4. The method of claim 1, wherein a coding of the electrical tongue stimulation signal is performed to cause the displacement of at least one body segment of the person to compensate for the passing of the low or the high threshold values. 5. The method of claim 1, further comprising a step of, after the detection of a passing, triggering of at least one actuator so as to cause a movement of at least one body segment of the person to compensate for the passing of the low or the high threshold values. 6. The method of claim 5, wherein the actuator is an electromyographic actuator or a sensory stimulator capable of applying a tactile, tendinous, or muscular vibration. 7. A device of rehabilitation or correction of the postural symmetry of a person in static or dynamic situations, comprising: at least one sensor placed on at least one body segment of the person; anda processing unit adapted to detect whether a parameter provided by the at least one sensor has passed at least one given threshold and to send a signal representative of the passing to at least one actuator. 8. The device of claim 7, wherein the at least one actuator is a device of electrical stimulation of the tongue. 9. The device of claim 7, wherein the at least one actuator is an electromyographic actuator or a sensory stimulator adapted to cause a postural reaction. | UNIVERSITE JOSEPH FOURIER CENTRE NATIONAL DE LA RECHERCHE SCIENTIFIQUE | A61B005/103
US20100069728 | A1 | 2010-03-18 | Sensor Inserter Assembly | 2009-11-05 | An analyte monitor includes a sensor, a sensor control unit, and a display unit. The sensor control unit typically has a housing adapted for placement on skin and is adapted to receive a portion of an electrochemical sensor. The sensor control unit also includes two or more conductive contacts disposed on the housing and configured for coupling to two or more contact pads on the sensor. A transmitter is disposed in the housing and coupled to the plurality of conductive contacts for transmitting data obtained using the sensor. The display unit has a receiver for receiving data transmitted by the transmitter of the sensor control unit and a display coupled to the receiver for displaying an indication of a level of an analyte, such as blood glucose. An inserter having a retractable introducer is provided for subcutaneously implanting the sensor in a predictable and reliable fashion. | 1. (canceled) 2. A transcutaneous system for measuring an analyte concentration in a host, the system comprising: a sensor adapted for transcutaneous insertion through a skin of a host;a subassembly comprising a mounting unit adapted for placement adjacent to the skin of the host and an electronics unit configured to be releasably attachable to the mounting unit, wherein the subassembly is configured such that the mounting unit and the electronics unit are located over an exit site of the sensor when the sensor is inserted through the skin of the host; andan applicator comprising a needle configured to receive the sensor, wherein the applicator comprises a plunger configured to push the needle and the sensor through the mounting unit and subsequently retract the needle into the applicator, thereby leaving the sensor in the host. 3. The system of claim 2 wherein the needle surrounds the sensor. 4. The system of claim 2 wherein the needle includes a lumen. 5. The system of claim 2 wherein the plunger irreversibly retracts the needle into the applicator. 6. The system of claim 2, wherein the system is configured to insert the sensor through the skin with a depth to about 2 cm. 7. The system of claim 2 wherein the system is configured to insert the sensor through the skin with a depth of from about 0.1 mm to about 2 cm. 8. The system of claim 2, further comprising a component configured to maintain the sensor at a predetermined depth in the host upon retraction of the needle into the applicator. 9. The system of claim 8 wherein the component is configured to maintain the sensor at the predetermined depth in the host upon irreversible retraction of the needle into the applicator. 10. The system of claim 2, wherein the applicator is configured to insert the sensor in response to an activation of an automated mechanism. 11. The system of claim 2, wherein the applicator is configured to insert the sensor in response to a manual force applied to the applicator by a user. 12. A transcutaneous system for measuring an analyte concentration in a host, the system comprising: a sensor adapted for transcutaneous placement through a skin of a host;a housing adapted for placement adjacent to the skin of the host, wherein the housing comprises at least one electrical contact therein for providing an electrical connection between the sensor and sensor electronics; andan applicator configured for inserting the sensor through the housing and into the skin of the host, wherein the applicator comprises at least one needle adapted for inserting the sensor into the host, wherein insertion of the needle or retraction of the needle disposes the sensor adjacent to the electrical contact or within the electrical contact. 13. The system of claim 12, wherein the electrical contact comprises an elastomeric contact and wherein the sensor is configured to extend through the elastomeric contact. 14. The system of claim 12, comprising two electrical contacts. 15. A tra... | Abbott Diabetes Care Inc. | A61B005/1473
US07674231 | B2 | 2010-03-09 | Wearable pulse wave velocity blood pressure sensor and methods of calibration thereof | 2007-08-17 | An apparatus and methods for performing a circulatory measurement on an extremity, such as a hand, of a subject. The circulatory measurement results in the derivation of an output circulatory metric that may encompass blood pressure or various other circulatory metrics. An indicator of an input circulatory metric at a locus on the extremity is measured, such as a pulse transit time, and calibrated to account for the hydrostatic component of blood pressure arising due to vertical displacement of the extremity with respect to the heart. | 1. A method for deriving an output circulatory metric at an extremity of a subject, the method comprising: measuring a first plethysmographic signal at a first position on the extremity of the subject and measuring a second plethysmographic signal at a second position on the extremity of the subject, each of the signals being measured at a plurality of heights, by means of a sensor disposed on the extremity of the subject, the second position characterized by a distance between the first position and the second position;establishing a functional relationship using a digital computer, the functional relationship based at least on the measurements of the first and second plethysmographic signals at the plurality of heights, the functional relationship providing a quantitative relationship between the first and second plethysmographic signals and the output circulatory metric absent a direct measurement of the output circulatory metric at each of the plurality of heights; andcalculating a transit time of a circulatory pressure wave based on the first and second plethysmographic signals;deriving a wave speed based on the calculated transit time and the distance between the first and second positions; andapplying the functional relationship to derive the output circulatory metric. 2. The method of claim 1, wherein the output circulatory metric is an arterial blood pressure of the subject. 3. The method of claim 2, wherein the arterial blood pressure of the subject is at least one of systolic, diastolic, and mean arterial blood pressure. 4. The method of claim 1, wherein the first position is at a wrist of the subject. 5. The method of claim 1, wherein the first plethysmographic signal is based upon measurement of blood volume in an ulnar artery of the subject. 6. The method of claim 1, wherein the first plethysmographic signal is based upon measurement of blood volume in a radial artery of the subject. 7. The method of claim 1, wherein the second plethysmographic signal is based upon measurement of blood volume in a digit of the subject. 8. The method of claim 1, wherein the step of measuring first and second plethysmographic signals include obtaining circulatory waveforms at the first and second positions on the extremity. 9. The method of claim 8, further comprising identifying a point of comparison between the waveform of the first plethysmographic signal and the waveform of the second plethysmographic signal. 10. The method of claim 8, wherein identifying a point of comparison includes defining a measure based on a specified fraction of the range between a maximum value of the waveform and a minimum value of the waveform. 11. The method of claim 1, wherein the step of establishing a functional relationship includes identifying a response function of a sensor signal as a function of intra-arterial pressure. 12. The method of claim 11, wherein the step of identifying a response function of the sensor signal as a function of intra-arterial... | Massachusetts Institute of Technology | A61B005/02
US07792562 | B2 | 2010-09-07 | Device and method for determining analyte levels | 2009-12-22 | Devices and methods for determining analyte levels are described. The devices and methods allow for the implantation of analyte-monitoring devices, such as glucose monitoring devices, that result in the delivery of a dependable flow of blood to deliver sample to the implanted device. The devices comprise a unique microarchitectural arrangement in the sensor region that allows accurate data to be obtained over long periods of time. | 1. A device for measuring a glucose concentration in a host, the device comprising: a sensor operably connected to an electronic circuit and configured to continuously measure a signal indicative of a glucose concentration in a host for a period of time; anda membrane located over at least a portion of the sensor, the membrane comprising a layer configured to control a flux of oxygen and glucose;wherein the device is capable of exhibiting, at a glucose concentration of 400 mg/dL, no more than a 10% drop in sensor output over a range of pO2 from 150 mm Hg down to 30 mm Hg, and wherein the device is configured to use an in vitro calibration factor for initial calibration. 2. The device of claim 1, wherein the sensor comprises a first electrode formed at least in part from a platinum wire. 3. The device of claim 2, wherein the sensor further comprises a second electrode formed at least in part from a silver wire. 4. The device of claim 3, wherein the membrane is located over the first electrode and the second electrode. 5. The device of claim 1, wherein the membrane comprises a layer comprising an enzyme. 6. The device of claim 1, wherein the membrane comprises an electrolyte layer. 7. The device of claim 1, wherein the membrane comprises a water-swellable film. 8. The device of claim 1, wherein the membrane comprises polyvinylpyrrolidone. 9. The device of claim 1, wherein the membrane comprises a urethane polymer or a polyurethane. 10. The device of claim 9, wherein the urethane polymer or polyurethane comprises a polycarbonate-polyurethane backbone. 11. The device of claim 1, wherein the membrane comprises a block copolymer. 12. The device of claim 1, wherein the membrane comprises a block copolyurethaneurea. 13. The device of claim 1, wherein the layer configured to control a flux of oxygen and glucose is monolithic and homogeneous. 14. The device of claim 1, wherein the layer configured to control a flux of oxygen and glucose is monolithic and heterogeneous. 15. The device of claim 1, wherein at least 95%of glucose concentration values measured by the device are within 25% of corresponding values determined by analysis of blood over the period of time. 16. The device of claim 1, wherein the device is configured to respond substantially linearly to changes in glucose concentration at a glucose concentration of up to about 500 mg/dL. 17. The device of claim 1, wherein the layer configured to control a flux of oxygen and glucose has a thickness of from about 15microns to about 40 microns. 18. The device of claim 1, wherein the layer configured to control a flux of oxygen and glucose has a thickness of from about 25microns to about 35 microns. 19. The device of claim 1, wherein the membrane has a thickness of from about 40 microns to about 60 microns. 20. The device of claim 1, wherein the period of time is at least about 3 days. 21. The device of claim 1, wherein the period of time is at least about 5 days. 22. The device of cl... | DexCom, Inc. | A61B005/00
US07699787 | B2 | 2010-04-20 | Modular blood pressure measurement apparatus | 2005-10-25 | A blood pressure measurement apparatus for use in association with a blood pressure measuring cuff includes a housing having an upper shell and a lower shell defining an interior chamber and a replaceable module disposed within the interior chamber. The replaceable module houses a pump for inflating the blood pressure measuring cuff and a vent valve for venting the blood pressure measuring cuff. A cuff pressure sensor is provided within the interior chamber, either within or externally of the replaceable module. A control circuit for controlling the pump and the vent valve is provided on a circuit board disposed externally of the replaceable module. A power pack may be provided within the replaceable module for supplying electric power to the pump, the valve, the control circuit and other components within the interior chamber. | 1. A blood pressure measurement apparatus for use in pneumatic communication with a blood pressure measuring cuff; said apparatus comprising: a housing having an upper casing and a lower casing, the upper and lower casings mating to form the housing and define an interior chamber therein, the upper and lower casings being releasably separable for selective opening of the housing for access to the interior chamber;a replaceable pneumatics module disposed within the interior chamber and detachably mounted to the lower casing of the housing, said pneumatics module including a pump for selectively inflating the blood pressure measuring cuff and a vent valve for selectively venting the blood pressure measuring cuff;a replaceable electronics module disposed within the interior chamber and detachably mounted to the pneumatics module and the upper casing of the housing, said electronics module including a display for displaying a blood pressure reading and a control circuit for controlling said pump, said vent valve, and said display, each of said modules including an electrical and pneumatic connector interface, said modules being interconnected via said interface. 2. A blood pressure measurement apparatus as recited in claim 1 wherein said replaceable electronics module further includes a pressure sensor for sensing pressure. 3. A blood pressure measurement apparatus as recited in claim 2 further comprising a power pack operatively associated with and providing electric power to said pump, said valve, said pressure sensor, said display and said control circuit. 4. A blood pressure measurement apparatus as recited in claim 3 wherein said power pack is located in said replaceable pneumatics module. 5. A blood pressure measurement apparatus as recited in claim 1 wherein said replaceable pneumatics module further includes a pressure sensor for sensing pressure. 6. A blood pressure measurement apparatus as recited in claim 5 further comprising a power pack operatively associated with and providing electric power to said pump, said valve, said pressure sensor, said display and said control circuit. 7. A blood pressure measurement apparatus as recited in claim 6 wherein said power pack is located in said replaceable pneumatics module. | Welch Allyn, Inc. | A61B005/02
US07684844 | B2 | 2010-03-23 | System for and method of positioning cells and determining cellular activity thereof | 2003-11-03 | A device for positioning at least one cell in at least one addressable position, the device comprising a substrate (12) formed with at least one addressable pore (14) and at least one channel (16) embedded in the substrate and being held in fluid communication with the at least one pore. The at least one pore and the at least one channel are designed and constructed such that an under-pressure formed in the at least one channel results in vacuum adherence of the at least one cell onto the at least one pore, such that a single cell is vacuum adhered onto a single pore. In one embodiment, the substrate is a non-conductive substrate and is further formed with one or more electrode structures (22), where each of the electrode structures is positioned in one of the pores. In an additional embodiment the device is designed to be locatable on an organ, such as the brain. | 1. A device for positioning at least one cell in at least one addressable position, the device comprising a non-conductive substrate formed with: (a) at least one addressable pore;(b) at least one channel embedded in said substrate and being in fluid communication with said at least one pore; and(c) at least one electrode structure positioned in said at least one pore and protruding from a surface of said substrate;said at least one pore and said at least one channel being designed and constructed such that an under-pressure formed in said at least one channel results in vacuum adherence of the at least one cell onto said at least one pore, such that a single cell is vacuum adhered onto a single pore. 2. The device of claim 1, further comprising a plurality of addressable pores and a plurality of channels and being suitable for positioning a plurality of cells in a plurality of addressable positions. 3. The device of claim 2, wherein said substrate is formed with a plurality of electrode structures, each being positioned in one of said plurality of addressable pores. 4. The device of claim 3, wherein at least one of said plurality of electrode structures is emerging from a base of one of said plurality of addressable pores and is flush with a surface of said substrate. 5. The device of claim 3, wherein each of said electrode structures is designed and constructed to penetrate into a cell adhered thereto. 6. The device of claim 3, wherein each of said electrode structures is substantially perpendicular to said substrate. 7. The device of claim 3, wherein said substrate is further formed with a plurality of conductive elements embedded therein and electrically coupled to said plurality of electrode structures. 8. The device of claim 7, wherein said plurality of conductive elements and plurality of channels are devoid of electrical coupling thereamongst. 9. The device of claim 8, wherein said plurality of conductive elements and said plurality of channels are formed at different layers within said non-conductive substrate. 10. The device of claim 7, further comprising a coded interface electrically coupled with said plurality of conductive elements and being connectable to a system of amplifiers. 11. The device of claim 10, wherein said coded interface comprises a plurality of transmission lines, each transmission line being electrically coupled to one of said plurality of conductive elements. 12. The device of claim 7, further comprising a system of amplifiers integrally formed on or in said substrate and being electrically coupled with said plurality of conductive elements. 13. The device of claim 2, wherein said plurality of channels and said plurality of addressable pores are designed and constructed so as to allow administration therethrough of different substances to different cells of said plurality of cells. 14. The device of claim 2, further comprising a pump being in fluid communication with said plurality of channels, said pu... | Ramot at Tel Aviv University Ltd. | A61B005/04
US08805464 | B2 | 2014-08-12 | Bio-information measuring apparatus | 2007-03-20 | A bio-information measuring apparatus is provided, which suppresses pressure on a capillary vessel of body, stabilizes a measuring result of bio-information, and obtains a good S/N ratio.;In an bio-information measuring apparatus 1 in which a self-emission-type sensor device 10 for optically measuring bio-information of specimen 4 is attached to an attaching member 2, the attaching member 2 is composed of elastic material, and the attaching member 2 is arranged to be brought into contact with the specimen 4 at the time of measuring the bio-information. | 1. A bio-information measuring apparatus in which a self-emission-type sensor device for optically measuring bio-information of specimen is attached to an attaching member, wherein the attaching member is composed of elastic material, and is brought into contact with the specimen at the time of measuring the bio-information,a hollow is formed in the attaching member, and the self-emission-type sensor device is contained in the hollow, anda slanted slope is formed at an inner edge of an aperture of the hollow of the attaching member containing the self-emission-type sensor device with the diameter of the aperture decreased toward the self-emission type sensor device. 2. A bio-information measuring apparatus according to claim 1, wherein the self-emission-type sensor device comprises:a holding member,an irradiating unit located in the holding member which irradiates light onto the specimen, anda light-receiving unit located in the holding member which detecting light from the specimen based on the irradiated light, andwherein a front surface plate is located in front of the irradiating unit and the light-receiving unit and in an opposed relationship with the specimen, andthe light is irradiated and received through the front surface plate. 3. An bio-information measuring apparatus according to claim 1, wherein a distance between a center of the irradiating unit and a center of the light receiving unit is d, a minimum width of aperture of the hollow is W, and W is greater than d. 4. A bio-information measuring apparatus in which a self-emission-type sensor device for optically measuring bio-information of specimen is attached to an attaching member, wherein a hollow is formed in the attaching member, the self-emission-type sensor device is contained in the hollow, and an elastic member of permeability is mounted on at least an upper surface of the self-emission-type sensor device,the self-emission-type sensor device is located in such a way that an upper surface of the elastic member of permeability is in the same level as an upper surface of the attaching member, andanother elastic member of permeability covers an upper surface of the elastic member of permeability and an upper surface of the attaching member. 5. An bio-information measuring apparatus in which a self-emission-type sensor device for optically measuring bio-information of specimen is attached to an attaching member, wherein a hollow is formed in the attaching member, the self-emission-type sensor device is contained in the hollow, and a member of permeability is mounted on at least an upper surface of self-emission-type sensor device,wherein the self-emission-type sensor device comprises: a holding member,an irradiating unit located in the holding member which irradiates light onto the specimen, anda light receiving unit located in the holding member which detects light from the specimen based on the irradiated light, andwherein a distance between a center of the irradiating unit... | Pioneer Corporation | A61B005/1455
US08401626 | B2 | 2013-03-19 | System and method for assessing sleep quality | 2009-09-30 | An assessment of sleep quality and sleep disordered breathing is determined from cardiopulmonary coupling between two physiological data series. An R-R interval series is derived from an electrocardiogram (ECG) signal. The normal beats from the R-R interval series are extracted to produce a normal-to-normal interval series. The amplitude variations in the QRS complex are used to extract a surrogate respiration signal (i.e., ECG-derived respiration) associated with the NN interval series. The two series are corrected to remove outliers, and resampled. The cross-spectral power and coherence of the two resampled signals are calculated over a plurality of coherence windows. For each coherence window, the product of the coherence and cross-spectral power is used to calculate coherent cross-power. Using the appropriate thresholds for the coherent cross-power, the proportion of sleep spent in CAP, non-CAP, and wake and/or REM are determined. Coherent cross-power can be applied to differentiate obstructive from non-obstructive disease, and admixtures of the same. | 1. A method of assessing a subject's sleep physiology, comprising: obtaining a physiological signal indicative of the subject's heart rate;deriving a heart rate interval series from the physiological signal;deriving a respiration series from the physiological signal;detecting a cardiopulmonary coupling by performing a coherent cross-power calculation using the heart rate interval series and the respiration series; andevaluating spectral characteristics of a low-frequency portion of the cardiopulmonary coupling to determine whether a sleep breathing disorder is an obstructive sleep disorder or a non-obstructive sleep disorder,wherein said method is executed in processor of a computer based system. 2. The method according to claim 1, further comprising: producing a graphical representation of the cardiopulmonary coupling. 3. The method according to claim 1, wherein the evaluating includes identifying the sleep breathing disorder as an obstructive sleep disorder when the spectral characteristics include at least one of a plurality of spectal peaks or broad coupling spectra. 4. The method according to claim 1, wherein the evaluating includes identifying the sleep breathing disorder as a non-obstructive sleep disorder when the spectral characteristics include at least one of a single dominant frequency or a narrow spectral dispersion. 5. The method according to claim 1, wherein the heart rate interval series and the respiration series are temporally aligned. 6. The method according to claim 1, wherein the performing a coherent cross-power calculation includes determining a cross-spectra power and a coherence for each of a plurality of temporally aligned subsets of data from said heart rate interval series and said respiration series and computing a coherent cross power for each temporally aligned subset, said coherent cross power being computed from the product of said cross-spectra power and said coherence of each temporally aligned subset. 7. A method of assessing a subject's sleep physiology, comprising: deriving a heart rate interval series and a respiration series from at least one physiological signal obtained from the subject;detecting a cardiopulmonary coupling by performing a coherent cross-power calculation using the heart rate interval series and the respiration series; andevaluating spectral characteristics of a low-frequency portion of the cardiopulmonary coupling to identify a biomarker of the subject's sleep physiology,wherein said method is executed in a processor of a computer-based system. 8. The method according to claim 7, further comprising: producing a graphical representation of the cardiopulmonary coupling. 9. The method according to claim 7, further comprising: deriving the respiration series from an electrocardiogram signal. 10. The method according to claim 7, wherein the evaluating includes identifying a sleep breathing disorder as an obstructive sleep disorder when the spectral characteristics include at least one... | Beth Israel Deaconess Medical Center, Inc. | A61B005/08 A61B005/04
US08403925 | B2 | 2013-03-26 | System and method for assessing lesions in tissue | 2009-11-20 | A method and system for assessing lesion formation in tissue is provided. The system includes an electronic control unit (ECU). The ECU is configured to acquire values for first and second components of a complex impedance between the electrode and the tissue, and to calculate an index responsive to the first and second values. The ECU is further configured to process the ECI to assess lesion formation in the tissue. | 1. A system for assessing the formation of lesions in a tissue in a body, comprising: an electronic control unit (ECU) configured to (i) acquire values for first and second components of a complex impedance between an electrode and said tissue;(ii) acquire a value for a predetermined non-impedance variable, said predetermined non-impedance variable being indicative of at least one of a state of said tissue, a state of said electrode, a state of a medical device to which said electrode is coupled, and an interaction between the medical device and said tissue;(iii) calculate an index responsive to at least said acquired impedance values and said acquired predetermined variable value; and(iv) process said index to assess lesion formation in a particular area of said tissue. 2. The system of claim 1, wherein said ECU is configured to determine, based on said index, at least one of (i) whether said particular area of tissue has been changed as a result of the application of ablative energy to said particular area of tissue, and (ii) the extent to which said particular area of tissue has been changed as a result of the application of ablative energy to said particular area of tissue. 3. The system of claim 1, wherein said ECU is configured to process said index by being further configured to compare said index with one of a predetermined index threshold and predefined index range to assess lesion formation in said particular area of tissue. 4. The system of claim 1, wherein said ECU is configured to process said index by being further configured to calculate a change between a first calculated index and a second calculated index over a predetermined period of time and a predetermined surface distance traveled by said electrode, and to assess lesion formation in said particular area of tissue based on said change. 5. The system of claim 1, wherein said ECU is configured to process said index by being further configured to calculate a rate of change between a first index and a second index calculated at a different time than said first index, and to assess lesion formation in said particular area of tissue based on said rate of change. 6. The system of claim 1, wherein said ECU is configured to process said index by being further configured to: (i) receive first location coordinates corresponding to a first location of said electrode within said body and second location coordinates corresponding to a second location of said electrode in said body;(ii) calculate an index change between a first index calculated responsive to first and second components of a first complex impedance acquired while said electrode is located at said first location and a second index calculated responsive to first and second components of a second complex impedance acquired while said electrode is located at said second location over a predetermined time interval;(iii) calculate a change in said location coordinates; and(iv) calculate an index rate by dividing said index c... | St. Jude Medical, Atrial Fibrillation Division, Inc. | A61B018/12
US08417351 | B2 | 2013-04-09 | Peripheral oxistimulator apparatus and methods | 2008-02-08 | Apparatus and methods for monitoring a patient's blood oxygen content (through, e.g., an external finger probe using a pulse oximeter). If the patient's blood oxygen content falls below a selected level, a safe, yet effective, level of peripheral nerve stimulation would be delivered to the patient's wrist in the form of a milliamp current to arouse the patient. | 1. A peripheral oxistimulator apparatus, the apparatus comprising: a blood oxygen saturation monitor;a peripheral nerve stimulator adapted to deliver electrical energy to the skin of a patient;an interconnect system operatively connecting the blood oxygen saturation monitor and the peripheral nerve stimulator, wherein the peripheral nerve stimulator is activated when oxygen saturation in a patient reaches a selected value; anda motion sensor operatively connected to the peripheral nerve stimulator, wherein movement of the patient deactivates the peripheral nerve stimulator;and wherein the peripheral oxistimulator apparatus is configured to increase the duration of the electrical energy delivered to the skin of the patient as compared to the duration of electrical energy previously delivered as peripheral nerve stimulation if the patient does not move in response to the previously delivered peripheral nerve stimulation. 2. An apparatus according to claim 1, wherein the blood oxygen saturation monitor comprises a pulse oximeter. 3. An apparatus according to claim 2, wherein the blood oxygen saturation monitor comprises a sensor, a power source, a control system operatively connected to the sensor and the power source, and a pulse oximeter cable connecting the sensor to the control system. 4. An apparatus according to claim 1, and wherein the peripheral nerve stimulator comprises a power source, an electrical stimulation generator, one or more electrodes adapted to deliver electrical stimulation to the skin of a patient, and a stimulator cable connecting the one or more electrodes to the electrical stimulation generator. 5. An apparatus according to claim 1, wherein the blood oxygen saturation monitor comprises a sensor, a power source, a control system operatively connected to the sensor and the power source, and a pulse oximeter cable connecting the sensor to the control system, and wherein the peripheral nerve stimulator comprises a power source, an electrical stimulation generator, one or more electrodes adapted to deliver electrical stimulation to the skin of a patient, and a stimulator cable connecting the one or more electrodes to the electrical stimulation generator. 6. An apparatus according to claim 5, wherein the blood oxygen saturation monitor and the peripheral nerve stimulator share a common housing. 7. An apparatus according to claim 6, wherein the common housing contains the power source for the blood oxygen saturation monitor and the power sources for the peripheral nerve stimulator. 8. An apparatus according to claim 1, wherein the peripheral nerve stimulator comprises a wristband that comprises one or more surface electrodes adapted to deliver electrical stimulation to the skin of a patient wearing the wristband. 9. An apparatus according to claim 1, further comprising an external event indicator comprising a signal generator delivering a signal to a remote monitoring system when the peripheral nerve stimulator is activate... | Mayo Foundation for Medical Education and Research | A61N001/00
US20100063408 | A1 | 2010-03-11 | Breathalyzer having pivoted mouthpiece | 2008-09-11 | A breathalyzer includes a housing and incorporates a mouthpiece pivotally mounted in the housing and movable between a first, retracted position for reducing the exposure of the mouthpiece to damage and contaminants and a second, extended position for receiving exhaled breath of a person. | 1. A breathalyzer comprising: a housing; anda mouthpiece pivotally mounted in the housing and movable between a first, retracted position for safeguarding the mouthpiece and a second, extended position for receiving exhaled breath of a person. 2. The breathalyzer of claim 1, further comprising a release mechanism actuated to configure the mouthpiece for receiving a breath sample. 3. The breathalyzer of claim 2 wherein the release mechanism comprises a slide button. 4. The breathalyzer of claim 2, further comprising a spring coupled to the mouthpiece to effect pivotal movement of the mouthpiece when the release mechanism is actuated. 5. The breathalyzer of claim 1, further comprising blood alcohol sensor electronics and a switch actuated by pivotal movement of the mouthpiece to activate the blood alcohol sensor electronics. 6. The breathalyzer of claim 5 wherein the switch is actuated upon retraction of the mouthpiece to deactivate the blood alcohol sensor electronics. 7. The breathalyzer of claim 1, further comprising a removable cover that may be cleaned or sterilized or a disposable cover for the mouthpiece, that may be selectively slid on and off the mouthpiece. 8. The breathalyzer of claim 1, further comprising an exhaust port structure to enable the exhaled breath of a person, that enters through the mouthpiece, to be exhausted from the breathalyzer. 9. The breathalyzer of claim 5, further comprising an exhaust port structure to enable the exhaled breath of a person, that enters through the mouthpiece, to be exhausted from the breathalyzer. 10. The breathalyzer of claim 9, further comprising a switch assembly actuated by the person to initiate a blood alcohol content measurement employing the exhaust port structure without having to first move the mouthpiece to the extended position so as to operate the switch to cause the measurement to be initiated. 11. The breathalyzer of claim 10 wherein the exhaust port structure further comprises a lighted collar that is activated when the mouthpiece is retracted and the switch assembly is actuated. | - | A61B005/00
US07699780 | B2 | 2010-04-20 | Focused ultrasound system with adaptive anatomical aperture shaping | 2004-08-11 | A method of treating tissue within a body includes directing an ultrasound transducer having a plurality of transducer elements towards target body tissue, and delivering ultrasound energy towards the target tissue from the transducer elements such that an energy intensity at the target tissue is at or above a prescribed treatment level, while an energy intensity at tissue to be protected in the ultrasound energy path of the transducer elements is at or below a prescribed safety level. | 1. A focused ultrasound system, comprising: an ultrasound transducer device having a plurality of transducer elements;drive circuitry coupled to the transducer elements; anda drive signal controller coupled to the drive circuitry, the drive signal controller configured to individually control delivery of acoustic energy from the transducer elements along an ultrasound energy path towards the target tissue such that an energy intensity measured at the target tissue remains at or above a prescribed treatment level, while an energy intensity measured at tissue to be protected in the ultrasound energy delivery path and outside of the target tissue remains at or below a prescribed safety level, wherein the drive signal controller controls one or more of the transducer elements to create a limited energy density at the tissue to be protected in the ultrasound energy path. 2. The system of claim 1, wherein one or both of the prescribed treatment level and prescribed safety level comprise a temperature threshold or a thermal dose threshold. 3. The system of claim 1, wherein the drive signal controller controls one or more of the transducer elements to provide a beam aperture having a size and a shape for protecting the tissue to be protected in the ultrasound energy path. 4. The system of claim 1, wherein the drive signal controller does not activate or deactivates one or more of the transducer elements for protecting the tissue to be protected in the ultrasound energy path while delivering ultrasound energy to the focal volume. 5. The system of claim 1, wherein the drive signal controller causes one or more of the transducer elements to deliver acoustic energy at an energy level that is lower than an acoustic energy level delivered by one or more other of the transducer elements for protecting the tissue to be protected in the ultrasound energy path while delivering ultrasound energy. 6. A method for creating a treatment plan for treating a patient using a focused ultrasound system, the focused ultrasound system comprising a transducer having a plurality of transducer elements, the method comprising: identifying target tissue to be treated;identifying tissue to be protected along an ultrasound energy path outside of the target tissue;estimating energy intensities at the target tissue and the tissue to be protected based at least in part on the relative position between the transducer and the target tissue and the relative position between the transducer and the tissue to be protected;specifying operational parameters of one or more of the transducer elements to cause the energy intensity delivered to the target tissue to remain above a prescribed treatment threshold while the estimated energy at the tissue to be protected remains below a prescribed safety threshold; andcreating a treatment plan based on the adjusted operational parameters. 7. The method of claim 6, wherein the identifying steps comprise: obtaining an image of tissue in the ultraso... | Insightec—Image-Guided Treatment Ltd. | A61B008/00 A61N007/00 A61B005/00
US20100076276 | A1 | 2010-03-25 | Medical Sensor, Display, and Technique For Using The Same | 2008-09-25 | According to embodiments, a wearable sensor assembly may include an electronic paper display and/or a flexible gel battery. The electronic paper display may have reduced power consumption in addition to being comfortable, flexible, and lightweight. In addition, a pulse oximetry system and/or monitor may include a gel battery to facilitate rapid recharging after battery use. | 1. A wearable sensor assembly comprising: a structure capable of being applied to a patient's tissue;a medical sensor disposed on the structure, wherein the medical sensor is capable of providing a signal related to a patient parameter;a processor coupled to the medical sensor, wherein the processor is capable of receiving and processing the signal related to the patient parameter to provide an output related to the patient parameter; andan electronic paper display coupled to the processor, wherein the electronic paper display is capable of displaying the output related to the patient parameter. 2. The wearable sensor assembly, as set forth in claim 1, comprising a flexible gel battery capable of providing power to one or more of the medical sensor, the processor, or the electronic paper display. 3. The wearable sensor assembly, as set forth in claim 2, wherein the flexible gel battery is capable of being recharged in less than one minute. 4. The wearable sensor assembly, as set forth in claim 1, wherein the structure comprises a wristband, a headband, or a hat. 5. The wearable sensor assembly, as set forth in claim 1, wherein the medical sensor comprises an emitter and a detector. 6. The wearable sensor assembly, as set forth in claim 1, wherein the medical sensor comprises a pulse oximetry sensor. 7. The wearable sensor assembly, as set forth in claim 1, wherein the processor output comprises an oxygen saturation value. 8. The wearable sensor assembly, as set forth in claim 1, wherein the processor output comprises a heart rate value. 9. The wearable sensor assembly, as set forth in claim 1, wherein the electronic paper display comprises an electrophoretic display, an electronic ink display, an electro-wetting display, a bistable liquid crystal display, or a cholesteric liquid crystal display. 10. The wearable sensor assembly, as set forth in claim 1, wherein the electronic paper display consumes power only upon updating the display. 11. The wearable sensor assembly, as set forth in claim 1, wherein the display updates once a second or less frequently. 12. A pulse oximetry system comprising: a pulse oximetry sensor, the pulse oximetry sensor comprising: an emitter capable of shining light through a patient's tissue; anda detector capable of detecting the light and providing a signal related to a patient parameter;a pulse oximetry monitor comprising a processor coupled to the pulse oximetry sensor, wherein the processor is capable of receiving and processing the signal related to the patient parameter to provide an output related to the patient parameter;a display coupled to the processor, wherein the display is capable of displaying the output related to the patient parameter; anda gel battery capable of providing power to one or more of the pulse oximetry sensor, the processor, or the display. 13. The pulse oximetry system, as set forth in claim 12, wherein the gel battery comprises a flexible gel battery. 14. The pulse oximetry s... | Nellcor Puritan Bennett LLC | A61B005/00
US20100069747 | A1 | 2010-03-18 | DIAGNOSTIC IMAGING APPARATUS | 2009-09-08 | A diagnosis apparatus in which a lesion in the large intestine can be diagnosed with high precision by detecting pits is provided. A three-dimensional optical tomographic image is obtained by the configuration of an apparatus using an endoscope and an optical probe, images in X-Y planes perpendicular to the depth direction of a living body tissue are cut out at a plurality of depth positions, based on the three-dimensional tomographic image data, and a pit pattern shape highlighted image is generated from their average image to perform diagnostic support. | 1. A diagnostic imaging apparatus, comprising: a three-dimensional optical tomographic image generating device in which a three-dimensional optical tomographic image is generated, based on return light from a living body obtained by an optical probe inserted into a body to be measured from a forceps port of an endoscope,a setting device in which a Z-axis is set as an axis in a depth direction generally perpendicular to a depth direction of a living body tissue, based on the three-dimensional optical tomographic image data, and an X-axis and a Y-axis are set in a plane perpendicular to the Z-axis, anda cut out images generating device in which cut out images obtained by cutting out images in X-Y planes at a plurality of levels of depth are generated, so that diagnostic support is performed using the plurality of cut out images. 2. The diagnostic imaging apparatus according to claim 1, wherein an average image is created by average calculation of pixels in the same coordinates in the X-Y planes, using the plurality of cut out images cut out at the plurality of depths, anddisplay is performed so that a pit pattern corresponding to a large intestine pit can be observed in the average image. 3. The diagnostic imaging apparatus according to claim 1, wherein a pixel having a predetermined condition is highlighted in the average image. 4. The diagnostic imaging apparatus according to claim 2, wherein a pixel having a predetermined condition is highlighted in the average image. 5. The diagnostic imaging apparatus according to claim 1, wherein the cut out images cut out at the plurality of depths are located so that the cut out images can be compared and observed on the same screen, and display is performed so that a pit pattern corresponding to a large intestine pit can be observed. 6. The diagnostic imaging apparatus according to claim 1, wherein a pixel having a predetermined condition is highlighted in the cut out images. 7. The diagnostic imaging apparatus according to claim 5, wherein a pixel having a predetermined condition is highlighted in the cut out images. 8. The diagnostic imaging apparatus according to claim 1, wherein a normal large intestine pit pattern is set as a reference pattern,a pit pattern is extracted from one of the cut out images and the average image,similarity between the extracted pit pattern and the reference pattern is derived,an automatic diagnostic point is derived by summation of the similarity for each block which divides an area in an observation field of view into a plurality of areas, anda distribution of the automatic diagnostic points in the observation field of view is displayed. 9. The diagnostic imaging apparatus according to claim 2, wherein a normal large intestine pit pattern is set as a reference pattern,a pit pattern is extracted from one of the cut out images and the average image,similarity between the extracted pit pattern and the reference pattern is derived,an automatic diagnostic point is derive... | FUJIFILM CORPORATION | A61B005/05 G06K009/00
US20100079291 | A1 | 2010-04-01 | Personalized Activity Monitor and Weight Management System | 2009-09-01 | A weight management system comprised of a body worn device which interfaces periodically with a computer. The established weight goals of the user are translated by the computer into daily activity targets and downloaded into the device. The device monitors the user's activity, offering progress status toward the daily activity target. Further, the device alerts the user of excessive sedentary periods which depress metabolic indicators. The activity targets, allowed length of sedentary periods and suggested activities to reach goal are specific to the individual based on their biometrics and living environment. The computer provides historical tracking of activity for motivational and coaching purposes. | 1. A device for alerting a user of prolonged sedentary behavior, the device comprising: a controller, the controller having at least one input and at least one output, the controller calculating a predetermined time of inactivity from a first algorithm;at least one accelerometer for monitoring physical activity in at least two axes, the at least one accelerometer having at least one output in communication with the at least one input of the controller, the at least one accelerometer producing first accelerometer signals and second accelerometer signals, wherein first accelerometer signals correspond to the user being inactive and second accelerometer signals correspond to the user being active;a timer, the timer having at least one input and at least one output, the at least one input being in communication with the at least one output of the controller; and wherein the at least one output of the controller outputs a first controller signal to the timer upon detection of a first accelerometer signal, the first controller signal starting the timer, andwherein the at least one output of the timer outputs a first timer signal if the timer reaches the predetermined time of inactivity, andwherein the controller outputs a user alert signal upon receiving the first timer signal. 2. The device of claim 1, wherein the controller calculates the total amount of calories burned within a specified time period. 3. The device of claim 1, wherein an external web application calculates the total amount of calories burned within a specified time period. 4. The device of claim 1, further comprising at least one memory device, the at least one memory device in communication with the controller, wherein the at least one memory device stores physical activity data. 5. The device of claim 4, further comprising a display, the at least one display in communication with the controller, wherein the user's current caloric consumption rate is represented on the display. 6. The device of claim 5, wherein the user alert signal is selected from the group consisting of a tactile vibration, an audible signal, and a visual signal. 7. The device of claim 6, wherein a total amount of calories burned by the user is displayed on the display. 8. The device of claim 1, in combination with a web application, the web application being designed to synchronize with the device. 9. The combination of claim 8, wherein the web application calculates and transfers device settings to the device during synchronization. 10. A method for alerting a user of prolonged sedentary behavior, the method comprising: providing a controller, the controller having at least one input and at least one output;providing a timer, the timer having at least one input and at least one output, the at least one input being in communication with the at least one output of the controller;calculating a predetermined time according to a first algorithm;monitoring physical activity using at least one accelerometer, ... | Muve, Inc. | G08B023/00 A61B005/11 A61B005/021 G06N005/02 G06F017/10
US20100076297 | A1 | 2010-03-25 | ELECTROMAGNETIC INTERFERENCE IMMUNE TISSUE INVASIVE SYSTEM | 2008-12-19 | An electromagnetic immune tissue invasive system includes a primary device housing. The primary device housing having a control circuit therein. A shielding is formed around the primary device housing to shield the primary device housing and any circuits therein from electromagnetic interference. A lead system transmits and receives signals between the primary device housing. The lead system is either a fiber optic system or an electrically shielded electrical lead system. | 1. A method of operating a magnetic resonance imaging unit for preventing failure of a tissue implantable device of a patient undergoing magnetic resonance imaging, comprising: (a) monitoring, by the magnetic resonance imaging unit, operations of the tissue implantable device of the patient undergoing magnetic resonance imaging;(b) determining, by the magnetic resonance imaging unit, from the monitored operations, a quiet period for a tissue implantable device; and(c) generating, by the magnetic resonance imaging unit, a magnetic resonance imaging pulse only during the determined quiet period of the tissue implantable device. 2. The method as claimed in claim 1, wherein the implantable tissue device is a cardiac assist device. | BIOPHAN TECHNOLOGIES, INC. | A61B005/055
US20100056904 | A1 | 2010-03-04 | IMAGE GUIDED INTERVENTION | 2008-09-02 | Image guidance on a computer screen in the patient's vascular system with reduced use of toxic contrast agent and X-ray radiation is obtained by providing anatomical and functional images obtained preferably from an MR Imaging system. A fibre optic device which uses strain measurement to provide an image of the shape and location of the fiber is used to provide spatial information of the elongate guide member as it is pushed through the vascular system with this spatial information being registered to the image of the vascular system by registering the location of the fiber/guide in the image prior to insertion using markers visible in the MR image. | 1. A method for use in guiding a treatment device along a path from an insertion site to a treatment site in a patient: comprising: placing the patient in an imaging system and operating the imaging system to generate at least one image of the path within the patient showing a path through the blood vessels from the insertion site to the treatment site;providing an optical fiber system having an optical fiber member;providing a elongate guide member arranged to be carried with the optical fiber member such that the elongate guide member can be manipulated from the insertion site to the treatment site;the optical fiber member being arranged such that the optical fiber system can determine the position and shape of at least a portion of the optical fiber member within a coordinate system by analysis of light received from the optical fiber member in response to light transmitted into the optical fiber member;generating a registration of the coordinate system of the optical fiber system with said at least one image of the path;and guiding the elongate guide member to the treatment site using data from the optical fiber system while applying the data onto said at least one image of the path using the registration. 2. The method according to claim 1 wherein the imaging system is moved away from the patient during the guiding such that the elongate guide member is guided using the data from the optical fiber system which is applied onto said at least one image of the blood vessels previously obtained. 3. The method according to claim 1 wherein the registration of the coordinate system of the optical fiber system with said at least one image of the path is generated by marking within said at least one image a plurality of known points on the optical fiber member. 4. The method according to claim 3 wherein the known points carry markers visible on the imaging system. 5. The method according to claim 1 wherein the imaging system is a single plane X-ray system. 6. The method according to claim 1 wherein the imaging system is a bi-plane X-ray system. 7. The method according to claim 1 wherein the imaging system is a CT system. 8. The method according to claim 1 wherein the imaging system is a Magnetic Resonance imaging system arranged to effect Magnetic Resonance Angiography. 9. The method according to claim 8 wherein the Magnetic Resonance Imaging system includes a magnet which is movable away from a patient support so as to be spaced away from the patient during the guiding. 10. The method according to claim 8 wherein the magnet is returned to the patient after the guiding for Magnetic Resonance Imaging of the patient after treatment. 11. The method according to claim 8 wherein the known points carry markers of a material visible on the Magnetic Resonance Imaging system. 12. The method according to claim 1 wherein said at least one image comprises a series of images in slices. 13. The method according to claim 12 wherein said series of images ... | - | A61B005/05
US07678057 | B2 | 2010-03-16 | Device and system that identifies cardiovascular insufficiency | 2006-03-24 | In an embodiment, the present invention provides a device that identifies cardiovascular dysfunction of a subject. The claimed device comprises a controller, a transducer, and a processor. The controller initiates collection of a plurality of data related to a physiological condition. The transducer collects data over a plurality of cycles and transfers the data to the processor, which reduces the received data signal into an output using a novel formula. In an example the data correlate with data that are directly related to cardiovascular dysfunction but that are of limited use. | 1. A non-invasive device that identifies volume insufficiency in a patient, comprising: a. a transducer that records a pulse density signal from said patient during at least one respiratory cycle prior to administration of a cardiovascular volume load and during at least one respiratory cycle following administration of said cardiovascular volume load, wherein each respiratory cycle includes a plurality of cardiovascular subcycles;b. a controller that controls said transducer to initiate said record of said pulse density signal, said controller comprising at least one of the following: i. a manual or an automated switch;ii. a plurality of software rules; oriii. a combination thereof;c. an activator that activates said cardiovascular volume load; andd. a processor that is configured to filter said pulse density signal to capture a maximum and minimum data point in each cardiovascular subcycle and to calculate a percent deviation of said pulse density signal across all of said cycles, said percent deviation reflecting a volume status of said patient, said percent deviation being calculated according to the following formula: percent deviationdata signal=(Pmeanmax−Pmeanmin)/[(Pmeanmax+Pmeanmin)/2]×100,wherein percent deviationdata signal is a variation in said pulse density signal recorded by said transducer prior to said cardiovascular volume load and following said cardiovascular volume load,wherein Pmeanmax is a maximum mean value of said pulse density signal recorded during all of said cycles,wherein Pmeanmin is a minimum mean value of said pulse density signal recorded during all of said cycles,wherein each said mean value of said pulse density signal is calculated for each said cardiovascular subcycle (c), as follows:Pmeanc=Pmaxc+Pminc/2, wherein Pmaxc is a maximum pulse density signal in a given subcycle (c) and Pminc is a minimum pulse density signal in said given subcycle (c). 2. A device as in claim 1 wherein said device is portable and/or wearable. 3. A device as in claim 1 wherein said activator is at least one of the following: a. a volume of fluid;b. a pharmacologic agent;c. a physical maneuver;d. a mechanical ventilation;e. a manual or an automated switch;f. a motion sensor;g. a compression device; orh. a combination thereof. 4. A device as in claim 3 wherein said physical maneuver is raising a leg of said patient by about 30%, a compression of a part of said patient's body, or a change in a physical position of said patient. 5. A device as in claim 3 wherein said pharmacologic agent is at least one of: a. a vasodilator;b. a vasoconstrictor;c. a vasoactive agent; ord. a combination thereof. 6. A device as in claim 1 wherein said processor is further configured to generate an output that is selected from the group consisting of a data set, said pulse density signal, an interface, an interpretation, and a suggested treatment or protocol. 7. A device as in claim 6 wherein said output is graphical, numerical, or textual. 8. A devic... | Intelomed, Inc. University of Pittsburgh - of the Commonwealth System of Higher Education | A61B005/02
US07670526 | B2 | 2010-03-02 | Method of manufacturing a guidewire with an extrusion jacket | 2003-05-08 | A method of manufacturing a guidewire having a discrete length. The method includes the steps of feeding a first end of a corewire into an extrusion device, gripping the first end of the corewire with a gripping apparatus, and extruding a first extrusion material onto an outer surface of the corewire while the gripping apparatus pulls the corewire through the extrusion device to form an extrusion jacket on the outer surface of the corewire. The corewire has a predetermined length corresponding to a length of the guidewire. | 1. A method of manufacturing a discrete length guidewire, comprising the steps of: feeding a first end of a discrete length corewire into an extrusion device, the corewire having a length corresponding to a length of the guidewire;gripping the first end of the corewire with a gripping apparatus;extruding a first extrusion material onto an outer surface at a point along the corewire while the gripping apparatus pulls the corewire through the extrusion device to form an extrusion jacket on the outer surface of the corewire;after extruding the first extrusion material at the point along the corewire, extruding a second extrusion material onto the extrusion jacket over the point of the corewire while the gripping apparatus pulls the corewire through the extrusion device; androtating the gripping apparatus to rotate the entire length of the corewire during the step of extruding the second extrusion material, the second extrusion material forming a helical stripe on the extrusion jacket of the corewire during the step of rotating the gripping apparatus, wherein the second extrusion material is visually distinct from the first extrusion material. 2. The method of manufacturing of claim 1, wherein the step of extruding a first extrusion material onto the outer surface of the corewire comprises flowing the first extrusion material from a first supply port through a conical groove and applying the first extrusion material on the outer surface of the corewire. 3. The method of manufacturing of claim 2, wherein the step of extruding a second extrusion material comprises flowing the second extrusion material from a second supply port into the conical groove and onto the first extrusion material. 4. The method of manufacturing of claim 1, wherein the step of extruding a second extrusion material comprises flowing the second extrusion material from a second supply port through an exit port onto the first extrusion material. 5. The method of manufacturing of claim 1, wherein the second extrusion material has a different color than the first extrusion material. 6. The method of manufacturing of claim 1, wherein the second extrusion material has a different radiopacity than the first extrusion material. 7. The method of manufacturing of claim 1, wherein the steps of extruding a first extrusion material and a second extrusion material include completely covering at least one of the first end and a second end of the corewire with at least one of the first and second extrusion materials. 8. The method of manufacturing of claim 1, wherein the steps of extruding a first extrusion material and a second extrusion material include: pulling a first portion of the corewire through the extrusion device with the gripping apparatus at a first linear speed;pulling a second portion of the corewire through the extrusion device with the gripping apparatus at a second linear speed greater than the first linear speed. 9. The method of manufacturing of claim 8, wherein the pu... | Boston Scientific Scimed, Inc. | B29C043/00 B29C053/00 B29C047/00 A41D019/00 A61B005/00
US07695440 | B2 | 2010-04-13 | Blood pressure measuring apparatus | 2007-09-20 | A blood pressure measurement apparatus which can install cuffs at a tragus that has differences includes a holding member 3 having a shape part 52 to be installed in a space between an auricular concha and an antihelix, a first protrusion 54 extended from the shape part such that the first protrusion is directed towards the ear hole, a second protrusion 55 extended from the shape part such that the second protrusion is nearly right-angled with respect to the first protrusion and the second protrusion steps over the tragus, an integral member 50 having an ear hook part 51 that is extended from the shape part, the ear hook is integrally made with the integral member or made as an independent member, inner cuff 6 is supported at the end portion of the first protrusion, support member 15 is attached at the end portion of the second protrusion, cuffs 6,7 are attached to the support member through a clamping width adjustment part 11 that makes a clamping width adjustment against the tragus possible. | 1. A blood pressure measuring apparatus comprising: an inner cuff to be inserted into an ear hole, and an outer cuff to be positioned outside a tragus;holding means for holding said inner cuff and said outer cuff;pulse wave detecting means incorporated into at least one of said inner cuff and said outer cuff to detect a pulse wave signal from blood flowing through a blood vessel;pressurizing/depressurizing means for pressurizing and depressurizing said inner cuff and said outer cuff by using a fluid, after said inner cuff and said outer cuff clamp the tragus;a tube connected from said inner cuff and said outer cuff to said pressurizing/depressurizing means to supply the fluid;pressure detecting means connected to said tube to detect pressures of said inner cuff and said outer cuff; andblood pressure measurement control means for measuring a blood pressure value from the pulse wave signal,wherein said holding means comprises;a shape part to be installed in a space between an auricular concha and an antihelix,a first protrusion extended from said shape part such that said first protrusion is directed towards the ear hole,a second protrusion extended from said shape part such that said second protrusion is nearly right-angled with respect to said first protrusion and said second protrusion steps over the tragus,an integral member having an ear hook that is extended from said shape part, said ear hook being integrally made with said integral member or made as an independent member,wherein said integral member supports said inner cuff at an end portion of said first protrusion,said integral member fixes a support member at an end portion of said second protrusion,said outer cuff is attached to said support member through a clamping width adjustment part that makes a clamping width adjustment against the tragus possible, andsaid outer cuff is made of a first outer cuff and a second outer cuff, said first outer cuff and said second outer cuff are fixed to a cuff member having a channel communicating said tube, such that said first outer cuff and said second outer cuff are located in the up and down directions with respect to the tragus, said cuff member is attached at an end portion of said support member through said clamping width adjustment part. 2. A blood pressure measuring apparatus according to claim 1, wherein said support member is attached to said second protrusion such that said support member is adjustable in the up and down directions with respect to the tragus. 3. A blood pressure measuring apparatus according to claim 1, wherein said inner cuff is fixed to said first protrusion such that said inner cuff can rotate and the degree of invasion into the ear hole is adjustable, and said inner cuff can be pressurized and depressurized through an inner tube provided in said first protrusion. 4. A blood pressure measuring apparatus according to claim 1, wherein said clamping width adjustment part comprises a ball bearing part provided on the e... | Terumo Kabushiki Kaisha Nippon Telegraph and Telephone Corporation | A61B005/02
US07706852 | B2 | 2010-04-27 | System and method for detection of unstable oxygen saturation | 2006-01-30 | Methods and systems are described for simplified detection of unstable oxygen saturation of a patient by analysis of statistical variations in blood oxygen. One method for automatic detection of unstable oxygen saturation of a patient using a pulse oximeter comprises receiving at least a single time series input of oxygen saturation values and computing at least two metrics based on statistical properties of the single time series input of the oxygen saturation values. | 1. A method for automatic detection of unstable oxygen saturation of a patient using a pulse oximeter, the method performed with a processor and comprising: receiving at least a single time series input of oxygen saturation values;computing at least two statistical metrics based on statistical properties of the single time series input of oxygen saturation values, wherein the at least two statistical metrics in combination are sensitive to both magnitude and frequency range of oxygen saturation variations; anddetermining if an unstable oxygen saturation condition exists based on the at least two statistical metrics. 2. The method as in claim 1, further comprising averaging the statistical metrics. 3. The method as in claim 2, wherein determining if an unstable oxygen saturation condition exists comprises computing a value based on a relationship between the statistical metrics. 4. The method as in claim 3, further comprising providing an output if the computed value exceeds a threshold value. 5. The method as in claim 4, comprising providing an indication that cyclic saturation variations have been identified as the output. 6. The method as in claim 4, wherein the output comprises sounding an audio alarm. 7. The method as in claim 4, wherein the output comprises displaying a visual alert. 8. The method as in claim 4, wherein the threshold value varies over a range from about 60% to about 90% of a ratio of time intervals used for quantifying saturation changes. 9. The method as in claim 1, wherein the statistical metrics are selected to be sensitive to ventilation or airway instability. 10. The method as in claim 1, wherein the statistical metrics are selected to be sensitive to sleep apnea. 11. The method as in claim 1, wherein at least one statistical metric comprises a magnitude of saturation changes over 0.5 to 5 second intervals. 12. The method as in claim 11, wherein a second statistical metric comprises a magnitude of saturation changes over 10 to 30 second intervals. 13. The method as in claim 1, wherein at least one statistical metric comprises a skewness of the single time series input of oxygen saturation values. 14. The method as in claim 1, wherein at least one statistical metric comprises a kurtosis of the single time series input of oxygen saturation values. 15. The method as in claim 1, wherein the statistical metrics are selected to be sensitive to cyclic saturation variations with a period of at least 35 seconds to 5 minutes. 16. The method as in claim 1, further comprising modifying the statistical metrics based on one or more signal quality metrics. 17. The method as in claim 1, further comprising modifying the statistical metrics depending on a magnitude of the oxygen saturation values. 18. The method as in claim 1, further comprising determining whether the oxygen saturation values correspond to unstable oxygen saturation by comparing the oxygen saturation values to multiple thresholds. 19. A method for auto... | Nellcor Puritan Bennett LLC | A61B005/1455
US07693559 | B2 | 2010-04-06 | Medical sensor having a deformable region and technique for using the same | 2006-07-28 | A sensor assembly is provided that includes a frame having two or more structural supports. A coating is provided over the frame. The coating has at least one deformable region disposed between the two or more structural supports. The sensor assembly includes at least one optical component disposed within the at least one deformable region such that the at least one optical component can move relative to the two or more structural supports. In one embodiment, the sensor assembly may be placed on a patient's finger, toe, ear, and so forth to obtain pulse oximetry or other physiological measurements. Methods of manufacture and use of the sensor assembly are also provided. | 1. A sensor assembly, comprising: a frame comprising two or more structural supports;a coating provided over the frame, wherein the coating comprises at least one deformable region disposed between the two or more structural supports; andat least one optical component disposed within the at least one deformable region, such that the at least one optical component is capable of moving relative to the two or more structural supports. 2. The sensor assembly of claim 1, wherein the at least one optical component comprises at least one of a light emitting diode or a photodetector. 3. The sensor assembly of claim 1, wherein the coating comprises a first deformable region disposed between first and second structural supports and a second deformable region disposed between third and fourth structural supports. 4. The sensor assembly of claim 3, wherein the at least one optical component comprises a light emitting diode disposed within the first deformable region and capable of moving relative to the first and second structural supports and a photodetector disposed within the second deformable region and capable of moving relative to the third and fourth structural supports. 5. The sensor assembly of claim 1, comprising one or more signal transmission structures connected to the at least optical component. 6. The sensor assembly of claim 1, wherein the sensor assembly comprises at least one of a pulse oximetry sensor, a sensor for measuring a water fraction, or a combined sensor for measuring pulse oximetry and water fraction data. 7. The sensor assembly of claim 1, wherein the frame comprises a single molded part. 8. The sensor assembly of claim 1, wherein the frame comprises two or more parts joined to form the frame. 9. The sensor assembly of claim 1, wherein the coating comprises a thermoplastic elastomer. 10. The sensor assembly of claim 9, wherein the thermoplastic elastomer comprises at least one of a thermoplastic polyolefin, a thermoplastic vulcanizate alloy, thermoplastic polyurethane, silicone, or a combination thereof. 11. The sensor assembly of claim 1, wherein the coating comprises a conformable material. 12. The sensor assembly of claim 1, wherein no moving parts of the frame remain exposed from the coating. 13. The sensor assembly of claim 1, wherein the sensor assembly is configured to move between at least two mechanically stable configurations. 14. The sensor assembly of claim 13, wherein the sensor assembly is configured to move between the at least two mechanically stable configurations when a resistance provided at least partially by a resistance-providing component is overcome. 15. The sensor assembly of claim 1, wherein the sensor assembly is fluid tight. 16. The sensor assembly of claim 1, wherein the coating is chemically bonded to the frame. 17. The sensor assembly of claim 1, comprising a pulse oximeter monitor configured to receive data from the at least one optical component. 18. The sensor assembly of claim ... | Nellcor Puritan Bennett LLC | A61B005/145
US20100087731 | A1 | 2010-04-08 | Method for Tracking Degradation of a Biodegradable Stent Having Superparamagnetic Iron Oxide Particles Embedded Therein | 2008-10-07 | A tubular stent formed from a plurality of filaments, the filaments constructed out of a solid bioabsorbable polymeric material having active agent particles dispersed there through that are visible by magnetic resonance imaging (MRI). The active agent particles are superparamagnetic iron oxide (SPIO) particles. The SPIO particles enhance the visibility of the polymeric stent under MRI, and also allow for accurate monitoring of stent degradation. As the stent degrades, the SPIO particles are released and either flow downstream or are embedded by nearby macrophages. The amount of SPIO particles within the remaining stent body is decreased, which results in a different MRI signal. By quantifying the signal change, the amount of biodegradable stent remaining can be deduced in situ and the stent degradation rate may be accurately calculated. | 1. A method of non-invasively tracking the degradation of a biodegradable stent implanted in a body lumen, the method comprising the steps of: providing a stent of a biodegradable polymeric material with superparamagnetic iron oxide particles embedded therein;positioning the stent within the body lumen;obtaining by magnetic resonance imaging a first image of the stent at a first time;obtaining by magnetic resonance imaging a second image of the stent at a second time, wherein the second time occurs after the first time; andcomparing the first image and the second image to determine the amount of stent remaining in the body lumen. 2. The method of claim 1, further comprising: quantifying the amount of stent remaining in the body lumen and the amount of stent that has degraded over the time period that has passed between the first time and the second time; andcalculating the degradation rate of the stent. 3. The method of claim 1, wherein the first image includes a first signal having a first amount of signal intensity and the second image includes a second signal having a second amount of signal intensity, and the step of comparing the first image and the second image includes quantifying the change between the first amount of signal intensity and the second amount of signal intensity. 4. The method of claim 1, wherein the stent has a tubular body defined by a plurality of extruded braided filaments. 5. The method of claim 1, wherein the first time is when the stent is initially positioned within the body lumen. 6. The method of claim 1, wherein the second time is during a time period of 1-12 months after the stent is initially positioned within the body lumen. 7. The method of claim 1, further comprising the step of: obtaining by magnetic resonance imaging a third image of an area of the body lumen upstream of the stent. 8. The method of claim 1, wherein the biodegradable polymeric material is selected from the group consisting of polyactic acid, polyglycolic acid, collagen, polycaprolactone, hylauric acid, polylactide, polyglycolide, polydioxanone, polycaprolactone, polygluconate, polylactic acid-polyethylene oxide copolymers, modified cellulose, collagen, poly(hydroxybutyrate), polyanhydride, polyphosphoester, poly(amino acids), and poly(alpha-hydroxy acid). 9. The method of claim 1, wherein the superparamagnetic iron oxide particles have a particle size between 10 nm and 150 nm. 10. The method of claim 1, wherein the superparamagnetic iron oxide particles have a particle size greater than 50 nm. 11. The method of claim 1, wherein the steps of obtaining a first image and obtaining a second image are performed using the same pulse sequence and imaging parameters. 12. The method of claim 11, wherein the pulse sequence is a gradient echo pulse sequence. 13. The method of claim 11, wherein the pulse sequence is T2 or T2* weighted to achieve negative contrast of the superparamagnetic iron oxide particles. 14. The method of claim 11, whe... | Medtronic Vascular, Inc. | A61B005/05 A61B019/00 A61F002/06
US07706858 | B1 | 2010-04-27 | Head and neck immobilization in magnetic resonance imaging | 2003-05-09 | Apparatus, system and method for immobilizing a patient's head during imaging. The apparatus includes two substantially C-shaped members that are pivotably mounted to each other. One C-shaped member includes at least one adjustable positioning rod for securing the patient's head during imaging. The apparatus is attached to a magnet resonance imaging apparatus to form a system. The system is used for imaging a patient whose head and neck is immobilized by the apparatus. | 1. A device for head immobilization comprising: one or more positioning members;a first substantially C-shaped member having an inner surface, an outer surface, first and second fastening apertures and one or more positioning apertures for insertion of said one or more positioning members;a second substantially C-shaped member having an inner surface, an outer surface and first and second fastening apertures, said second substantially C-shaped member being secured to said first substantially C-shaped member such that a portion of said outer surface of said first substantially C-shaped member is positioned inside a portion of said inner surface of said second substantially C-shaped member and partially confronts said inner surface of said first substantially C-shaped member; andwherein said first and second C-shaped members are secured at each of said first and second apertures to form a halo adapted to accept a human head such that said first or second C-shaped member pivots about an axis which extends through the first and second fastening apertures. 2. The device of claim 1 wherein said first and second C-shaped members are secured by a pivot assembly such that said first C-shaped member pivots towards said second C-shaped member to allow access to the device. 3. The device of claim 1 wherein each of said one or more positioning members further comprise a rod member having a flattened portion that terminates a substantially circular portion. 4. The device of claim 3 wherein each of said one or more positioning apertures further include a flexible magnetically translucent retainer that engages said rod member such that when said rod member circular portion is adjacent said retainer said rod member is held in place and when said rod member flattened portion is adjacent said retainer said rod member is not held in place. 5. The device of claim 4 wherein each of said one or more positioning rods include a first end and a second end and wherein said first end is terminated by a knob that is located outside said first C-shaped member outer surface and said second end is terminated by a patient contact portion that is located inside said first C-shape member inner surface. 6. The device of claim 5 wherein said patient contact portion comprises a circular pad. 7. The device of claim 1 wherein said second C-shaped member further includes a curved base pad that forms said second C-shaped member and defines said second C-shaped member inner and outer surfaces, said base pad having first and second longitudinal edges and arcuate edges that terminate said first and second longitudinal edges so as to define a surface on said pad that is adapted to abut the back of the head when operable. 8. The device of claim 7 further comprising an arcuate rib member formed in said outer surface, said rib member having a pair of mounting connections for attaching the device to a patient support surface associated with a magnet resonance imaging apparatus. 9. System... | Fonar Corporation | A61B005/05
US07689270 | B2 | 2010-03-30 | Physiological sensor system for use in a magnetic resonance device | 2005-07-22 | The invention relates to a physiological sensor system for recording electric measuring signals in a magnetic resonance device, comprising at least one measuring electrode, a signal amplifier unit in a shielded housing that is placed in close proximity to a patient and a signal processing unit for preparing the measuring signals. According to the invention, the measuring electrode is connected to the signal amplifier unit via a cable connection. The invention is characterized in that the cable connection comprises a low-ohm conductor, which is connected to the measuring electrode by means of a first electric resistor on a first end and to the signal amplifier unit by means of a resistance between the skin and the measuring electrode. The development of heat caused by an induced current is concentrated on the resistors, so that there is no risk of burning to the patient. | 1. A physiological sensor system for recording an electrical measurement signal of a patient in a magnetic resonance device, comprising: a first measuring electrode that measures a first electrical measurement signal of the patient;a first signal amplifier unit connected to the first measuring electrode by a first cable connection and placed in a close proximity to the patient, wherein the first cable connection comprises: a low-impedance conductor,a first electrical resistor connected with the first measuring electrode and arranged at a first end of the low-impedance conductor, anda second electrical resistor connected with the first signal amplifier unit and arranged at a second end of the low-impedance conductor,wherein the first and the second electrical resistor has a resistance value in an order of magnitude of an electrical resistance between a skin of the patient and the first measuring electrode;a second measuring electrode that measures a second electrical measurement signal of the patient;a second signal amplifier unit connected to the second measuring electrode by a second cable connection and placed in a close proximity to the patient, wherein the second cable connection comprises: a low-impedance conductor,a first electrical resistor connected with the second measuring electrode and arranged at a first end of the low-impedance conductor, anda second electrical resistor connected with the second signal amplifier unit and arranged at a second end of the low-impedance conductor,wherein the first and the second electrical resistor has a resistance value in an order of magnitude of an electrical resistance between a skin of the patient and the second measuring electrode;a shielded housing in which the first and the second signal amplifier units are arranged, wherein the respective second end of the low-impedance conductor of the first and second cable connections is capacitively coupled to the shielded housing through a respective feedthrough capacitor, wherein the first and the second cable connections due to being capacitively coupled to the shielded housing form a shielded connection arrangement with respect to high-frequency signals resulting from operation of the magnetic resonance device;a differential amplifier coupled to the first and second signal amplifier units to receive a respective output signal from the first and second signal amplifier units and supply a difference measurement signal; anda signal processing unit connected to the differential amplifier to process the difference measurement signal. 2. The physiological sensor system as claimed in claim 1, wherein the first electrical resistor is soldered to the first end of the low-impedance conductor. 3. The physiological sensor system as claimed in claim 1, wherein the second electrical resistor is soldered to the second end of the low-impedance conductor. 4. The physiological sensor system as claimed in claim 1, wherein a length of the first and second cable connectio... | Siemens Aktiengesellschaft | A61B005/04
US07684854 | B2 | 2010-03-23 | Apparatus and method for measuring electric non-contact electrocardiogram in everyday life | 2005-08-31 | The present invention relates generally to an electric non-contact apparatus and method for taking electrocardiograms and, more particularly, to an electric non-contact apparatus and method for taking electrocardiograms, in which an examinee can have an electrocardiogram taken in a comfortable position because the apparatus and method are applied to a chair, a bed or a vehicle seat, which are widely used in daily life, and in which the examinee can unnoticeably have an electrocardiogram taken without being conscious of the taking of the electrocardiogram because the taking of the electrocardiogram is performed on the body of a human wearing clothes without directly contacting the body. | 1. An apparatus for taking ElectroCardioGrams (ECGs), the apparatus being attached to a human body, comprising: one or more amplifier-attached electrodes (10) installed adjacent to appropriate locations of clothes (5) without directly contacting a body (3);one or more filter and amplifier units (30) connected to first sides of the amplifier-attached electrodes (10) and configured to filter out external noise and amplify filtered signals;one or more Analog/Digital (A/D) converters (50) connected to first sides of the filter and amplifier units (30);a digital signal processing unit (70) provided to first sides of the A/D converter (50) and configured to transmit a taken ECG to a display and a post-processing device and the digital signal processing unit (70) comprises a subtractor (71) for obtaining a difference between the digitized biosignals input through the A/D converters (50), and a substraction filter (73) for filtering out noise, which is generated during the subtraction, from the digital signals input through the subtractor (71); anda ground plate (80) installed adjacent to an appropriate location on the clothes (5) without directly contacting the body (3). 2. The apparatus as set forth in claim 1, wherein, when the electric non-contact ECG apparatus (1) is applied to a chair (91), the amplifier-attached electrodes (10) are installed on appropriate sides of a backrest part (97) of the chair (91) on which both shoulders of an examinee are placed, and the ground plate (80) is installed at a predetermined location on a seat part (99) of the chair (91) on which buttocks of the examinee are placed. 3. The apparatus as set forth in claim 1, wherein, when the electric non-contact ECG apparatus (1) is applied to a chair (91), the amplifier-attached electrodes (10) are installed on appropriate sides of a seat part (99) of the chair (91) where both thighs of an examinee are placed, and the ground plate (80) is installed at a predetermined location on a backrest part (97) of the chair (91) on which both shoulders of the examinee are placed. 4. The apparatus as set forth in claim 1, wherein, when the electric non-contact ECG apparatus (1) is applied to a bed (93), the amplifier-attached electrodes (10) are installed on a first side of an upper surface of a mattress of the bed (93) on which both shoulders of an examinee are placed, and the ground plate (80) is installed on a second side of the upper surface of the mattress of the bed (93) on which buttocks of the examinee are placed. 5. The apparatus as set forth in claim 1, wherein, when the electric non-contact ECG apparatus (1) is applied to a bed (93), the amplifier-attached electrodes (10) are installed on a first side of an upper surface of a mattress of the bed (93) on which thighs of an examinee are placed, and the ground plate (80) is installed on a second side of the upper surface of the mattress of the bed (93) on which both shoulders of the examinee are placed. 6. The apparatus as set ... | Seoul National University Industry Foundation | A61B005/0444
US07676267 | B2 | 2010-03-09 | Capture verification using an evoked response reference | 2007-03-13 | A method and system for verifying capture in the heart involves the use of pacing artifact templates. One or more pacing artifact templates characterizing a post pace artifact signal associated with a particular pace voltage or range of voltages are provided. A pacing artifact template is canceled from a cardiac signal sensed following a pacing pulse. Capture is detected by comparing the pacing artifact canceled cardiac signal to an evoked response reference. Fusion/pseudofusion detection involves determining a correlation between a captured response template and a sensed cardiac signal. | 1. A method of operating an implantable medical device for detecting a fusion/pseudofusion beat, comprising: providing a captured response template, a pacing artifact template, and an evoked response reference;sensing a cardiac signal following a pacing pulse;canceling the pacing artifact template from the sensed cardiac signal to provide a pacing artifact canceled cardiac signal;comparing the pacing artifact canceled cardiac signal and the evoked response reference wherein capture is established if the pacing artifact canceled cardiac signal is comparable to the evoked response reference; anddetecting a fusion/pseudofusion beat by determining a correlation between the captured response template and the sensed cardiac signal. 2. The method of claim 1, wherein the correlation between the captured response template and the sensed cardiac signal is determined in a fusion/pseudofusion detection window. 3. The method of claim 2, wherein the fusion/pseudofusion detection window begins at an end of a blanking period and has a length of about 20 ms. 4. The method of claim 1, wherein providing the captured response template comprises combining one or more captured response waveforms to form the captured response template. 5. The method of claim 4, wherein combining the one or more captured response waveforms to form the captured response template comprises combining the captured response waveforms using a weighted average. 6. The method of claim 1, wherein the evoked response reference comprises an evoked response template. 7. The method of claim 6, wherein the evoked response template is formed using the pacing artifact template. 8. The method of claim 7, wherein the pacing artifact template is determined based on one or more exponential functions. 9. The method of claim 1, further comprising updating the captured response template using a captured response signal. 10. An implantable medical device for detecting a fusion/pseudofusion beat, comprising: pulse generator circuitry configured to generate pulses for cardiac stimulation;sensing circuitry configured to sense cardiac electrical signals following the pacing pulses; andcapture detection circuitry configured to: cancel a pacing artifact template from the sensed cardiac signals to provide pacing artifact canceled cardiac signals;compare the pacing artifact canceled cardiac signals to an evoked response reference wherein capture is established if the pacing artifact canceled cardiac signals are comparable to the evoked response reference; anddetect a fusion/pseudofusion beat by determining a correlation between the captured response template and the sensed cardiac signals. 11. The device of claim 10, wherein the capture detection circuitry is further configured to determine the evoked response reference based on one or more non-captured response waveforms. 12. The device of claim 10, wherein the capture detection circuitry is further configured to generate the captured response template bas... | Cardiac Pacemakers, Inc. | A61N001/37 A61N001/372 A61B005/04
US07678061 | B2 | 2010-03-16 | System and method for characterizing patient respiration | 2004-04-15 | Patient respiration may be characterized using a marked respiration waveform involving a respiration waveform annotated with symbols, markers or other indicators representing one or more respiration characteristics. A respiration waveform may be acquired by sensing a physiological parameter modulated by respiration. A marked respiration waveform may be generated based on the acquired respiration waveform and one or more detected respiration waveform characteristics and/or respiration-related conditions. One or more components used to generate the marked respiratory waveform may be fully or partially implantable. | 1. A system for characterizing respiration of a patient, comprising: a respiration waveform sensor configured to acquire a respiration waveform;a respiration processor configured to determine one or more characteristics associated with the respiration and comprising a trigger circuit configured to detect a triggering event, the one or more characteristics including a first respiration characteristic and a second respiration characteristic different from the first respiration characteristic; anda waveform generator coupled to the respiration waveform sensor and the respiration processor, the waveform generator configured to generate a marked respiration waveform comprising the respiration waveform and symbols indicating the one or more characteristics associated with the respiration, the generation of the marked respiration waveform being activated in response to the detection of the triggering event, and the symbols including a first symbol indicating the first respiration characteristic and a second symbol indicating the second respiration characteristic, the first and second symbols being aligned relative to the respiration waveform to indicate times of occurrence of the first and second respiration characteristics respectively;wherein at least one of the respiration waveform sensor, the respiration processor, and the waveform generator comprises an implantable component; andwherein the respiration processor is further configured to distinguish between different types of disordered breathing, and the first respiration characteristic comprises a type of disordered breathing selected from the different types of disordered breathing. 2. The system of claim 1, wherein the type of the disordered breathing comprises central disordered breathing. 3. The system of claim 1, wherein the type of the disordered breathing comprises obstructive disordered breathing. 4. The system of claim 1, wherein the type of the disordered breathing comprises mixed central and obstructive disordered breathing. 5. The system of claim 1, wherein the type of the disordered breathing comprises apnea. 6. The system of claim 1, wherein the type of the disordered breathing comprises hypopnea. 7. The system of claim 1, wherein the type of the disordered breathing comprises mixed apnea and hypopnea. 8. The system of claim 1, wherein the type of the disordered breathing comprises Cheyne-Stokes respiration. 9. The system of claim 1, wherein the type of the disordered breathing comprises periodic breathing. 10. The system of claim 1, wherein the type of the disordered breathing comprises sleep disordered breathing. 11. A system for characterizing respiration of a patient, comprising: a respiration waveform sensor configured to acquire a respiration waveform;a respiration processor configured to determine one or more characteristics associated with the respiration and comprising a trigger circuit configured to detect a triggering event, the one or more characteristics includ... | Cardiac Pacemakers, Inc. | A61B005/08 A61N001/00
US07693562 | B2 | 2010-04-06 | Nerve surveillance cannulae systems | 2007-10-31 | An expandable tip cannula system, comprising: a hollow cannula shaft having a proximal end and a distal end; and an expandable tip mounted at the distal end of the hollow cannula shaft, the expandable tip comprising a plurality of generally-triangular shaped petals held together in a radially-inwardly tapered arrangement between adjacent petals, each petal comprising a nerve sensing electrode disposed therein. | 1. A method of accessing a surgical target site, comprising: providing a surgical access instrument having a proximal portion and a distal portion, said distal portion having at least one nerve stimulation electrode located thereon, said distal portion being expandable from a first initial position;advancing said distal portion of said surgical access instrument toward a surgical target site while said distal portion is in said first position and while energizing said at least one nerve stimulation electrode in an amount sufficient to depolarize nerves adjacent said distal portion such that said nerves may be detected and avoided; andexpanding said distal portion from said first position to a second position to create an operative corridor to said surgical target site. 2. The method of claim 1, wherein said surgical access instrument comprises a cannula. 3. The method of claim 1, wherein said surgical access instrument is configured to allow passage of a surgical implant through said operative corridor to said surgical target site. 4. The method of claim 1, wherein said distal portion includes a plurality of tissue displacement members. 5. A method of performing spine surgery, comprising: providing a surgical access instrument configured to provide access to a spinal target site, said surgical access instrument having a proximal portion and a distal portion, said distal portion having at least one nerve stimulation electrode located thereon, said distal portion being expandable from a first initial position;advancing said distal portion of said surgical access instrument toward said spinal target site while energizing said at least one nerve stimulation electrode in an amount sufficient to depolarize nerves adjacent said distal portion such that said nerves may be detected and avoided; andexpanding said distal portion from said first position to a second position to create an access corridor to said spinal target site; andintroducing a spinal implant into said spinal target site by advancing said spinal implant along said access corridor. 6. The method of claim 5, wherein said surgical access instrument comprises a cannula. 7. The method of claim 5, wherein said distal portion includes a plurality of tissue displacement members. 8. The method of claim 5, wherein said spinal target site comprises an intervertebral space. 9. The method of claim 5, wherein said spinal implant comprises an intervertebral implant. 10. The method of claim 7, wherein said tissue displacement members engage each other in said first position. 11. The method of claim 7, wherein said tissue displacement members are separated by gaps in said second position. 12. The method of claim 11, wherein said surgical access instrument includes an expandable member situated on said distal portion. 13. The method of claim 12, wherein said expandable member covers said gaps in said second position. 14. The method of claim 11, wherein said expandable member is an elastomer en... | Nuvasive, Inc. | A61B005/04
US08483803 | B2 | 2013-07-09 | Systems and methods for tracking and targeting object in a patient using imaging techniques | 2008-09-15 | A method for use in a medical procedure includes obtaining a contrast-enhanced image of a portion of a patient, the portion of the patient having an object, obtaining a non-contrast-enhanced image of the portion, wherein the contrast-enhanced image and the non-contrast-enhanced image are created at different times, and determining a position of the object using the contrast-enhanced image and the non-contrast-enhanced image. A method for use in a medical procedure includes obtaining a contrast-enhanced image of a portion of a patient, the portion of the patient having an object, obtaining a non-contrast-enhanced image of the portion, and determining a position of the object using the contrast-enhanced image and the non-contrast-enhanced image, wherein the act of determining the position is performed is substantially real time. | 1. A method for determining a tissue position in a medical procedure, comprising: obtaining a contrast-enhanced image of a portion of a patient, the portion of the patient comprising tissue;obtaining a non-contrast-enhanced image of the portion, wherein the contrast-enhanced image and the non-contrast-enhanced image are created at different times; anddetermining a position of the tissue using the contrast-enhanced image and the non-contrast-enhanced image, wherein the position is determined using a processor that is configured for comparing the contrast-enhanced image with the non-contrast-enhanced image to identify an object that is common in both the contrast-enhanced image and the non-contrast-enhanced image, and using the identified object to determine the position of the tissue. 2. The method of claim 1, wherein the act of determining the position is performed in real time so that the determined position is substantially the same as an actual position of the tissue. 3. The method of claim 1, wherein the act of determining the position is performed during a treatment session. 4. The method of claim 3, wherein the act of determining the position is performed before a delivery of a radiation treatment beam. 5. The method of claim 3, wherein the act of determining the position is performed between deliveries of radiation treatment beams. 6. The method of claim 1, further comprising: obtaining additional non-contrast-enhanced images; anddetermining additional positions of the tissue using the additional non-contrast-enhanced images as the tissue undergoes motion, thereby tracking the tissue. 7. The method of claim 1, wherein the tissue is not discernable from its surrounding structure in the non-contrast-enhanced image. 8. The method of claim 1, further comprising adjusting one or both of a contrast and a brightness of the contrast-enhanced image such that only target(s) including the tissue that is suspect of an abnormal tissue is visible in the adjusted contrast-enhanced image. 9. The method of claim 1, further comprising adjusting one or both of a contrast and a brightness of the contrast-enhanced image such that structures in the portion having corresponding HU that are below HU=100 are not visible in the adjusted contrast-enhanced image. 10. The method of claim 1, further comprising adjusting one or both of a contrast and a brightness of the contrast-enhanced image such that the adjusted contrast-enhanced image looks similar to the non-contrast-enhanced image. 11. The method of claim 1, further comprising adjusting one or both of a contrast and a brightness of the contrast-enhanced image such that structures in the portion having corresponding HU that are below HU=100 are visible in the contrast-enhanced image. 12. The method of claim 1, wherein the tissue is a part of the object. 13. The method of claim 1, further comprising: adjusting one or both of a contrast and brightness of the contrast-enhanced image a first time such that... | Varian Medical Systems, Inc. | A61B006/00
US08647273 | B2 | 2014-02-11 | Non-invasive weight and performance management | 2009-11-18 | Systems and methods for weight and performance management are described. More particularly, an embodiment relates to a system and method of employing a non-invasive, real-time, continuous blood glucose monitoring device to measure glucose levels in a subject. The determined levels are subsequently used to manage the subject's caloric intake and utilization multiple times during the course of a day. | 1. A method for assisting a subject to manage a weight of the subject, comprising the steps of: transmitting a series of separately transmitted electromagnetic signals over a range of distinct frequencies from a transmitter through a finger of the subject to a receiver to create a series of corresponding spectral data sets including each of the separately transmitted electromagnetic signals received by the receiver;developing the series of corresponding spectral data sets into one or more composite spectrograms including each of the separately transmitted electromagnetic signals received by the receiver;analyzing the one or more composite spectrograms to recognize a series of patterns within the one or more composite spectrograms that directly represent a glucose level in the subject;repeating the steps of transmitting, developing, and analyzing to obtain a series of glucose levels in the subject over a period of time; andutilizing the series of glucose levels to determine a record of caloric intake and caloric output that will assist the subject in managing the subject's weight of the subject. 2. A method for evaluating a compliance of a subject with a weight management program by monitoring a characteristic in said subject, comprising the steps of: placing a sample of the subject in a sample holder;scanning said sample with a scanner module, wherein said scanner module includes a transmitter for transmitting a series of separately transmitted electromagnetic signals, each signal in said series of separately transmitted electromagnetic signals having a transmitted amplitude over a plurality of sample points within a range of distinct frequencies, and a receiver for receiving said series of separately transmitted electromagnetic signals as said series of separately transmitted electromagnetic signals are reflected from or transmitted through said sample;generating a series of spectral data sets representing at least a scanned amplitude of each signal in said series of separately transmitted electromagnetic signals over said plurality of sample points, said scanner module including a transmitter node having a first dipole antenna connected to said transmitter and a receiver node having a second dipole antenna connected to said receiver,said scanner module including a base formed to hold said transmitter node and said receiver node close to or in contact with said sample;determining said characteristic of said sample with an analyzer module, wherein said analyzer module includes a memory and a processor for generating one or more composite spectrograms from said series of spectral data sets including each signal in said series of separately transmitted electromagnetic signals;analyzing said one or more composite spectrograms to recognize one or more patterns within said one or more composite spectrograms directly representing said characteristic of said sample;making a determination regarding said characteristic based on said one or more patterns;... | RF Science & Technology, Inc. | A61B005/00 G01J001/42 G01N021/00
US08229541 | B2 | 2012-07-24 | Measuring container for biomagnetic measurements | 2009-10-13 | A measuring container is provided, which can be used for biomagnetic measurements, in particular for magnetocardiological measurements. The measuring container comprises an outer screen against electromagnetic high frequency fields and an inner screen against low frequency electromagnetic fields. The measuring container is constructed as a two-chamber system with an outer container comprising the outer screen. A measuring chamber with the inner screen is introduced into the outer container. An antechamber which can be walked into from outside is formed between the inner wall of the outer container and the measuring chamber. | 1. A measuring container for biomagnetic measurements or for magnetocardiological measurements, the measuring container comprising: an outer screen configured to shield electromagnetic high frequency fields; andan inner screen configured to shield low frequency electromagnetic fields,wherein the measuring container is configured as a two-chamber system with an outer container comprising the outer screen, a measuring chamber with the inner screen being introduced into the outer container, and an antechamber that is configured to be walked into from outside and is disposed between an inner wall of the outer container and the measuring chamber, andwherein the empty space between the inner wall of the outer container and the measuring chamber is at least partially filled up with a conductive material in such a way that an electrically conductive connection is produced between the inner screen and the outer screen. 2. The measuring container according to claim 1, wherein at frequencies between 100 kHz and 800 MHz the outer screen produces an attenuation of at least 10 dB. 3. The measuring container according to claim 1, wherein the inner screen produces a screening of at least 10 dB at 50 Hz or a screening of at least 40 dB. 4. The measuring container according to claim 1, wherein the inner screen additionally comprises a magnetic screen. 5. The measuring container according to claim 4, wherein the magnetic screen has a soft magnetic screen which effects a screening of magnetic fields at 0.01 Hz by a factor of at least 5. 6. The measuring container according to claim 4, wherein the magnetic screen has a soft magnetic material with a permeability of at least 100. 7. The measuring container according to claim 4, wherein the magnetic screen includes soft magnetic iron alloy. 8. The measuring container according to claim 1, wherein the antechamber can be walked into from outside by a door provided into a wall of the outer container, the door having an eddy current screen configured to shield electromagnetic high frequency fields. 9. The measuring container according to claim 1, wherein the measuring chamber has a measuring chamber door to the antechamber in order to introduce a measurement object into the measuring chamber. 10. The measuring container according to claim 9, wherein the measuring chamber is configured as a walk-in measuring chamber. 11. The measuring container according to claim 9, wherein the measuring chamber door has an eddy current screen configured to shield electromagnetic low frequency fields. 12. The measuring container according to claim 9, wherein the measuring chamber door has a magnetic screen configured to shield low frequency magnetic fields. 13. The measuring container according to claim 1, wherein a wall of the outer container has a layered construction with at least one non-metallic layer and at least one metallic layer. 14. The measuring container according to claim 13, wherein the non-metallic layer has at le... | BMDSys Production GmbH | A61B005/05
US08285487 | B2 | 2012-10-09 | System and methods for improved diabetes data management and use employing wireless connectivity between patients and healthcare providers and repository of diabetes management information | 2007-03-23 | Methods, devices and a system for disease management are provided that employ diagnostic testing devices (e.g., blood glucose meters) and medication delivery devices (e.g., insulin delivery devices) for providing data to a repository in real-time and automatically. Repository data can be analyzed to determine such information as actual test strip use, patient health parameters to outside prescribed ranges, testing and medication delivery compliance, patient profiles or stakeholders to receive promotional items or incentives, and so on. Connected meters and medication delivery devices and repository data analysis are also employed to associate a diagnostic test to a mealtime based on timing of a therapeutic intervention performed by an individual. | 1. A computer-implemented method of processing diagnostic data comprising: receiving diabetes therapy delivery data and corresponding time stamps for when different diabetes therapy delivery events were administered to a patient;receiving diagnostic diabetes test data and corresponding time stamps for when diagnostic diabetes tests were administered to the patient;receiving values corresponding to the latest time at which the patient would eat each of at least two meals; andanalyzing, using the computer, the diabetes therapy delivery data time stamps, the diagnostic diabetes test data time stamps and the values corresponding to meals to determine which of the meals the respective diabetes therapy delivery events are most closely related in time, and to determine whether at least one of the diagnostic diabetes tests is a pre-meal event or a post-meal event based on the time stamp of the diagnostic diabetes test relative to the diabetes therapy delivery data time stamps and their corresponding related meals, and the computer generating an output indicative of the determined one of a pre-meal event or a post-meal event. 2. The method as claimed in claim 1, wherein analyzing comprises allocating the time stamps corresponding to a diabetes therapy delivery event comprising associating the diabetes therapy delivery event with a first meal of the day if its time stamp is before the first meal of the day,associating the diabetes therapy delivery event with a second meal of the day if its time stamp is after the first meal of the day and before the second meal,associating the diabetes therapy delivery event with a third meal of the day if its time stamp is after the second meal of the day and before the third meal, andassociating the diabetes therapy delivery event with bedtime if its time stamp is after the third meal of the day and before bedtime. 3. A computer-implemented method of processing diagnostic data comprising: receiving diabetes therapy delivery data and corresponding time stamps for when different diabetes therapy delivery events were administered to a patient;receiving diagnostic diabetes test data and corresponding time stamps for when diagnostic diabetes tests were administered to the patient;receiving a value corresponding to a typical number of meals eaten per day; andanalyzing by performing cluster analysis, using the computer, of the diabetes therapy delivery data time stamps, the diagnostic diabetes test data time stamps and the number of meals eaten per day to determine how the therapy data time stamps and the diagnostic test data time stamps cluster relative to the number of meals eaten per day for segmenting a day into mealtimes and to determine whether at least one of the diagnostic diabetes tests is a pre-meal event or a post-meal event based on the time stamp of the diagnostic diabetes test relative to the diabetes therapy delivery data time stamps and their corresponding mealtimes indicated via the cluster analysis, and the ... | Becton, Dickinson and Company | G01N033/48 G01N033/00
US07948148 | B2 | 2011-05-24 | Piezoelectric transducer | 2009-10-13 | A miniature piezoelectric transducer element is provided, comprising; (a) a cell element having a cavity; (b) a flexible piezoelectric layer attached to the cell member, the piezoelectric layer having an external surface and an internal surface, the piezoelectric layer featuring such dimensions so as to enable fluctuations thereof at its resonance frequency upon impinging of an external acoustic wave; and (c) a first electrode attached to the external surface and a second electrode attached to the internal surface of the piezoelectric layer. At least one of the electrodes may be specifically shaped so as to provide a maximal electrical output, wherein the electrical output may be current, voltage or power. A preferred shape of the electrodes includes two cores interconnected by a connecting member. The transducer element may function as a transmitter. | 1. A transducer element, comprising: a cell member including at least one cavity;a piezoelectric layer coupled to a periphery of the cell member so as to isolate the cavity from an external fluid medium, the piezoelectric layer having a concave shape and including an external surface and an internal surface, wherein a central portion of the piezoelectric layer is freely suspended over the cavity;a first electrode attached to the external surface of the piezoelectric layer and a second electrode attached to the internal surface of the piezoelectric layer, the first and second electrodes coupled to an electrical circuit; andwherein the piezoelectric layer is configured to fluctuate in and out of the cavity at a frequency corresponding to a resonance frequency of the layer and acoustically transmit a signal based on a message signal received from a sensor. 2. The transducer element of claim 1, wherein the cavity is etched into a substrate. 3. The transducer element of claim 2, wherein the substrate includes an electrically insulating layer and an electrically conductive layer. 4. The transducer element of claim 1, wherein the cavity is circular in cross-section. 5. The transducer element of claim 1, wherein the cavity is hexagonal in cross-section. 6. The transducer element of claim 1, wherein the at least one cavity includes a plurality of cavities covered by a single piezoelectric layer, the plurality of cavities forming a matrix of transducing cell members. 7. The transducer element of claim 1, wherein the cavity includes a gas. 8. The transducer element of claim 7, wherein the pressure of the gas is lower than the pressure of the external fluid medium. 9. The transducer element of claim 1, wherein the cavity has an acoustic impedance lower than an acoustic impedance of the external fluid medium. 10. The transducer element of claim 1, wherein the piezoelectric layer comprises a PVDF material. 11. The transducer element of claim 1, wherein at least one of the first and second electrodes comprises two electrode portions interconnected by a connecting member. 12. The transducer element of claim 11, wherein the two electrode portions are symmetrically located on each side of the central portion of the piezoelectric layer. 13. The transducer element of claim 1, wherein at least one of the first and second electrodes covers only a portion of a surface of the piezoelectric layer. 14. The transducer element of claim 1, wherein the first and second electrodes cover a surface of the piezoelectric layer at a location spaced apart from the central portion and periphery of the piezoelectric layer. 15. The transducer element of claim 1, wherein the thickness of the piezoelectric layer is about 9 to 28 μm. 16. The transducer element of claim 1, wherein the radius of the cavity is about 200 μm. 17. The transducer element of claim 1, wherein the piezoelectric layer is configured to fluctuate in and out of the cavity at its resonance frequency upon... | Remon Medical Technologies Ltd. | H01L041/04
US08465437 | B2 | 2013-06-18 | Method and system for measuring lung tissue damage and disease risk | 2009-11-17 | This invention relates to a method, system, and devices relating to quantitatively measuring regional lung tissue damage by combining the CT scan measurements of the mineral density deviations and/or mineral composition deviations in airway tissue, with the measurements of airflow lung function measurements. | 1. A method of using a computer processor to assess an individual against lung disease risk comprising: receiving data representing lung X-ray images of an individual, using said data to calculate an X-ray attenuation score from one or more measurements of a density deviation at one or more airway bifurcation locations compared to a density value at a region surrounding the bifurcation, combining the X-ray attenuation score with a lung function score of the individual calculated from one or more lung function measurement tests selected from the group consisting of a CT lung function analysis, a spirometry test, a lung ventilation scan, a lung perfusion scan, and a pH value from an exhaled breath condensate test, and assessing of the individual against a lung disease risk index based on said combined X-ray attenuation score and lung function score. 2. The method of claim 1, further comprising wherein the spirometry test is FEV1/FVC. 3. The method of claim 1, further comprising wherein the CT lung function analysis includes a CT wall thickness measurement, emphysema measurement, or both. 4. The method of claim 1, further comprising wherein the X-ray attenuation score is obtained from an imaging modality selected from the group consisting of a CT scan, chest X-ray, digital radiography, X-ray tomosynthesis, and computer aided X-ray radiography. 5. The method of claim 1, further comprising wherein the density deviation is a measure of calcification, particle deposition, ossification, or combinations thereof. 6. The method of claim 1, further comprising the steps of measuring over time the lung disease risk index and establishing a disease trajectory for the individual. 7. The method of claim 5, further comprising the steps of measuring over time the lung disease risk index and establishing a trajectory for the individual. 8. The method of claim 5, wherein the CT lung function scan includes measurements of a shape change in the one or more bifurcations comprising a thickening of the lung tissue at the bifurcation or surrounding tissue, or a loss of tissue or hole in the lung tissue at the bifurcation or surrounding tissue. 9. The method of claim 1, further comprising wherein measuring density deviations further comprises measuring the sum of the logs of maximum HU density deviations from nearby low exposure regions along the airway tree in a CT scan. 10. The method of claim 1, further comprising wherein the lung disease risk index is a lung cancer risk index. 11. The method of claim 1, further comprising the step of identifying locations that represent high lung cancer risk. 12. The method of claim 1, further comprising the step of identifying specific lung regions or lobes that represent high lung cancer risk by calculating a region-specific or lobe-specific lung cancer risk index by combining a region-specific X-ray attenuation score with a region-specific lung function score, wherein the region-specific X-ray attenuation score is obtained... | Kitware, Inc. | A61B005/08 G01N023/04 H05G001/60 G06K009/00
US07689274 | B2 | 2010-03-30 | Brain-wave aware sleep management | 2007-11-30 | A system includes a port to receive brain activity data of a user, a processor to detect a beginning time of a user nap based upon the brain activity data, and a user interface to notify the user when a predetermined nap time has elapsed. A method of monitoring a user somnolence level receives brain activity data from a user, and determines a somnolence level from the brain activity data. If the somnolence level is sleep, the system determines if a nap has progressed to a waking point, and if the nap has progressed to a waking point, alerts the user. | 1. A system, comprising: a port to receive brain activity data of a user;a processor to detect a beginning time of a user nap based upon the brain activity data and to store the beginning time and time of day; anda user interface to notify the user when a predetermined nap time has elapsed. 2. The system of claim 1, the system further comprising a store. 3. The system of claim 1, the processor further to generate a model of brain activity over a defined period of time. 4. The system of claim 3, the user interface further to present the model of brain activity to the user. 5. The system of claim 3, the processor to make recommendations to the user through the user interface based upon the model. 6. The system of claim 1, the user interface to allow the user to select the predetermined nap time. 7. The system of claim 1, the processor further to detect a user drowsiness level and to make a recommendation to the user. 8. The system of claim 7, the recommendation further comprising one of either to take a nap or to perform an alerting activity to stay awake. 9. A method of monitoring a user somnolence level, comprising: receiving brain activity data from a user;determining a somnolence level from the brain activity data;storing data including the somnolence level and time of day;if the somnolence level is sleep, determining using a processor if a nap has progressed to a waking point; andif the nap has progressed to a waking point, alerting the user. 10. The method of claim 9, further comprising if the somnolence level is drowsy, providing a recommendation to the user to take a nap. 11. The method of claim 9, further comprising using the data to generate a model of user somnolence behavior. 12. The method of claim 11, further comprising providing the model to a user calendar to allow a user to plan activities using the model. 13. The method of claim 9, receiving brain activity data from a user further comprising receiving the data as signals from a wireless electroencephalogram headset. 14. The method of claim 9, wherein alerting the user comprises alerting the user when the user is in a light sleep stage. 15. An article of computer-readable media storing instructions that, when executed, cause the computer to: receive brain activity data from a user;determine a somnolence level from the brain activity data;storing the somnolence level and time of day;if the somnolence level is sleep, determine if a nap timer has elapsed; andif the nap timer has elapsed, alert the user. 16. The article of claim 15, the instructions further causing the computer to make a recommendation to the user to take a nap, if the somnolence level is drowsy. 17. The article of claim 15, the instructions further causing the computer to present a user interface to allow the user to set the nap timer. | Palo Alto Research Center Incorporated | A61B005/00
US20100099994 | A1 | 2010-04-22 | IMPLANTABLE HEART ANALYZING DEVICE, SYSTEM AND METHOD | 2007-02-28 | An implantable heart analyzing device has a housing and a control circuit located within said housing. The control circuit generates an output signal adapted to actuate an activator, which is able to make a wall of the heart deflect or vibrate. The control circuit also communicates with a sensor, which can be identical with the activator, with which the movement of the heart wall can be sensed. The control circuit executes a procedure that involves the generation of an output signal and sensing a corresponding sensor signal, and to be able to derive information concerning the tension of the heart wall. An implantable heart analyzing includes the aforementioned heart analyzing device, as well as the activator and the sensor. The heart analyzing device and the system implement a method that results in generation of the aforementioned information concerning the tension of the heart wall. | 1.-30. (canceled) 31. An implantable heart analyzing device comprising: a housing configured for in vivo implantation in a patient;a control circuit contained within said housing;said control circuit comprising output circuitry configured to electrically communicate with an activator positioned in contact with a heart wall, selected from the group consisting of an inner wall and an outer wall, of the heart of the subject, said output circuitry being configured to generate an output signal that causes said activator to deflect or vibrate said heart wall;said control circuit comprising input circuitry configured to electrically communicate with a sensor that supplies a sensor signal to said input circuitry representing movement of said heart wall; andsaid control circuit being configured to implement a session comprising generating at least one output signal with said output circuitry and supplying said output signal from said output circuitry to said activator, and detecting said sensor signal representing movement of the heart wall caused by said activator within a predetermined time interval, said sensor signal having a sensor signal morphology, and to automatically evaluate said sensor signal morphology to identify information representing tension of said heart wall. 32. An implantable heart analyzing device as claimed in claim 31 comprising a memory in said implantable device connected to said control circuit, said memory having information electronically stored therein representing a stored sensor signal morphology, and wherein said control circuit determines said information representing tension of said heart wall by comparing the sensor signal morphology represented by the detected sensor signal with the stored sensor signal morphology in said memory. 33. An implantable heart analyzing device as claimed in claim 31 wherein said control circuit is configured to implement said session in time cycles corresponding to heart cycles of the heart of the subject. 34. An implantable heart analyzing device as claimed in claim 33 wherein said control circuit is configured to implement said session during a portion of said time cycle corresponding to a late portion of the diastolic phase of the heart cycle of the heart of the subject. 35. An implantable heart analyzing device as claimed in claim 31 comprising a memory connected to said control circuit in said housing, and wherein said control circuit is configured to implement said session a plurality of times respectively in different heart cycles of the heart of the subject, and to obtain said information describing tension of the heart wall in each session as a session result, and to store the respective session results in said memory, and to evaluate the respective session results in said memory to determine a change in said tension of the heart wall between different sessions. 36. An implantable heart analyzing device as claimed in claim 35 wherein said control circuit is configured to imple... | - | A61B005/02
US20100057167 | A1 | 2010-03-04 | System and Method for the Interrogation of Implantable Medical Devices | 2008-09-02 | A system and method are provided for interrogating an implantable medical device (IMD) using a platform-independent interrogation process with an interrogator device, such that the interrogation is initiated by the interrogator device without requiring information relating to the location of where the diagnostic data is stored in the memory of the IMD and without requiring information related to the type or format of the diagnostic data. By utilizing a platform-independent interrogation process, a generic universal interrogation process can be utilized that can be extended across IMDs and interrogator devices capable of having different platforms. Further, the platform-independent interrogation process allows an interrogation device to interrogate different types of IMDs, and also allows IMDs to be interrogated by different types of interrogator devices, thereby allowing IMDs and interrogator devices to be interchangeably used and easily updated without requiring entire interrogation system reconfigurations. | 1. A method of interrogating an implantable medical device, comprising: providing a platform-independent interrogator device; andinterrogating an implantable medical device from the platform-independent interrogator device to transfer diagnostic data stored in a memory of the implantable medical device to the interrogator device, such that the interrogation is initiated by the interrogator device without requiring information relating to the memory location or type of diagnostic data stored in the memory of the implantable medical device. 2. The method of claim 1, wherein the interrogation of the implantable medical device includes communicating an interrogation request from the interrogator device to the implantable medical device to initiate the interrogation and receiving in response to the interrogation request historical interrogation information transmitted from the implantable medical device. 3. The method of claim 2, further comprising: determining at the interrogator device a temporal starting point and temporal range for certain desired diagnostic data to be transferred during the interrogation based on an analysis of the historical interrogation information;transmitting the temporal starting point and temporal range to the implantable medical device; andreceiving from the implantable medical device information relating to locations in the implantable medical device memory in which the desired diagnostic data relating to the temporal starting point and temporal range is stored. 4. The method of claim 3, further comprising: determining at the interrogator device a desired manner for reading the memory locations associated with the desired diagnostic data;communicating instructions to the implantable medical device to read the desired diagnostic data from their memory locations in the determined desired manner; andreceiving at the interrogator device the desired diagnostic data that has been read from the memory locations of the implantable medical device. 5. The method of claim 1, further comprising: Transmitting a notification from the interrogator device to the implantable medical device when the interrogation has been completed; andcommunicating information from the interrogator device to the implantable medical device relating to the completed interrogation to be stored with historical interrogation information on the implantable medical device. 6. The method of claim 2, further comprising: requesting and receiving at the interrogator device a snapshot of a status of at least portions of the memory of the implantable medical device before and after the transfer of diagnostic data stored in the memory of the implantable medical device to the interrogator device. 7. The method of claim 6, further comprising communicating the diagnostic data and the snapshots received by the interrogator device to a diagnostic site for further analysis. 8. A method of operating an implantable medical device in response to an interrogation by an i... | - | A61N001/36 A61B005/07
US20100069746 | A1 | 2010-03-18 | FIDUCIAL MARKER PLACEMENT | 2007-10-24 | A method of determining the prospective location of two or more fiducial markers includes the steps of: with respect to the work piece, defining a path having a radius from an origin which varies in a non-repetitive manner with respect to the angular displacement of the path from the origin; and selecting two or more prospective locations of respective fiducial markers. The prospective locations are positioned relative to the work piece substantially at points along the defined path. | 1. A method of determining the prospective location of two or more fiducial markers, the method comprising the steps of: defining a path with respect to a work piece, said path having a radius from an origin variable in a non-repetitive manner with respect to the angular displacement of the path from the origin; andselecting two or more prospective locations of respective fiducial markers such that the prospective locations are positioned relative to the work piece substantially at points along the defined path. 2. A method according to claim 1, wherein the prospective locations of the fiducial markers are substantially such that the angular displacement of any one prospective location from an adjacent prospective location along the path is not a co-prime of 360°. 3. A method according to claim 1, wherein the path is a Fibonacci or golden spiral. 4. A method according to claims 1, wherein the path is a logarithmic spiral. 5. A method according to claim 1, wherein four or more prospective locations are selected such the position of the work piece can be determined with rotational invariance by studying the positions of the prospective locations. 6. A method according to claim 1, wherein the prospective locations of the fiducial markers are on the work piece. 7. A method according to claim 1, wherein the prospective locations are on one or more surfaces located at a fixed position with respect to the work piece. 8. A method of placing two or more fiducial markers onto a work piece, the method comprising the steps of: defining a path with respect to the work piece, the path having a radius from an origin variable in a non-repetitive manner with respect to the angular displacement of the path from the origin;selecting two or more prospective locations of respective fiducial markers such that the prospective locations are at positions relative to the work piece substantially at points along the defined path; andplacing a fiducial marker substantially at each of the two or more prospective locations. 9. A method according to claim 8, wherein the prospective locations of the fiducial markers are substantially such that the angular displacement of any one prospective location from an adjacent prospective location along the path is not a co-prime of 360°. 10. A method according to claim 8, wherein the path is a Fibonacci or golden spiral. 11. A method according to claim 8, wherein the path is a logarithmic spiral. 12. A method according to claim 8, further comprising the step of: securing the fiducial markers to the work piece substantially at each of the two or more prospective locations. 13. A method according to claim 12, wherein the step of securing further comprises the step of: embedding the fiducial markers in the work piece substantially at each of the two or more prospective locations. 14. A method according to claim 12, wherein the step of securing further comprises the step of: adhering the fiducial markers to the work piece substa... | PROSURGICS LIMITED | A61B005/05
US20100056887 | A1 | 2010-03-04 | EMISSION SENSOR DEVICE AND BIOINFORMATION DETECTING METHOD | 2006-11-26 | An emission sensor device includes a base (110), a light applying section (120) disposed on the base and adapted for applying light beams having different wavelengths to a subject in such a way that the light beams at least overlap with one another, and a light receiving section (150) disposed on the base and adapted for detecting light from the subject attributed to the applied light beams for each wavelength. The device has a small size and can collect predetermined types of information on the subject such as bioinformation with high accuracy. | 1-11. (canceled) 12. A light-emitting sensor apparatus comprising: a substrate;an applying device which is disposed on said substrate and which applies a plurality of light with mutually different wavelengths to a measured sample such that the light overlaps each other at least partially; anda light receiving device which is disposed on said substrate and which detects light from the measured sample caused by the applied plurality of light, for each wavelength. 13. The light-emitting sensor apparatus according to claim 12, wherein said applying device applies the plurality of light through a common optical system. 14. The light-emitting sensor apparatus according to claim 12, wherein said applying device sequentially applies the plurality of light, andsaid light receiving deice detects the light from the measured sample for each wavelength by time division. 15. The light-emitting sensor apparatus according to claim 12, wherein said applying device simultaneously applies the plurality of light, andsaid light receiving deice has a plurality of light receiving elements which detect the light from the measured sample for each wavelength. 16. The light-emitting sensor apparatus according to claim 12, wherein said applying device and said light receiving device are integrated on said substrate. 17. The light-emitting sensor apparatus according to claim 12, wherein said applying device has a semiconductor laser which generates a plurality of laser beams as the plurality of light. 18. The light-emitting sensor apparatus according to claim 17, wherein the semiconductor laser makes a drive current lower than a laser oscillation threshold value, to thereby function as a light-emitting diode. 19. The light-emitting sensor apparatus according to claim 12, wherein said applying device comprises: a light source for generating a plurality of source light; anda reflecting mirror which reflects the generated plurality of source light in a direction of the measured sample so as to be the irradiated plurality of light, at a position irradiated with the generated plurality of source light. 20. The light-emitting sensor apparatus according to claim 19, wherein the reflecting mirror includes, on its surface, at least one of Au (gold), Cu (copper), Al (aluminum), and Ag (silver). 21. The light-emitting sensor apparatus according to claim 12, further comprising a calculating device for calculating at least one of a blood flow velocity and a blood oxygen saturation level associated with the measured sample on the basis of the detected light. | Pioneer Corporation | A61B005/1455 A61B005/0265
US20100076305 | A1 | 2010-03-25 | METHOD, SYSTEM AND COMPUTER PROGRAM PRODUCT FOR TARGETING OF A TARGET WITH AN ELONGATE INSTRUMENT | 2009-06-10 | An embodiment is directed to a method and a system for assisting the targeting of a target with an elongate instrument, wherein the instrument is to be inserted into a living object's body part along a predetermined trajectory extending between an entry point of said instrument into said body part and a target point associated with said target. The method comprises an instrument directing assisting step for generating and displaying an image allowing a user to assess to which extend the longitudinal axis of the instrument is aligned with the vector connecting the target point and the tip portion of said instrument. Also, the method comprises an instrument guiding assisting step of generating and displaying an image allowing a user to assess to which extent the instrument motion during insertion thereof coincides with the predetermined trajectory. | 1. A method for assisting the targeting of a target with an elongate instrument, wherein the instrument is to be inserted into a living object's body part along a predetermined trajectory extending between an entry point of said instrument into said body part and a target point associated with said target, said method comprising: an instrument directing assisting step for generating and displaying an image allowing a user to assess to which extent the longitudinal axis of the instrument is aligned with a vector connecting the tip portion of said instrument and the target point; andan instrument guiding assisting step of generating and displaying an image allowing a user to assess to which extent the instrument motion during insertion thereof coincides with said predetermined trajectory. 2. The method of claim 1, further comprising an entry point finding assisting step of generating and displaying an image allowing a user to assess how the tip of the instrument has to be moved in order to approach the predetermined entry point. 3. The method of claim 1, further comprising a step of displaying a graphical representation of a parameter representing or related to the distance between said tip portion of the instrument and said target point. 4. The method of claim 2, wherein said image generated and displayed in said entry point assisting step represents a relative position between projections of said predetermined entry point and a tip portion of the instrument along a direction substantially parallel to a vector connecting said entry point and said target point onto a plane. 5. The method of claim 4, wherein said plane on which said predetermined entry point and said tip portion are projected is a plane normal to said vector connecting said predetermined entry point and said target. 6. The method of claim 1, wherein in said instrument directing assisting step the image generated and displayed is an image representative of a zenith angle and an azimuth angle of the longitudinal axis of the instrument with respect to a vector connecting the tip portion of the instrument and the target point. 7. The method of claim 1, wherein in said instrument directing assisting step the two dimensional image displays a projection of a portion of said instrument remote from said tip portion and lying on the instrument's longitudinal axis onto a plane, said plane including said tip portion of the instrument and being perpendicular to a vector connecting said tip portion of said instrument and said target point, said projection being directed along the direction defined by the vector. 8. The method of claim 1, wherein the image generated and displayed in said instrument guiding assisting step corresponds to a view of a virtual camera placed at the tip of and directed along the longitudinal axis of the instrument. 9. The method of claim 8, wherein in said instrument guiding assisting step a tube or tunnel-like structure coaxially surrounding the predetermined tr... | Deutsches Krebsforschungszentrum Stiftung des Offentlichen Rechts | A61B005/05
US20100087728 | A1 | 2010-04-08 | ACOUSTIC PALPATION USING NON-INVASIVE ULTRASOUND TECHNIQUES TO IDENTIFY AND LOCALIZE TISSUE ELICITING BIOLOGICAL RESPONSES | 2009-09-18 | Methods and systems for identifying and spatially localizing tissues having certain physiological properties or producing certain biological responses, such as the sensation of pain, in response to the application of intense focused ultrasound (acoustic probing or palpation) are provided. In some embodiments, targeted acoustic probing may be guided or visualized using imaging techniques such as ultrasound imaging or other types of non-invasive imaging techniques. | 1. A method for probing internal body structures and tissues of a subject comprising: sequentially applying intense focused ultrasound pulses having different acoustic doses to a first localized target site internally of the subject's external body surface; sequentially applying intense focused ultrasound pulses having different acoustic doses to additional localized target sites internally of the subject's external body surface; and spatially identifying any localized target site that produces a detectable biological response to an intense focused ultrasound pulse. 2. A method of claim 1, wherein the biological response is detected and monitored by the subject's perception of a biological response. 3. A method of claim 1, wherein the biological response detected and monitored by evaluating a change in at least one of the following physiological parameters following application of an intense focused ultrasound pulse: respiration, heart rate, overall body temperature, tissue temperature at the target site, electrical heart activity, blood flow velocity, blood pressure, intracranial pressure (ICP), blood flow-related irregularities, electrical brain activity, skin conductance or impedance, and blood oxygen composition or partial pressure (pO2, pCO2). 4. A method of claim 1, additionally comprising mapping and recording any localized target site that produced a detectable biological response to an intense focused ultrasound pulse. 5. A method of claim 1, additionally comprising visualizing a generalized target area using an internal tissue imaging technique incorporating a plurality of localized target sites prior to applying intense focused ultrasound pulses. 6. A method of claim 5, wherein the internal tissue imaging technique involves at least one of the following imaging modalities: diagnostic ultrasound, magnetic resonance imaging, near infrared spectroscopy, optical coherence tomography, computed tomography, fluorography, and radiography. 7. A method of claim 1, additionally comprising visualizing the plurality of localized target sites during application of intense focused ultrasound pulses. 8. A method of claim 1, additionally comprising applying intense focused ultrasound pulses having different acoustic doses by changing at least one of the following pulse properties: duration, intensity, pulse repetition rate and number of pulses. 9. A method for probing internal body structures and tissues of a subject comprising: sequentially applying intense focused ultrasound pulses having a first acoustic dose to a plurality of localized target sites internally of the subject's external body surface; sequentially applying intense focused ultrasound pulses having a second, higher acoustic doses to each of the additional localized target sites internally of the subject's external body surface; administering intense focused ultrasound pulses having progressively higher acoustic doses to each of the plurality of localized target sites until eithe... | PHYSIOSONICS, INC. UNIVERSITY OF WASHINGTON | A61B005/055 A61B008/00
US07697968 | B2 | 2010-04-13 | System and method of predicting efficacy of tongue-base therapies | 2006-03-28 | A method, computer-readable medium, and system for predicting a response to tongue-base therapies (particularly as it relates to obstructive sleep apnea) are provided. The method includes generating with a processing element a plurality of images of at least a portion of a patient's anatomy, acquiring data indicative of the portion of the patient's anatomy from the images, and determining a probability of a patient's response to a tongue-base treatment based on the acquired data. | 1. A storage method in the form of a memory device for predicting a response to tongue-base therapies comprising: generating a plurality of images of an axial view of a patient's upper airway, wherein each image depicts a cross-sectional plane of the patient's upper airway, the cross-sectional plane extending substantially transverse to a longitudinal axis of the patient's pharynx;acquiring data indicative of the patient's upper airway from the images, wherein the data comprises at least an anterior/posterior measurement and a lateral measurement both determined from the images of the axial view of the patient's upper airway; anddetermining a probability of a patient's response to a tongue-base treatment based on the acquired data and patient-specific physiological data, wherein the probability is determined by comparing the acquired data and the patient-specific physiological data for the patient to an expected relationship between similar acquired data and patient-specific physiological data. 2. The method according to claim 1, wherein the patient-specific physiological data comprises at least one of body mass index, respiratory disturbance index or apnea hypopnea index, age, neck circumference, or gender. 3. The method according to claim 1, wherein generating comprises generating a plurality of images during a wakefulness state or a sleep state. 4. The method according to claim 1, wherein acquiring comprises acquiring a third measurement of the upper airway such that the anterior/posterior measurement, lateral measurement, and the third measurement provide information regarding a volumetric change of the patient's upper airway. 5. The method of claim 1, wherein determining comprises calculating a statistical probability of a patient's response to a tongue-base treatment using a multivariate algorithm. 6. The method of claim 1, wherein generating comprises generating a plurality of images of an axial view of a patient's upper airway in a retroepiglottic region, and wherein acquiring comprises acquiring an anterior/posterior measurement and a lateral measurement both taken from the axial view of the patient's upper airway in the retroepiglottic region. 7. The method of claim 1, further comprising determining an expected relationship between similar acquired data and patient-specific physiological data obtained from a plurality of patients. 8. The method according to claim I, further comprising displaying the expected relationship as a graphical image, wherein determining the probability comprises determining a location of the acquired data and the patient-specific physiological data for the patient on the graphical image. 9. The method of claim 8, wherein displaying comprises displaying the expected relationship as a graphical image in three-dimensional space. 10. The method according to claim 1, wherein determining comprises determining the probability of a response to treatment for obstructive sleep apnea. 11. The method according to... | Kent Moore | A61B005/05
US07684848 | B2 | 2010-03-23 | Magnetic resonance imaging apparatus and magnetic resonance imaging apparatus control method | 2005-09-22 | Data acquisition based on the same MRI encoding pattern is repeated at least once for each R wave occurring at time T0 used as a trigger. The necessary number of data for image reconstruction are extracted as subsets of a complete MRI data set from the resulting plural sets of acquired MRI by temporally retrospecting from the next R wave occurrence time (time T1) after the R wave (time T0) used as the trigger. The extracted data subsets are then rearranged to generate a complete composite MRI data set which is then used for image reconstruction of heart movement associated with end-diastole after the occurrence of the triggering R wave. | 1. A magnetic resonance imaging apparatus for imaging a coronary artery, said apparatus comprising: a pulse sequence generating unit which, in conjunction with magnetic gradient and RF field generating units,repeatedly executes and applies a data acquisition MRI pulse sequence at least twice using the same phase encoding increment on a subject to be imaged;a data acquiring unit which acquires plural sets of MRI data respectively corresponding to said repeated MRI pulse sequences using the same phase encoding increment;a heartbeat information acquiring unit which acquires heartbeat information of the subject concerning a first heartbeat and a second later occurring heartbeat;said pulse sequence generating unit using the first heartbeat information to trigger the data acquisition MRI pulse sequence within a predetermined cardiac time phase;an extracting unit which selects subsets of said plural sets of MRI data based on a predetermined cardiac time phase of the acquired second heartbeat information and from respectively corresponding time ranges by a predetermined interval measured after data acquisition backward in time from a reference cardiac time phase determined by the second heartbeat information; anda reconstructing unit which reconstructs an image of the patient's heart tissue during a predetermined cardiac time phase even if the heart rate of the patient changes by reconstructing an image from the selected subsets of MRI data. 2. An apparatus according to claim 1, wherein: the reconstructing unit reconstructs a three-dimensional image by using the selected subsets of MRI data. 3. An apparatus according to claim 1, wherein: the extracting unit selects subsets of MRI data from two sets of MRI data that have been acquired in successive adjacent time spans in the time domain. 4. An apparatus according to claim 1, wherein: the pulse sequence generating unit continuously generates the data acquisition pulse sequences. 5. An apparatus according to claim 1, further comprising an adjusting unit which adjusts the predetermined interval on the basis of biometric information of the subject. 6. An apparatus according to claim 5, wherein: the biometric information represents the time occurrence of a heartbeat. 7. An apparatus according to claim 5, wherein: the reconstructing unit reconstructs cine images respectively corresponding to each of different cardiac time phases, andthe adjusting unit adjusts the predetermined interval so as to include a cardiac time phase corresponding to a user-selected one of said cine images. 8. An apparatus according to claim 5, wherein: the extracting unit selects subsets of MRI data for each of different predetermined intervals,the reconstructing unit reconstructs a plurality of reference images from said selected subsets of MRI data for each of different predefined intervals, andthe adjusting unit adjusts the predetermined interval so as to include MRI data corresponding to a user-selected one of said reference i... | Kabushiki Kaisha Toshiba Toshiba Medical Systems Corporation | A61B005/05
US07670297 | B1 | 2010-03-02 | Chamber mapping system | 1998-06-30 | A computational process for approximating and representing the shape of the interior of the heart is disclosed. | 1. A method of modeling a chamber of the heart in three-dimensions comprising: collecting a set of points inside the heart, each point having coordinates in three-dimensional space, forming a raw data set;defining an interior direction and exterior direction for said raw data set;selecting a first point;selecting at least two neighbor points from said data set that are close and more exterior than said first point, said first point and said two neighbor points forming selected data;forming a polygon with said selected data;repeating said selecting steps and said forming step forming a convex hull shape thus estimating the boundary of the heart from said raw data set. 2. The method of claim 1 wherein said collecting step is carried out over more than one cardiac cycle to create an average cardiac cycle creating a composite average of a series of heart beats. 3. The method of claim 2 wherein the composite average is measured periodically for a patient over the course of a therapy or treatment regime. 4. A method of modeling a chamber of the hear in three-dimensions comprising: collecting a set of points inside the heart, each point having coordinates in three dimensional space;defining an interior direction and exterior direction for said raw data set;selecting a first point;selecting at least two neighbor points from said data set that are close and more exterior than said first point, said first point and said two neighbor points forming selected data;forming a polygon with said selected data;repeating said selecting steps and said forming step forming a computed convex hull shape from said raw data set;resampling said computed convex hull shape on a regular grid to generate an enlarged set of points;smoothing said convex hull shape forming a mathematically differentiable shape approximating the physiologic shape of the heart chamber from said enlarged set of points. 5. The method of claim 4 wherein said collecting step further includes collecting points at a set of times synchronized with the cardiac rhythm cycle, such that said points have physical coordinates in space at a specific time in the cardiac cycle. 6. The method of claim 5 wherein said step of repeating said selecting steps and said forming step forming a computed convex hull shape is taken at discrete intervals in time corresponding to various stages of the heart cycle, generating a plurality of hull shapes. 7. The method of claim 6 further comprising the step of sequentially comparing said hull shapes to develop a measurement of cardiac wall position. 8. The method of claim 6 further comprising the step of sequentially comparing said hull shapes to develop a measurement of cardiac wall velocity. 9. The method of claim 6 further comprising the step of sequentially comparing said hull shapes to develop a measurement of cardiac wall acceleration. 10. The method of claim 5 wherein said collecting step is carried out over more than one cardiac cycle to create an average cardiac... | St. Jude Medical, Atrial Fibrillation division, Inc. | A61B005/02 A61B005/0402
US20100056948 | A1 | 2010-03-04 | Stimulation of Satiety Hormone Release | 2009-08-25 | The present invention provides, among other things, a site specific way to enhance a natural hormonal response to nutrients entering the small intestine after gastric emptying, thereby providing therapeutic value for obesity or diabetic patients. In one aspect, the present invention provides methods of stimulating the release of satiety hormone in a subject comprising applying a first electrical stimulus to a tissue in the lumen of the gastrointestinal system of the subject contemporaneously with the contacting of L-cells of the tissue with a nutrient stimulus. In another aspect, the present invention provides methods for predicting patient response to a weight loss surgery comprising applying a first electrical stimulus to a tissue of the gastrointestinal system of said patient contemporaneously with the contacting of L-cells of the tissue with a nutrient stimulus, assessing the effect of the electrical stimulus in said patient, and, correlating said effect to said patient's response to a weight loss surgery. | 1. A method of stimulating the release of satiety hormone in a subject comprising: applying a first electrical stimulus to a tissue of the gastrointestinal system of said subject contemporaneously with the contacting of L-cells of the tissue with a nutrient stimulus. 2. The method according to claim 1 wherein the first electrical stimulus is applied to a mucosal tissue of the gastrointestinal system of the subject. 3. The method according to claim 1 wherein said first electrical stimulus is applied to a mucosal tissue of the ileum. 4. The method according to claim 3 wherein said first electrical stimulus is applied to a mucosal tissue of the distal ileum. 5. The method according to claim 1 wherein the first electrical stimulus is applied at a frequency of about 0.1 Hz to about 90 Hz. 6. The method according to claim 1 wherein the first electrical stimulus is applied at a voltage of about 0.5 V to about 25 V. 7. The method according to claim 1 wherein the first electrical stimulus has a pulse duration of about 3 ms to about 500 ms. 8. The method according to claim 1 wherein the first electrical stimulus is applied at a voltage of about 14V, with a pulse duration of about 5 ms, and at a frequency of about 20 to about 80 Hz. 9. The method according to claim 8 wherein the first electrical stimulus is applied at a frequency of about 40 Hz. 10. The method according to claim 1 wherein the first electrical stimulus is applied at a voltage of about 14 V, with a pulse duration of about 300 ms, and at a frequency of about 0.4 Hz. 11. The method according to claim 1 wherein the first electrical current has a charge of greater than 3 μC. 12. The method according to claim 1 wherein the first electrical current has a charge of about 3 μC to about 6000 μC, inclusive 13. The method according to claim 1 comprising applying said first electrical stimulus to more than one location on the luminal tissue of said subject. 14. The method according to claim 1 further comprising applying a second electrical stimulus to the luminal tissue of said subject. 15. The method according to claim 14 wherein said second electrical stimulus differs from the first electrical stimulus in terms of voltage, frequency, pulse duration, charge, or any combination thereof. 16. The method according to claim 1 further comprising applying a second electrical stimulus to a second tissue in the lumen of the gastrointestinal system of said subject at a location that differs from that to which said first electrical stimulus is applied. 17. The method according to claim 16 wherein said the first electrical stimulus is applied to the ileum of said subject, and wherein said second electrical stimulus is applied to a luminal tissue of the duodenum, a luminal tissue of the jejunum, or a luminal tissue of the large intestine of said subject. 18. The method according to claim 16 wherein said second electrical stimulus is applied contemporaneously with the application of said first electr... | - | A61N001/36 G01N033/53 A61B005/05
US07686762 | B1 | 2010-03-30 | Wireless device and system for monitoring physiologic parameters | 2003-10-02 | A system for monitoring blood pressure and other physiologic parameters is provided. The system is designed such that it can be delivered to the patient with ease and minimal invasion. The system contains at least one self contained implantable sensing device consisting of a sensor, an electrical circuit for signal conditioning and magnetic telemetry, a biocompatible outer surface and seal, an anchoring method, and an external readout device. The implant is small in size so that it may be delivered to the desired location and implanted using a catheter, although direct surgical implantation is also possible. The circuit, sensor, and antenna for telemetry are packaged together and sealed hermetically to the biologic environment. The larger readout unit remains outside the body but proximal to the implant for minimizing communication distance. | 1. A miniature self contained sensor module adapted for use in medical applications, the sensor module comprising: a first substrate defining an exterior surface of the sensor module and comprising a cavity having an opening at a surface of the first substrate;a second substrate within the cavity of the first substrate;at least one miniature sensor supported by the first substrate and exposed on the exterior surface of the sensor module to sense a physiological parameter surrounding the sensor module;electronics within the cavity, the electronics comprising an inductor coil and an integrated circuit die, the electronics being adapted to receive operating power from a magnetic field with the inductor coil, condition a sensor signal, and transmit a conditioned sensor signal to an external signal detection system via magnetic telemetry;electrical connections interconnecting the sensor with the electronics, at least a portion of the electrical connections being on the second substrate; andmeans for hermetically sealing the opening of the cavity and enclosing the electronics, the second substrate and the electrical connections within the cavity, wherein at least a portion of the sensor is exposed outside the hermetic sealing means for sensing the physiological parameter surrounding the sensor module. 2. The sensor module of claim 1, wherein the first substrate is an integral part of the sensor. 3. The sensor module of claim 2, wherein the first substrate is mechanically flexible. 4. The sensor module of claim 2, wherein the first substrate is mechanically rigid. 5. The sensor module of claim 1, wherein a second portion of the electrical connections is on the first substrate and electrically connects the sensor to the portion of the electrical connections on the second substrate. 6. The sensor module of claim 1, wherein the first substrate has a recess adjoining the cavity and the second substrate is electrically connected to the sensor at the recess. 7. The sensor module of claim 6, wherein the recess has a wedge-shaped portion and electrical contacts that are electrically coupled to the sensor, the second substrate comprises a wedge-shaped feature that is complementary to and received in the wedge-shaped portion of the recess, and the wedge-shaped feature is self-aligned by the wedge-shaped portion to electrically connect the electrical connections on the second substrate with the contacts of the wedge-shaped portion. 8. The sensor module of claim 6, wherein the second substrate is flexible. 9. The sensor module of claim 1 wherein the second substrate is connected to the inductor coil through at least one of the following: solder, wirebond, flip chip technologies, epoxy, localized welding, compression, thermal compression. 10. The sensor module of claim 1 wherein the second substrate is connected to the sensor through at least one of the following: solder, wirebond, flip chip technologies, epoxy, localized welding, compression, thermal compr... | Integrated Sensing Systems, Inc. | A61B005/00 A61B005/02
US07689264 | B2 | 2010-03-30 | Method for producing MR (magnetic resonance) images of a moving object using navigator signals | 2006-06-21 | A method for generating MR (magnetic resonance) images of a moving object with a repeating motion pattern at comparable motion states, wherein for at least one motion state, a set of MR data which is completely encoded for producing an MR image is provided from a plurality of successive individual MR measurements. The method is characterized in that at least one contiguous region of successive data points is used as indicator within the individual MR measurement, wherein this contiguous region is identically repeated for all individual MR measurements within the respective MR measuring sequence relative to irradiated RF (radio frequency) pulses and switched gradients. This provides reliable allocation of the recorded MR data with the associated motion states, wherein completely encoded sets of MR data can be determined within an optimum time. | 1. A method for generating MR (magnetic resonance) images at comparable motion states of a moving object the object, having a repetitive motion pattern, wherein the images are obtained through excitation of a nuclear spin system within the object, the method comprising the steps of: a) selecting at least one contiguous region of successive data points as an indicator for a comparability of motion states;b) executing an MR measuring sequence with an excitation RF pulse applied in a presence of a first slice selection gradient having a first polarity, wherein all irradiated RF (radio frequency) pulses and switched gradients applied prior to or during occurrence of the contiguous region of step a) remain substantially unchanged for each individual MR measurement of the sequence, the individual measurements having a time separation which is shorter than a repetition rate of the motion pattern; andc) encoding MR data of step b) to produce an MR image of at least one motion state from the individual measurements, wherein the contiguous region comprises a partial region in which a second slice selection gradient is applied having a second polarity which is opposite to the first polarity of the first slice selection gradient, thereby rephasing the nuclear spin system in the partial region. 2. The method of claim 1, wherein the individual MR measurements comprise gradient echo measurements. 3. The method of claim 1, wherein the individual MR measurements comprise multi-slice excitations. 4. The method of claim 1, further comprising performing further individual MR measurements using a second nuclear species at a same time as the individual MR measurements of a first nuclear species to determine the indicator. 5. The method of claim 1, wherein data points of the contiguous region are generated by a preceding slice-selective excitation, outside of a measuring volume of the MR image. 6. The method of claim 1, wherein an RF pulse for recording data is preceded by excitation and recording of data points of the contiguous region. 7. The method of claim 1, wherein full data sets for a plurality of motion states are provided for generating MR images which correspond to the respective motion state. 8. The method of claim 1, wherein the successive data points in the contiguous region have an MR signal amplitude and/or an MR signal phase and are processed with a predetermined mathematical algorithm to extract a parameter characterizing the motion state. 9. The method of claim 1, wherein a completeness of recorded data sets is tested on-line during the MR measurements, and the MR measurements are terminated upon reaching completeness. 10. The method of claim 1, wherein a completeness of recorded data sets is tested on-line during the MR measurements, and subsequent individual MR measurements are limited to precisely those with incomplete associated data sets at a time of checking. 11. The method of claim 1, wherein a number of individual MR measurements is ... | Bruker Biospin MRI GmbH | A61B005/05
US07706865 | B1 | 2010-04-27 | Apparatus and method for cardiac rhythm detection | 2007-01-24 | Cardiac pacing may be controlled through retrospective detection of events that are sensed during a given period of time. In some embodiments a detection decision is made substantially prior to the end of an escape interval. In some embodiments the mode of detection may be changed near the end of the period of time. In some embodiments the period of time is extended when an event is detected near the end of the period of time. | 1. A method of detecting a cardiac event comprising: detecting a first event in at least one cardiac channel during a cardiac cycle;after the first event has been detected and before an end of an escape interval associated with the cardiac cycle, sensing for at least one other event in another cardiac channel; andperforming retrospective detection of the first event near the end of the escape interval, wherein the retrospective detection comprises identifying a type of the first event based on the sensing in the another cardiac channel. 2. The method of claim 1 comprising continuing the sensing in the another cardiac channel beyond the end of the escape interval to identify a type of an event sensed on the another cardiac channel near the end of the escape interval. 3. The method of claim 1 comprising switching, based on the sensing in the another cardiac channel, from a retrospective mode of detection to a real-time mode of detection near the end of the escape interval. 4. The method of claim 1 comprising controlling cardiac pacing in accordance with the retrospective detection. 5. The method of claim 4 wherein the at least one cardiac channel is an atrial channel and the first event is tentatively identified as a P-wave upon detection. 6. The method of claim 5 wherein the sensing for at least one other event in another cardiac channel comprises sensing for far-field signals that originate in a ventricle. 7. The method of claim 5 comprising sensing a non-cardiac channel, wherein the retrospective detection comprises identify a type of the first event based on the sensing in the non-cardiac channel. 8. A method of controlling cardiac pacing comprising: detecting a first atrial waveform in at least one atrial channel during a cardiac cycle;upon detection of the first atrial waveform, sensing in the at least one atrial channel for a time period to detect any other atrial waveforms, wherein the time period terminates before an end of an escape interval associated with the cardiac cycle;processing the first detected atrial waveform and any other atrial waveforms that were detected to identify a type of the first atrial waveform, wherein the processing is performed near the end of the escape interval; andcontrolling pacing in accordance with the identified atrial waveform. 9. The method of claim 8 comprising continuing to sense in the at least one atrial channel beyond the end of the escape interval to identify a type of a second atrial waveform detected near the end of the time period. 10. The method of claim 8 comprising changing from a retrospective mode of detection to a real-time mode of detection near the end of the time period based on the sensing in the at least one atrial channel. 11. The method of claim 6 wherein, upon detection, the first atrial waveform is tentatively identified as a candidate P-wave. 12. The method of claim 11 wherein, as a result of the processing, the first atrial waveform is subsequently identified as not be... | Pacesetter, Inc. | A61B005/04
US07673406 | B2 | 2010-03-09 | Hanging laminar label and roll of labels | 2008-06-04 | Hanging laminar label having a main portion of essentially rectangular sheet of a width H and with a longitudinal central appendage, which is essentially rectangular and of a narrower width h, wherein the appendage is attached to the main portion by a connection neck that has a central portion of a constant width z and the distal end of the appendage has a wider section with a portion of a constant width Z, the sum of the widths of the main portion and the appendage H+h being equal to the sum of the widths of the connection neck and the wider section of the appendage z+Z. | 1. A hanging laminar label (1, 20, 30), comprising a main portion (2) of essentially rectangular sheet of a width H and with a longitudinal central appendage (3), which is essentially rectangular and of a narrower width h, wherein the appendage is attached to said main portion by a connection neck (4) that has a central portion of a constant width z, and in that the distal end of the appendage has a wider section (5) with a portion of a constant width Z, the sum of the widths of the main portion and the appendage H+h being equal to the sum of the widths of the connection neck and the wider section of the appendage z+Z. 2. The label (1, 20, 30) according to claim 1, wherein vertices of the label are rounded. 3. The label (1) according to claim 1, wherein connecting sections (6a, 6b; 7a, 7b; and 8a, 8b) between the straight longitudinal portions of the main portion (2), the central portion of the connection neck (4), the appendage (3) and the portion of a constant width of the wider section (5) of the appendage are advantageously on a slanting plane. 4. The label (1, 20, 30) according to claim 1, wherein the width z of the central portion of a constant width of the connection neck (4) is narrower than the width Z of the portion of a constant width of the wider section (5) of the appendage (3). 5. A roll of labels (15) consisting of a continuous rollable strip (A) of labels (1) according to claim 1, wherein said labels are longitudinally aligned and continuously joined, and are designed to be separated by transversally cutting the strip. 6. The hanging laminar label according to claim 1, wherein the constant width Z of the distal end is constant along a longitudinal axis of the laminar label; wherein the longitudinal axis is an axis along which the main portion, neck portion, appendage and distal end are disposed. 7. The hanging laminar label according to claim 1, wherein the distal end of the appendage having a wider width is configured to be wrapped, about a longitudinal axis of the label, around a gathered end of a bag; wherein the longitudinal axis is an axis along which the main portion, neck portion, appendage and distal end are disposed. 8. A label comprising in order in a longitudinal direction: a main portion having a width H in a transverse direction;a neck portion attached to the main portion, the neck portion having a width z in the transverse direction;an appendage attached to the neck portion, the appendage having a width h in the transverse direction;a distal end attached to the appendage, the distal end having a width Z in the transverse direction;wherein H+h equals Z+z. 9. A row of labels comprising: a plurality of labels according to claim 8;wherein the main portion of a first label of the plurality of labels is connected to the distal end of a second label of the plurality of labels. 10. A plurality of rows of labels according to claim 9, wherein the plurality of rows are formed from a single sheet by cutting the sheet; a... | Giro GH, S.A. | G09F003/10 A44C005/00 A61B005/103 A61B005/117 B65D065/28 B42D019/00 G09C003/00
US08825136 | B2 | 2014-09-02 | System and method for pre-planning a radiation treatment | 2009-03-04 | The present invention includes a method of pre-planning a spherical fixed point stereotactic radiosurgery by obtaining an image from a patient having a target, the image comprising coordinates of the actual patient target in 3 dimensions on a first day; planning an optimal stereotactic radiosurgery using the patient's actual target using actual coordinates in 3 dimensions prior to the day of surgery by creating virtual radiosurgical coordinates and plans to maximize target exposure and minimize the patient's waiting time in radiosurgery, thereby allowing evaluation of several plans to maximize plan conformality and safety; and treating the patient based on the virtual stereotactic radiosurgery plans on a second day. | 1. A method of pre-planning a stereotactic radiosurgery comprising: obtaining one or more images from a patient having a target;adding a stereotactic frame in silico to the one or more images;identifying a center slice in the image to define an intermediate slice of stereotactic space that comprises, optionally, a maximum anterior-posterior and lateral diameter;selecting three or more points from the one or more images containing the target, wherein the three or more points comprise vertices of a right triangle with sides equal to half of the distance between a plurality of fiducial markers and the center of the stereotactic frame;matching the distances between the fiducial markers and the stereotactic frame;measuring the length, width and distance to a skull vertex in the previously selected intermediate slice image and using a parametric formula to calculate a skull radii; andplanning an optimal stereotactic radiosurgery using the patient's actual target using actual coordinates in 3 dimensions prior to the day of surgery by creating several virtual radiosurgical coordinates and plans, thereby allowing evaluation of several plans to optimize conformality and safety. 2. The method of claim 1, further comprising the step of treating the patient based on the optimal stereotactic radiosurgery plan on a second day. 3. The method of claim 1, further comprising the step of pre-programming one or more surgical plans into the radiosurgical device based on the optimal stereotactic radiosurgery plan prior to stereotactic radiosurgery. 4. The method of claim 1, wherein the one or more images comprises one or more CT, MRI or PET images and combinations thereof. 5. The method of claim 1, wherein the one or more images is marked with one or more natural fiducials comprising bony or other anatomic landmarks, the surgical target, one or more parts of the frame or one or more pre-positioned markers. 6. The method of claim 1, wherein the stereotactic radiosurgery is performed using a gamma knife. 7. A method of pre-planning radiosurgery comprising: obtaining one or more images from a patient having a surgical target, the one or more images each comprising coordinates of the actual patient target in 3 dimensions;adding a stereotactic frame in silico to the one or more images;identifying a center slice in one of the one or more images to define an intermediate slice of stereotactic space that comprises, optionally, a maximum anterior-posterior and lateral diameter;selecting three or more points from the one or more images containing the surgical target, wherein the three or more points comprise vertices of a right triangle with sides equal to half of the distance between a plurality of fiducial markers and the center of the stereotactic frame;matching the distances between the fiducial markers and the stereotactic frame;measuring the length, width and distance to a skull vertex in the previously selected intermediate slice image and using a parametric formula... | Baylor Research Institute | A61B005/05
US08409117 | B2 | 2013-04-02 | Wearable device to assist with the movement of limbs | 2008-09-15 | A wearable device (10) to assist with the movement of limbs (50, 51) connected at a joint (52), the device (50) comprising: a linear motion generating unit (20) to generate linear motion, the unit (20) having distal end portions operatively connected to the limbs (50, 51), whereby the linear motion generated by the unit (20) causes the limbs (50, 51) to move and pivot about the joint (52); a force measuring unit (30) to measure a change of force applied to the limbs or linear motion generating unit (20); and a displacement measuring unit (40) to measure the displacement of the linear motion generating unit (20) when linear motion is generated; wherein a predetermined distance of linear motion having a predetermined velocity is generated by the linear motion generating unit (20) to assist with the movement of the limbs (50, 51) based on the change of force measured by the force measuring unit (30) or the displacement measured by the displacement measuring unit (40). | 1. A wearable device to assist with the movement of limbs connected at a joint, the device comprising: a linear actuator having a motor that is capable of generating linear motion in a controlled and incremental manner by converting rotary motion, a first limb fastener for attaching to a first limb and a second limb fastener for attaching to a second limb, the limb fasteners being exclusively interconnected by the linear actuator's respective distal ends; the combination of the limb fasteners and the linear actuator configured such that linear motion generated by the linear actuator imparts an active force to move and pivot the limbs about the joint, wherein the active force exclusively augments voluntary limb movement; a load cell configured to measure a force applied to the linear actuator; a potentiometer configured to measure the displacement of the linear actuator when linear motion is generated; and a microcontroller unit for processing the force and displacement measurements, wherein when a measured change of force applied by the limbs to the linear actuator is greater than a pre-defined stationary threshold, the microcontroller unit activates the linear actuator to generate a linear motion correlated to the measured change of force above the stationary threshold and the displacement, thereby providing an assistive force. 2. The device according to claim 1, wherein the potentiometer is positioned on a lead screw of the linear actuator. 3. The device according to claim 1, wherein the microcontroller unit is further configured to process a feedback control loop to control the operation of the linear actuator using a feedback signal transmitted from the load cell or the potentiometer. 4. The device according to claim 3, wherein the displacement measured by the potentiometer and a time value is recorded. 5. The device according to claim 4, further comprising a training software module to evaluate the performance of a user using the wearable device in a training exercise by comparing the difference between the recorded displacement and time value against a reference displacement and time value. 6. The device according to claim 1, wherein the amount of force and displacement of the linear motion generated by the linear actuator is adjustable depending on whether a user is considered beginner, intermediate or advanced in the level of assistance they require. 7. The device according to claim 1, wherein the device is configured to be positioned on an inner side of the limbs or on a lateral side of a limb. 8. The device according to claim 1, further comprising a portable control unit operatively connected to the linear actuator, the portable control unit including a battery to supply power to the linear actuator. 9. A method for assisting with the movement of limbs connected at a joint, the method comprising: providing a configuration that includes a linear actuator and two limb fasteners, the linear actuator exclusively interconnecting the ... | The Hong Kong Polytechnic University | A61H001/02 A61H001/00
US08369928 | B2 | 2013-02-05 | Data processing system for multi-modality imaging | 2009-09-22 | A data processing process and embodiment for optimizing the signal path for multi-modality imaging is described. The embodiment and process optimizes the signal to noise ratio in a positron emission tomography (PET) signal path utilizing scintillation crystals, avalanche photo diodes, and charge sensitive preamplifiers in a dual modality MRI/PET scanner. The dual use of both and analog pole zero circuit and a digital filter enables higher signal levels or a fixed ADC input range and thus a higher possible signal to noise ratio in the presence of significant pileup caused by high positron activity. The higher signal to noise ratio is needed in the PET signal architecture, because of the presence of non-modal time varying electromagnetic fields from the MR, which are a significant source of noise for the wideband PET signal modality. | 1. A method comprising: scanning a subject with a combined magnetic resonance imaging (MRI)/positron emission tomography (PET) scanner having a PET imaging modality and an MR imaging modality;using an analog to digital converter to discrete time sample a signal from a photo detector;cancelling one or more poles of the signal with a digital infinite impulse response filter implemented with fixed-point arithmetic inside a field programmable gate array to subtract the tail of an integrated energy signal to eliminate high frequency components that may interfere with the MR imaging modality to obtain a modified signal; andusing the modified signal to generate an image of the subject,wherein the infinite impulse response filter z-transform for the field programmable gate array implemented single pole/zero digital filter is described mathematically by the equationH⁡(z)=K1-K21-K3⁢z-1for an idealized model of a single exponential defined detector signal,wherein z represents the complex variable esT,K1 represents a digital constant coefficient associated with the input,K2 represents a digital constant coefficient,K3 represents the coefficient associated with the past input and output samples. 2. The method according to claim 1, wherein the signal is approximated as a sum of exponentials. 3. The method according to claim 1, wherein one of the one or more poles is not cancelled, and wherein the method further comprises using the uncancelled pole as an input to an algorithm. 4. The method according to claim 3, wherein the algorithm is a digitial timing algorithm. 5. The method according to claim 3, wherein the algorithm is a crystal localization algorithm. 6. The method according to claim 3, wherein the algorithm is a total energy algorithm. 7. The method according to claim 3, wherein one of the one or more poles is not cancelled when a detected photon count rate is greater than 50 kcps. 8. The method according to claim 1, wherein the photodetector is an avalanche photodiode. 9. The method according to claim 8, wherein the avalanche photodiode is biased in the linear range. 10. The method according to claim 1, further comprising measuring a signal tail remaining in the modified signal on a per photo detector basis or on a multiple combination of photo detectors basis, and using a least squares error fit of the measured signal to tune the digital coefficients of the digital infinite impulse response filter. 11. The method according to claim 10, further comprising storing the tuned digital coefficients in nonvolatile memory or in volatile memory for later PET data acquisitions. 12. The method according to claim 1, wherein prior to using the analog to digital converter to discrete time sample the signal, the method further comprises cancelling one or more poles of the signal with an analog pole/zero filter. 13. The method according to claim 12, further comprising using a sum of exponentials approximation to model a remnant tail of the detector signal... | Siemens Medical Solutions USA, Inc. | A61B005/05
US08226572 | B2 | 2012-07-24 | Methods for collecting and analyzing thermal data based on breast surface temperature to determine suspect conditions | 2009-08-27 | A portable computing device or microprocessor/storage system including temperature sensors used to collect temperature readings of a breast tissue of a subject. The device would collect data from the sensors at regular time intervals over a period of time. All of the generated temperature data is stored in the portable computing or storage device. The sensors are placed on the greatest areas of interest on the breast, based on where most cancers develop, by using a sensor placeholder. The sensor placeholder would be lobate shaped, with the sensor placeholder aligning with the glandular regions of the breast where cancers are most likely to develop. The temperature data is then analyzed by one or more classifier systems and classified as either suspect or non-suspect tissue. | 1. A method for classifying breast tissue of a subject as suspect tissue or non-suspect tissue, comprising the steps of: placing a plurality of temperature sensors on a breast of the subject at a set of predetermined positions;sensing a set of temperature readings from the plurality of temperature sensors over a predetermined period; andsending the set of temperature readings to an ensemble of classifier systems including two or more classifier systems, the ensemble of classifier systems deriving two or more output labels from the set of temperature readings identifying the breast tissue as suspect tissue or non-suspect tissue, and combining the two or more output labels into a single diagnosis identifying the breast tissue as suspect tissue or non-suspect tissue, wherein a weight of each label from the two or more output labels determines a relative contribution of the label towards the single diagnosis, the ensemble of classifier systems trained using one or more actual temperature readings including an above average temperature reading corresponding to suspect tissue, an average temperature reading corresponding to non-suspect tissue, and an anomalous temperature reading corresponding to non-suspect tissue. 2. The method as recited in claim 1, wherein suspect tissue includes cancerous tissue, benign tissue, and suspected cancerous tissue. 3. The method as recited in claim 1, wherein the predetermined period is 24 hours or less. 4. The method as recited in claim 1, wherein the plurality of temperature sensors are divided into a first group and a second group, wherein the step of placing includes the steps of: placing each of the temperature sensors in the first group of temperature sensors in a predetermined position among the set of predetermined positions on a left breast of the subject; andplacing each of the temperature sensors in the second group of temperature sensors in a predetermined position among the set of predetermined positions on a right breast of the subject. 5. The method as recited in claim 1, wherein the plurality of temperature sensors are divided into a first group and a second group, wherein the step of placing includes the steps of: placing one temperature sensor from the first group below a nipple of a left breast of the subject and one temperature sensor from the second group below a nipple of a right breast of the subject;placing one temperature sensor from the first group in an upper outer quadrant of the left breast and one temperature sensor from the second group in an upper outer quadrant of the right breast;placing one temperature sensor from the first group in an upper outer quadrant toward axilla associated with the left breast and one temperature sensor from the second group in an upper outer quadrant toward axilla associated with the right breast;placing one temperature sensor from the first group on an upper areola of the left breast and one temperature sensor from the second group on an upper areola of t... | Lifeline Biotechnologies, Inc. | A61B005/00
US08185485 | B2 | 2012-05-22 | Device for analyzing thermal data based on breast surface temperature for the detection for use in determining cancerous conditions | 2008-08-27 | A device for providing improved classification of breast tissue wherein the tissue is classified as one of cancerous and non-cancerous tissue includes sensors for sensing temperature of a subject breast tissue over a predetermined period and generating signals in response thereto and a computer operatively connected to the sensors for receiving and manipulating the signals operatively associated with a normalizer for applying a normalization to each the signal by a function of X/Y where X is one temperature reading of one of the signals for a particular subject and Y is the maximum temperature obtained from a predetermined number sets of temperature readings obtained a plurality of subject breast tissue from the subject to provide a set of normalized signals used by a trained artificial classifier to produce a signal indicative of cancerous and non-cancerous tissue of the subject. | 1. A device for providing improved classification of breast tissue wherein the tissue: is classified as one of cancerous and non-cancerous tissue, which comprises: means for sensing temperature of a subject breast tissue over a predetermined period and generating signals in response thereto;means operatively associated with said means for sensing for receiving and manipulating said signals employing a computer based device operatively associated with means for applying a normalization to each said signal, said normalization including a function of X/Y where X is one temperature reading of one of said signals for a particular subject and Y is the maximum temperature obtained from a predetermined number sets of temperature readings obtained a plurality of subject breast tissue from said subject, said normalization to provide a set of normalized signals and said computer based device operatively associated with a trained artificial classifier and wherein said set normalized signals are input through said trained artificial classifier to produce a signal indicative of cancerous and non-cancerous tissue of the subject. 2. The device for providing improved classification of breast tissue of claim 1, wherein said computer based device is operatively associated with a plurality of trained artificial classifiers and wherein said set normalized signals are input through said trained artificial classifiers to produce signals indicative of cancerous and non-cancerous tissue of the subject. 3. The device for providing improved classification of breast tissue of claim 1, wherein said classifier is further trained using said normalized signals. 4. The device for providing improved classification of breast tissue of claim 2, wherein said classifiers are selected from a group of Back-Propagation, Radial Basis Function, Gaussian Mixture Model, Fuzzy Network and Support Vector Machine. 5. A method for providing improved classification of breast tissue wherein the tissue is classified as one of cancerous and non-cancerous tissue, which comprises: (a) sensing temperature of a subject breast tissue over a predetermined period and generating signals in response thereto;(b) employing a computer based device having means for receiving and manipulating said signals, applying a normalization to each said signal, said normalization including a function of X/Y where X is one temperature reading of a given set of readings for a particular subject and Y is the maximum temperature obtained from a predetermined number sets of temperature readings obtained a plurality of subject breast tissue from said subject, said normalization to provide a set of normalized signals and said computer based device operatively associated with a trained artificial classifier and wherein said set normalized signals are input through said trained artificial classifier to produce a signal indicative of cancerous and non-cancerous tissue of the subject. 6. The method for providing improved classi... | Lifeline Biotechnologies, Inc. | G06F017/00
US09486651 | B2 | 2016-11-08 | MRI-guided HIFU marking to guide radiotherapy and other procedures | 2008-03-07 | The present disclosure provides for effective systems and methods for increasing target tissue conspicuity within a particular anatomy of a particular patient. In an exemplary embodiment, a system associated with the present disclosure includes: (a) a MRI-guided HIFU system for generating ablation markings on a target tissue region, the MRI-guided HIFU system including a transducer for delivering HIFU to the target tissue region, the delivered HIFU generating the ablation markings on the target tissue and an MRI imaging system adapted to generate a three dimensional image of the target tissue region during HIFU delivery for guiding the delivery of the HIFU to the target tissue region; (b) a radiotherapy delivery system for delivering radiotherapy treatment to the target tissue region; and (c) a CT imaging system operable within the radiotherapy delivery system for generating a three dimensional image of the target tissue region. The markings generated on the target tissue region by the MRI-guided HIFU are visible in the image generated by the CT imaging system. The image generated by the CT imaging system guides the location of the radiotherapy treatment delivered to the target tissue region. | 1. A system for increasing target tissue conspicuity comprising: (a) an MRI-guided HIFU system for generating ablation markings on a target tissue region, the MRI-guided HIFU system including: (i) a transducer for delivering HIFU to the target tissue region, the delivered HIFU generating the ablation markings on the target tissue region; and(ii) an MRI imaging system adapted to generate a three dimensional image of the target tissue region during HIFU delivery for guiding the delivery of the HIFU to the target tissue region;(b) a radiotherapy delivery system for delivering radiotherapy treatment to the target tissue region;(c) an imaging system operable within the radiotherapy delivery system for generating a three dimensional image of the target tissue region;wherein the ablation markings generated on the target tissue region by the MRI-guided HIFU are visible in the three dimensional image generated by the imaging system; andwherein the three dimensional image generated by the imaging system guides the location of the radiotherapy treatment delivered to the target tissue region. 2. The system according to claim 1, wherein the ablation markings form a three dimensional pattern on the target tissue region, wherein the pattern is visible by the imaging system. 3. The system according to claim 2, wherein the pattern of ablation markings is a series of dots strategically positioned to provide boundaries for radiotherapy treatment delivery. 4. The system according to claim 1, wherein the ablation markings are strategically generated on the target tissue region and a contrast agent is delivered intravenously, wherein the HIFU is used to coagulate blood vessels in a selected region to trap the contrast agent at a selected point where concentration of the contrast agents is at a maximum thereby making a clear marking. 5. The system according to claim 4, wherein the HIFU is delivered before injection of the contrast agent at a power which increases vascular permeability while not ablating blood vessels thereby increasing leakage of the contrast agent to form the ablation markings. 6. The system according to claim 4, wherein the contrast agent is a member selected from the group consisting of iron oxides, gadolinium X-ray agents, conventional iodinated X-ray agents, and combinations thereof. 7. The system according to claim 4, wherein the contrast agent includes gold beads which enhance radiation intensity. 8. The system according to claim 1, wherein the radiotherapy delivery system includes a radiation beam delivery system. 9. The system according to claim 1, wherein the imaging system is a CT imaging system and the MRI-guided HIFU system is adapted to delineate the target tissue region when viewed by the CT imaging system by using high temperature ablation to create contrast. 10. The system according to claim 1, wherein the ablation markings sustain their visibility under tissue deformation. 11. The system according to claim 1, wherein the rad... | KONINKLIJKE PHILIPS N.V. THE UNIVERSITY OF CHICAGO | A61N007/00 A61B005/00 A61B005/055 A61N007/02 A61N005/10
US09603521 | B2 | 2017-03-28 | Medical measuring device | 2007-11-23 | A measuring device for non-invasive determination of at least one physiological parameter includes at least one diagnostic sensor unit to generate measuring signals, and an evaluation unit for processing of measuring signals. The diagnostic sensor unit is integrated into or connectible to the keyboard of a computer or into a mobile device of entertainment or communication technology, with the diagnostic sensor unit including: an optical measuring unit including at least one radiation source for irradiation of the examined body tissue and at least one radiation sensor for detection of the radiation scattered and/or transmitted from the body tissue, and/or an ECG unit for capturing an ECG signal via two or more ECG electrodes, and/or a temperature or heat sensor, and/or a bio-electrical impedance measuring unit. | 1. A measuring device for non-invasive determination of at least one physiological parameter, said measuring device comprising: (a) diagnostic sensor unit configured to generate measuring signals, said diagnostic sensor unit being integrated into or connectible to a computer, to a peripheral component of a computer, or to a mobile device of entertainment or communication technology, and(b) an evaluation unit comprising a computer processor configured to process the measuring signals,wherein the diagnostic sensor unit comprises:an optical measuring unit configured to generate a volume pulse signal, said optical measuring unit comprising at least two radiation sources configured to irradiate examined body tissue and at least two radiation sensors configured to detect radiation scattered by or transmitted from the examined body tissue, with the at least two radiation sensors being arranged at a different distance to a first radiation source of the at least two radiation sources, andan ECG unit configured to capture an ECG signal via two or more ECG electrodes,wherein the diagnostic sensor unit comprises at least one device selected from the group consisting of:a temperature sensor or a heat sensor,a contact pressure sensor, anda bio-electrical impedance measuring unit, andwherein the evaluation unit is configured to evaluate a chronological course of the volume pulse signal and the ECG signal to determine a corrective factor and to determine local glucose concentration from the corrective factor and the measuring signals generated via the optical measuring unit and the at least one device selected from the group. 2. The measuring device as defined in claim 1, wherein the at least two radiation sources have different spatial radiation characteristics. 3. The measuring device as defined in claim 1, wherein the evaluation unit is configured to determine at least one of local oxygen consumption and blood glucose level based on intensities of the radiation from the at least two radiation sources scattered by or transmitted from the examined body tissue. 4. The measuring device as defined in claim 1, wherein the diagnostic sensor unit comprises a bio-electrical impedance measuring unit, and wherein the bio-electrical impedance measuring unit comprises one pair of feeder electrodes to supply electrical alternating current and one pair of measuring electrodes for impedance measurement, with the distance between the pair of feeder electrodes and the pair of measuring electrodes amounting to less than 10 cm. 5. The measuring device as defined in claim 1, wherein the evaluation unit is furthermore configured to determine blood glucose level from the local glucose concentration. 6. The measuring device as defined in claim 1, further comprising a diagnostic unit for evaluation of the at least one physiological parameter determined via the evaluation unit, with functions of the diagnostic unit being realized by a software. 7. The measuring device as defined... | Ingo Flore | A61B005/1455 A61B005/00 A61B005/01 A61B005/02 A61B005/022 A61B005/024 A61B005/0402 A61B005/0404 A61B005/053 A61B005/145
US20100076291 | A1 | 2010-03-25 | Health Monitor | 2009-11-30 | Methods and devices to detect analyte in body fluid are provided. Embodiments include enhanced analyte monitoring devices and systems. | 1. A health monitoring system, comprising: a monitoring device, comprising: an analyte sensor to monitor an analyte level; anda data transfer module in signal communication with the analyte sensor and receiving one or more signals related to the monitored analyte level from the analyte sensor, the data transfer module transmitting data related to the monitored analyte level upon receiving a request, the data transfer module including a memory to store the data related to the monitored analyte level; anda glucose meter device, comprising: a housing;a data processing unit coupled to the housing, the data processing unit generating the request for the data related to the monitored analyte level and processing the data received in response to the request;a communication unit operatively coupled to the data processing unit to transmit the generated request and to receive the data related to the monitored analyte level in response to the request; anda memory operatively coupled to the data processing unit and configured to store the received data associated with the monitored analyte level or the processed data related to the monitored analyte level or both. 2. The system of claim 1 wherein the data transfer module transmits the stored data related to the monitored analyte level only upon receiving the generated request. 3. The system of claim 1 wherein upon receiving the request, the data transfer module transmits data stored in the memory related to the monitored analyte level, or data related to a substantially real time analyte level or both the data stored in the memory related to the monitored analyte level and the data related to the substantially real time analyte level. 4. The system of claim 1 wherein the analyte sensor is a glucose sensor. 5. The system of claim 1 wherein the data transfer module transmits a unique identifier with the transmitted data related to the monitored analyte level. 6. The system of claim 5 wherein the data transfer module is synchronized with the glucose meter device based at least in part on the transmitted unique identifier. 7. The system of claim 1 wherein the data related to the monitored analyte level is transmitted based on one or more of a wireless communication protocol or a wired connection. 8. The system of claim 7 wherein the wireless communication protocol includes a radio frequency (RF) communication protocol, optical communication protocol, Bluetooth communication protocol, or Zigbee communication protocol. 9. The system of claim 7 wherein the wired connection includes a universal serial bus (USB) connection or a cable connection. 10. The system of claim 1 wherein the memory of the data transfer module buffers the data related to the monitored analyte level. 11. The system of claim 10 wherein the data transfer module includes a control unit to transmit the buffered data related to the monitored analyte level only upon receiving the request. 12. The system of claim 1 wherein the data transfer... | Abbott Diabetes Care Inc. | A61B005/145
US20100081928 | A1 | 2010-04-01 | Histological Facilitation systems and methods | 2008-09-29 | Systems, methods, and other modalities are described for generating or otherwise handling images or other data indicating (a) an extraction of chemically treated tissue frozen in vivo, (b) a treatment of a tissue sample in a chamber extended into tissue of an organism, and/or (c) cells to which an optical enhancement material was applied in vivo. Several contexts in which such indications facilitate histological evaluation are likewise described. | 1. A medical or veterinary system comprising: first means for bearing device-detectable data indicating an extraction of chemically treated tissue frozen in vivo; andsecond means for indicating the chemically treated tissue frozen in vivo. 2. An apparatus comprising: one or more physical media bearing device-detectable data indicating an extraction of chemically treated tissue frozen in vivo. 3. The apparatus of claim 2 in which the device-detectable data comprises: one or more identifiers of a protocol by which the tissue was frozen before the extraction. 4. The apparatus of claim 2 in which the device-detectable data comprises: one or more identifiers of a protocol by which the tissue was chemically treated. 5. The apparatus of claim 2 in which the device-detectable data comprises: one or more operational parameters of a protocol by which the tissue was chemically treated. 6. The apparatus of claim 2 in which the device-detectable data comprises: one or more identifiers of a material by which the tissue was chemically treated. 7. The apparatus of claim 2 in which the device-detectable data comprises: one or more identifiers of a stain by which the tissue was chemically treated. 8. The apparatus of claim 2 in which the device-detectable data comprises: a go/no-go indication relating to the chemically treated tissue frozen in vivo. 9. The apparatus of claim 2 in which the device-detectable data comprises: a laser-scanned image of at least some of a cell to which an optical enhancement material was applied in vivo. 10. The apparatus of claim 2 in which the device-detectable data comprises: an earlier image depicting at least some of a cell before the cell freezes; anda later image depicting at least some of the cell after the cell freezes. 11. The apparatus of claim 2 in which the device-detectable data comprises: an earlier image depicting at least some of a cell before the cell freezes; anda later image depicting at least some of the cell before the cell freezes. 12. The apparatus of claim 2 in which the one or more physical media comprises: some of the one or more physical media bearing a component of the device-detectable data indicating an optical treatment in a chamber extended into an organism. 13. The apparatus of claim 2, further comprising: circuitry for causing the chemically treated tissue to be frozen in vivo in response to contemporaneous user input. 14. The apparatus of claim 2, further comprising: circuitry for positioning a dispenser adjacent the tissue. 15. The apparatus of claim 2, further comprising: circuitry for processing a component of the device-detectable data obtained from one or more assay protocols performed upon at least some of the tissue. 16. The apparatus of claim 2, further comprising: circuitry for processing a component of the device-detectable data obtained from one or more biomarker detection protocols performed upon at least some of the tissue. 17. The apparatus of claim 2, further comprising:... | Searete LLC, a limited liability corporation of the State of Delaware | A61B010/02 A61B005/00 A61B010/00 A61B018/02
US20100086954 | A1 | 2010-04-08 | Small Volume In Vitro Analyte Sensor and Methods of Making | 2009-09-29 | A sensor utilizing a non-leachable or diffusible redox mediator is described. The sensor includes a sample chamber to hold a sample in electrolytic contact with a working electrode, and in at least some instances, the sensor also contains a non-leachable or a diffusible second electron transfer agent. The sensor and/or the methods used produce a sensor signal in response to the analyte that can be distinguished from a background signal caused by the mediator. The invention can be used to determine the concentration of a biomolecule, such as glucose or lactate, in a biological fluid, such as blood or serum, using techniques such as coulometry, amperometry, and potentiometry. An enzyme capable of catalyzing the electrooxidation or electroreduction of the biomolecule is typically provided as a second electron transfer agent. | 1.-11. (canceled) 12. A method of determining a concentration of an analyte in blood, the method comprising steps of: stimulating a region of skin having a lower nerve end density as compared to a fingertip by manually rubbing the skin;after stimulating the skin, lancing the skin to cause a flow of blood from the region,wherein the lancing is by using a lancing member of an integrated lancing and analyte sensor device comprising the lancing member and an analyte sensor member;contacting the analyte sensor member of the integrated lancing and analyte sensor device to the blood and transporting the blood to a sample chamber in the sensor member; anddetermining the concentration of the analyte. 13. The method of claim 12, wherein the period of time is for a period of time adequate to obtain an analyte measurement that is at least 10% nearer a concentration determined from blood obtained from a fingertip measurement than a determination of the concentration of analyte from blood obtained from the region of skin without stimulating. 14. The method of claim 13, wherein the analyte is glucose and the fingertip measurement is in the range of 60 to 80 mg/dL. 15. The method of claim 12, wherein the analyte sensor member is an electrochemical sensor strip. 16. The method of claim 15, wherein the electrochemical sensor strip comprises a working electrode and a counter electrode, wherein the working electrode and the counter electrode are separated by a closest distance no greater than 1000 μm. 17. The method of claim 16, wherein the electrochemical sensor strip comprises glucose dehydrogenase and a diffusible redox mediator disposed proximate to the working electrode. 18. The method of claim 12, wherein the analyte sensor member is an optical sensor strip. 19. The method of claim 12, wherein the step of stimulating the region of skin comprises manually rubbing the skin for a period of at least one second. 20. The method of claim 12, wherein the step of stimulating the region of skin comprises manually rubbing the skin for a period of at least 2 seconds. 21. The method of claim 12, wherein the step of stimulating the region of skin comprises manually rubbing the skin for a period of at least 5 seconds. 22. The method of claim 12, wherein the step of transporting the blood to a sample chamber comprises transporting no more than about 1 microliter of the blood. 23. The method of claim 22, wherein the step of transporting no more than about 1 microliter of the blood to a sample chamber comprises transporting no more than about 0.5 microliter of the blood. 24. The method of claim 23, wherein the step of transporting no more than about 0.5 microliter of the blood comprises transporting no more than about 0.25 microliter of the blood. 25. The method of claim 24, wherein the step of transporting no more than about 0.25 microliter of the blood comprises transporting no more than about 0.1 microliter of the blood. 26. The method of claim 12, wherein the... | - | C12Q001/54 A61B005/1468 C12Q001/02
US20100069781 | A1 | 2010-03-18 | DEVICE AND METHOD FOR ACCESSING AND TREATING DUCTS OF MAMMARY GLANDS | 2009-04-15 | This application relates to a device for the local delivery of a substance to a mammary duct by ductal cannulation via an orifice on a nipple, wherein the substance may any substance or combinations of substances, such as for example, compositions capable of forming a solid or semisolid gel within the ducts, a marker, and/or an active agent which is preferably effective in treating and/or preventing breast cancer. More particularly, a device is disclosed comprising a probe for locating the orifice on the nipple, wherein the device is further configured to cannulate the duct and allow local delivery of a substance(s). | 1. A kit, comprising: an analyzer configured to indicate a characteristic electrical value in an electrical circuit comprising a duct of a mammary gland;a catheter operable to access the duct when the analyzer indicates the characteristic electrical value, wherein the catheter comprises an electrode operably coupled to the analyzer; anda therapeutically or prophylactically effective amount of an agent in a form capable of introduction through the catheter. 2. The kit of claim 1, wherein the agent is effective to destroy at least a portion of the ductal epithelium. 3. A method of delivering material to a milk duct of a mammary gland, the method comprising: passing an electrical current or potential through the mammary gland and adjacent tissue using a catheter having a lumen and distal end region comprising an electrode;identifying a ductal orifice of the mammary gland based on measured values of the electrical current or potential;introducing said catheter into said ductal orifice; anddelivering the material through the delivery lumen and into the milk duct. 4. The method of claim 3, wherein the material comprises at least one of a hydrogel, a nanocarrier, a nanogel particle, an aggregated nanogel particle, an imaging agent, and a therapeutic or prophylactic agent. 5. The method of claim 3, wherein the material comprises a crosslinked PEG. 6. The method of claim 3, wherein the material comprises an imaging agent associated with a hydrogel or a nanocarrier or a nanogel particle or an aggregated nanogel particle. 7. The method of claim 6, wherein the association is a covalent bond. 8. The method of claim 4, wherein the imaging agent is a dye or contrast agent. 9. The method of claim 4, wherein the imaging agent is visible by visual observation or by radiographic, MRI, PET, or SPEC examination. 10. The method of claim 4, wherein the therapeutic or prophylactic agent is an epithelial cell destroying material. 11. The method of claim 10, wherein the therapeutic or prophylactic agent is a chemotherapeutic material. 12. The method of claim 10, wherein the therapeutic or prophylactic agent is selected from the group consisting of genistein, okadaic acid, 1-β-D-arabinofuranosyl-cytosine, arabinofuranosyl-5-aza-cytosine, cisplatin, carboplatin, actinomycin D, asparaginase, bis-chloro-ethyl-nitroso-urea, bleomycin, chlorambucil, cyclohexyl-chloro-ethyl-nitroso-urea, cytosine arabinoside, daunomycin, etoposide, hydroxyurea, melphalan, mercaptopurine, mitomycin C, nitrogen mustard, procarbazine, teniposide, thioguanine, thiotepa, vincristine, 5-fluorouracil, 5-fluorocytosine, adriamycin, cyclophosphamide, methotrexate, vinblastine, doxorubicin (and liposomal doxorubicin), leucovorin, taxol, anti-estrogen agents such as tamoxifen, intracellular antibodies against oncogenes, the flavonol quercetin, Guan-mu-tong extract, retinoids, nontoxic retinoid analogs, sclerosants, immunotherapeutics, HERCEPTIN™, and monoterpenes. 13. The method of claim 3, whe... | - | A61B005/053 A61M031/00 A61B006/00
US20100069733 | A1 | 2010-03-18 | ELECTROPHYSIOLOGY CATHETER WITH ELECTRODE LOOP | 2009-09-03 | A magnetically guidable electrophysiology catheter has an elongate catheter body having a proximal end and a distal end. At least one magnetically responsive element is disposed adjacent the distal end for aligning the distal end relative to an externally applied magnetic field. The portion of the catheter adjacent the distal end is formed in a generally planar loop, adjacent the distal end, with the distal end of the catheter projecting from the center of the loop, generally perpendicularly to the plane of the loop. A plurality of electrodes are disposed on the loop for measuring electrical activity in the tissue with which the loop is in contact. | 1. A magnetically guidable electrophysiology catheter comprising an elongate catheter body having a proximal end and a distal end; at least one magnetically responsive element adjacent the distal end for aligning the distal end relative to an externally applied magnetic field; the portion of the catheter adjacent the distal end being formed in a generally planar loop, adjacent the distal end, with the distal end of the catheter projecting from the center of the loop, generally perpendicularly to the plane of the loop; and a plurality of electrodes on the loop for measuring electrical activity in the tissue with which the loop is in contact. 2. The magnetically guidable electrophysiology catheter according to claim 1 wherein the catheter body includes a generally helical portion formed in the catheter body proximal to the loop. 3. The magnetically guidable electrophysiology catheter according to claim 1 wherein the catheter body includes a portion intermediate the distal end and the loop extending from the loop to the center of the loop, substantially in the plane of the loop. 4. A magnetically guidable electrophysiology catheter comprising an elongate catheter body having a proximal end and a distal end; at least one magnetically responsive element adjacent the distal end for aligning the distal end relative to an externally applied magnetic field; the catheter body having a distal end portion with a generally planar loop formed therein, a helical transition portion between the proximal portion and the catheter body loop, so that the loop is generally transverse to, and co-axial with the proximal portion of the catheter body, a generally radially extending portion extending from the loop to the center of the loop, the distal end of the catheter projecting from the center of the loop, generally perpendicularly to the plane of the loop; and a plurality of electrodes on the loop for measuring electrical activity in the tissue with which the loop is in contact. 5. The catheter of claim 4, wherein the electrode material comprises magnetized Platinum-Cobalt alloy. 6. The catheter of claim 4, wherein the catheter further incorporates a force sensor in the form of a MEMS-based force sensing element proximal to the loop in the distal end portion. 7. The catheter of claim 4, wherein the catheter further incorporates at least one optical fiber and at least one set of optical strain sensing elements in the form of a Bragg array. 8. The catheter of claim 4, wherein the electrodes are capable of delivery of Radio-Frequency energy to tissue contacted by the loop in the distal end portion. 9. The catheter of claim 4, wherein the distal portion of the catheter incorporates at least one location sensor for sensing location within a patient's anatomy. 10. The catheter of claim 4, wherein the catheter further incorporates a pull-wire for actuation of the shape of the loop in the catheter. 11. A magnetically guidable electrophysiology catheter comprising an... | - | A61B005/042
US20100056873 | A1 | 2010-03-04 | Health-related signaling via wearable items | 2008-08-27 | Systems and methods are described for configuring and using displays, speakers, or other output devices positioned by an article of clothing or other such structure wearable by a healthcare recipient, for example, in a clinic or residential care facility. | 1. A system comprising: first means for transmitting at least a signal from a movement detector;second means for transmitting at least some health-related information in a vicinity of a healthcare recipient; andwearable means for positioning the first means and the second means in relation to the healthcare recipient. 2. A system comprising: a positioning structure configured to be worn by a healthcare recipient;a movement detector supported by the positioning structure;a first output device supported by the positioning structure and configured to transmit at least a signal from the movement detector; anda second output device supported by the positioning structure and configured to transmit at least some health-related information in a vicinity of the healthcare recipient. 3. The system of claim 2, further comprising: a receiver supported by the positioning structure; anda stationary module operable for transmitting another signal to the receiver. 4. The system of claim 3 in which the stationary module comprises: a camera configured to obtain an image of the second output device. 5. The system of claim 2, further comprising: circuitry for causing a notification to be routed to at least one of the first output device or the second output device. 6. (canceled) 7. The system of claim 2, further comprising: circuitry for including at least some medical history data in the health-related information. 8. The system of claim 2, further comprising: circuitry for including at least some real-time data in the health-related information. 9. The system of claim 2, further comprising: circuitry for signaling at least a clot-reducing agent in response to an apparent circulatory degradation. 10. The system of claim 2, further comprising: circuitry for transmitting data indicating one or more concentrations of a nutrient or medication. 11. The system of claim 2, further comprising: circuitry for detecting thermal data. 12. The system of claim 2, further comprising: circuitry for transmitting one or more swelling indications. 13. The system of claim 2, further comprising: one or more sensors adjacent a body part of the healthcare recipient. 14. The system of claim 2, further comprising: a sensor supported by the positioning structure and configured to generate sensor data; andcircuitry for recognizing a pattern in the sensor data. 15. The system of claim 14, further comprising: circuitry for detecting one or more indications of normalcy in the sensor data. 16. The system of claim 14, further comprising: circuitry for indicating one or more conditional notifications responsive to the sensor data. 17. The system of claim 14, further comprising: circuitry for obtaining a turbulence-indicative auditory value as a flow-change-indicative measurement. 18. The system of claim 14, further comprising: circuitry for performing a comparison using an updated normalcy threshold. 19. The system of claim 14, in which the positioning structure comprises: the po... | - | A61B005/00 G06Q050/00
US07684850 | B2 | 2010-03-23 | Reference catheter for impedance calibration | 2006-06-14 | A method for position sensing includes placing at a known position within a body of a subject a reference probe including at least one reference electrode. Electrical currents are passed through the body between the reference electrode and body surface electrodes. Characteristics of the electrical currents are measured and are used to generate an approximation of the known position of the reference probe. A correction factor is determined based on a relationship between the approximation and the known position. A target probe including at least one target electrode is placed within the body of the subject and second electrical currents are passed through the body between the target electrode and the body surface electrodes. Characteristics of the second electrical currents are measured and used to generate a calculated position of the target probe. The correction factor is applied to correct the calculated position. | 1. A method for position sensing, comprising: placing at a known position within a body of a subject a reference probe comprising at least one reference electrode;passing first electrical currents through the body between the at least one reference electrode and a plurality of body surface electrodes while the reference probe is in the known position;measuring first characteristics of the first electrical currents;using the first characteristics to generate an approximation of the known position of the reference probe;determining a correction factor based on a relationship between the approximation and the known position;placing a target probe comprising at least one target electrode within the body of the subject;passing second electrical currents through the body between the at least one target electrode and the plurality of body surface electrodes;measuring respective second characteristics of the second electrical currents;using the second characteristics to generate a calculated position of the target probe; andapplying the correction factor to correct the calculated position. 2. The method according to claim 1, wherein measuring the first characteristics comprises measuring a first impedance between the at least one reference electrode and the plurality of body surface electrodes, and wherein measuring the second characteristics comprises measuring a second impedance between the at least one target electrode and the plurality of body surface electrodes. 3. The method according to claim 1, wherein generating the calculated position of the target probe comprises generating coordinates of position and orientation. 4. The method according to claim 1, wherein the relationship comprises a difference between the approximation and the known position. 5. The method according to claim 1, wherein the relationship comprises a ratio of the approximation and the known position. 6. The method according to claim 1, wherein the at least one target electrode comprises multiple target electrodes, and wherein passing the second electrical currents comprises passing each of the second electrical currents between one of the multiple target electrodes and one of the plurality of body surface electrodes. 7. The method according to claim 1, wherein the at least one reference electrode comprises multiple reference electrodes, and wherein passing the first electrical currents comprises passing each of the first electrical currents between one of the multiple reference electrodes and one of the plurality of body surface electrodes. 8. The method according to claim 1, wherein determining the correction factor comprises periodically repeating a measurement of the first characteristics and updating the correction factor responsively to the repeated measurement. 9. The method according to claim 1, wherein placing the target probe comprises performing a medical procedure using the target probe. 10. The method according to claim 9, wherein the target probe comprise... | Biosense Webster, Inc. | A61B005/05 A61B019/00
US07689259 | B2 | 2010-03-30 | Pulse oximeter sensor with piece-wise function | 2004-03-10 | A memory in a sensor is used to store multiple coefficients for a physiological parameter. In one embodiment, not only are the sensor's specific calibration coefficients stored in a memory in the sensor for the formula to determine oxygen saturation, but multiple sets of coefficients are stored. The multiple sets apply to different ranges of saturation values to provide a better fit to occur by breaking the R to SpO2 relationship up into different pieces, each described by a different function. The different functions can also be according to different formulas for determining oxygen saturation. | 1. An oximeter sensor comprising: a light emitter for directing light at a patient;a light detector mounted to receive light from the patient; anda memory storing a first formula for determining oxygen saturation, a second formula for determining oxygen saturation, a first set of coefficients corresponding to a wavelength of the light emitter for use in the first formula, and a second set of coefficients corresponding to the wavelength of the light emitter for use in the second formula, wherein the first formula differs from the second formula. 2. The oximeter sensor of claim 1 wherein the coefficients are dependent on a mean wavelength of the light emitter. 3. The oximeter sensor of claim 1 wherein the memory further stores a value indicating a signal breakpoint between the first and second formulas. 4. The oximeter sensor of claim 3 wherein the value comprises an indication of oxygen saturation. 5. The oximeter sensor of claim 1 wherein at least one of the different formulas is a nonlinear formula. 6. The oximeter sensor of claim 1 wherein the different formulas are linear formulas. 7. The oximeter sensor of claim 1 wherein at least one of the formulas comprises a spline function. 8. The oximeter sensor of claim 1 wherein at least one of the formulas comprises a ratio-of-ratios function. 9. An oximeter sensor system comprising: a light emitter for directing light at a patient;a light detector mounted to receive light from the patient; anda memory, mounted in a sensor or between the sensor and an oximeter monitor, the memory storing an indication of a breakpoint, first and second sets of coefficients corresponding to a same wavelength of the light emitter, and first and second formulas for determining oxygen saturation, the oximeter monitor selecting between the first and second sets of coefficients and the first and second formulas for determining oxygen saturation based at least in part on the breakpoint. 10. The system of claim 9 wherein the coefficients are dependent on a mean wavelength of the light emitter. 11. The system of claim 9 wherein at least one of the formulas is a nonlinear formula. 12. The system of claim 9 wherein the formulas are linear formulas. 13. The system of claim 9 wherein at least one of the formulas comprises a spline function. 14. The system of claim 9 wherein at least one of the formulas comprises a ratio-of-ratios function. 15. The system of claim 9 wherein the breakpoint comprises an oxygen saturation value. 16. An oximeter sensor comprising: a light emitter for directing light at a patient;a light detector mounted to receive light from the patient; anda memory storing at least two different algorithms, and a plurality of alternate values of oxygen saturation or ratio-of-ratio values used in the at least two different algorithms to determine oxygen saturation, the plurality of values corresponding to the same mean wavelength of the same light emitter. 17. The sensor of claim 16 wherein the values c... | Nellcor Puritan Bennett LLC | A61B005/1455
US07698105 | B2 | 2010-04-13 | Method and apparatus for improving performance of noninvasive analyte property estimation | 2005-06-27 | The invention relates to noninvasive analyte property determination. More particularly, the invention relates to a method and apparatus for performing conditional additional acquisition of noninvasive spectra to improve analyzer performance. Conditional additional data acquisition is used to confirm, update, and/or supplement spectral data. | 1. A method for enhancing performance of a noninvasive spectroscopy based analyzer, comprising the steps of: providing at least one condition, wherein said condition comprises a glucose concentration of less than about ninety milligrams per deciliter;collecting at least one noninvasive spectrum using said noninvasive spectroscopy based analyzer;determining a first estimated analyte property using said at least one noninvasive spectrum;if said at least one condition is met, collecting at least one additional spectrum; andusing said at least one additional spectrum with either of said at least one noninvasive spectrum, or with said first estimated analyte property to enhance precision of said analyzer when said glucose concentration is hypoglycemic. 2. The method of claim 1, wherein said step of using said at least one additional spectrum replaces said at least one noninvasive spectrum. 3. The method of claim 1, wherein said step of using said at least one additional spectrum verifies said estimated analyte property. 4. The method of claim 1, wherein said step of using said at least one additional spectrum supplements said at least one noninvasive spectrum. 5. The method of claim 1, wherein said additional spectrum is collected using a multiplexed spectroscopy based analyzer. 6. The method of claim 1, wherein said at least one condition comprises any of: an expected value;an estimated analyte concentration;an upper threshold;a lower threshold; anda threshold range. 7. The method of claim 1, wherein said condition comprises: a number of replicates. 8. The method of claim 1, wherein said condition comprises: a specification. 9. The method of claim 8, wherein said specification comprises: a signal-to-noise ratio. 10. The method of claim 1, wherein said noninvasive spectrum comprises wavelengths in the near-infrared region. 11. The method of claim 10, wherein said near-infrared regions comprises wavelengths at least partially within the region of about 1100 to 1900 nm. 12. The method of claim 1, wherein said condition controls either semi-continuous or continuous analysis of said analyte property. 13. An apparatus for noninvasive analysis of a body part, comprising a noninvasive analyzer;an algorithm operating in conjunction with said analyzer; andat least one condition in said algorithm, wherein said condition comprises a glucose concentration of less than about ninety milligrams per deciliter;wherein said analyzer operates to collect at least one noninvasive spectrum and wherein said algorithm determines an estimated analyte property of the body part using said noninvasive spectrum; andwherein if said at least one condition is met, said analyzer collects at least one additional spectrum and said at least one additional spectrum is used with either of said at least one noninvasive spectrum or said estimated analyte property to enhance precision of said analyzer when said glucose concentration is hypoglycemic. 14. The apparatus of claim 13... | Sensys Medical, Inc. | G06F011/00 A61B005/00
US07693568 | B2 | 2010-04-06 | Medical device sensing and detection during MRI | 2006-03-30 | A medical device includes a sensor for sensing for an MRI gradient magnetic field and a microprocessor for responding to the detected gradient magnetic field by switching from a first electrical signal processing mode to a second electrical signal processing mode, such that electrical signals induced by the gradient magnetic field and an associated RF burst are not counted as cardiac events. | 1. A medical device, comprising: a sensor for detecting gradient magnetic fields; anda microprocessor for switching from a first signal processing mode to a second signal processing mode in response to detecting one or more MRI magnetic fields,wherein the microprocessor is configured to, while operating in the second signal processing mode, compare a timing of electrical signals received through at least one lead with the sensed incidences of gradient magnetic fields, maintain a counter to track a number of consecutive electrical signals that coincide with the sensed incidences of gradient magnetic field detection, ignore the electrical signals received through the at least one lead after the counter exceeds a predetermined number, compare the timing of electrical signals received through the at least one lead with an extrapolated series of cardiac events, and process electrical signals that coincide with the sensed incidences of gradient magnetic field detection as if the signal were actual cardiac events for control of therapy delivery when the electrical signals coincide with the extrapolated series of cardiac events and occur prior to the counter exceeding the predetermined number. 2. The device of claim 1, wherein the sensor comprises a first sensor, the device further comprising a second sensor for detecting a static MRI magnetic field, wherein the microprocessor switches from the first signal processing mode to the second signal processing mode and the first sensor is activated to detect the gradient magnetic fields in response to the second sensor detecting the static MRI magnetic field. 3. The device of claim 2, wherein the first sensor is a coiled transducer and the second sensor is one of a Hall effect sensor and a reed switch. 4. The device of claim 1, wherein the microprocessor switches from the first signal processing mode to the second signal processing mode in response to detecting a gradient MRI magnetic field. 5. The device of claim 1, wherein the extrapolated series of cardiac events is based on at least a stored history of cardiac event timing. 6. The device of claim 5, wherein the microprocessor is further configured to: compare the timing of electrical signals received through the at least one lead with the extrapolated series of cardiac events. 7. An implantable medical system, comprising: a device housing containing: a microprocessor for controlling a mode of operation of the implantable medical system, andelectronics for generating at least one cardiac therapy;at least one lead extending from the device housing for detecting cardiac signals and delivering the at least one cardiac therapy generated by the electronics; anda gradient sensor for sensing the presence of a gradient magnetic field, the sensor coupled to the microprocessor,wherein the microprocessor is configured to: cause the electronics to generate the at least one cardiac therapy based on signals received through the at least one lead in the first mode o... | Medtronic, Inc. | A61B005/05
US07714398 | B2 | 2010-05-11 | Nanoelectronic measurement system for physiologic gases and improved nanosensor for carbon dioxide | 2006-03-27 | A system for measuring an analyte of interest, particularly carbon dioxide, dissolved in a fluid media of a patient including a nanoelectronic sensor and a measurement instrument in communication with the sensor and configured to receive at least a signal from the sensor indicative of a response of the sensor to at least the analyte of interest. | 1. A system for measuring an analyte of interest dissolved in a fluid media, comprising: (a) an insertion tube having a distal portion and a proximal portion, wherein the insertion tube comprises an implantable cardiac stimulation device housing the sensor in communication with a tissue surface;(b) a nanoelectronic sensor mounted adjacent the distal portion of the tube, the insertion tube configured to place the sensor adjacent at least one mucosal surface of the patient upon insertion of the distal portion into at least one body cavity or lumen of the patient, so as to permit diffusion of the analyte of interest through the mucosal surface to the sensor; the sensor including: (i) a substrate;(ii) at least one nanostructured element disposed adjacent the substrate, wherein the nanostructured element has a sensitivity to at least one analyte of interest so that the presence of the analyte of interest produces a measurable change in the at least one electrical property of the nanostructured element;(iii) at least a first conductor in electrical communication with the nanostructured element;(iv) at least a second conductor disposed in operative association with the nanoelectronic sensor and configured to electrically influence the at least one nanostructured element upon application of a voltage to the second electrical conductor relative to the first electrical conductor, so as to permit the measurement of at least one electrical property of the at least one nanostructured element;(v) a recognition material disposed adjacent the nanostructured element, wherein the recognition material includes at least one polymer, selected from the group consisting essentially of polyvinyl pyridine, polyaniline, polyaminostyrene, PE1, polyvinyl-methylamine, PAMAM, and hydrogels thereof;(c) a hydrophobic filter element mounted adjacent the insertion tube and arranged to lie between the nanoelectronic sensor and the at least one mucosal surface; and(d) a measurement instrument in communication with the sensor and configured to receive at least a signal from the sensor indicative of a response of the sensor to at least the analyte of interest. 2. The system of claim 1, wherein the analyte at least one analyte includes CO2. 3. The system of claim 1, wherein the nanostructured element includes one or more carbon nanotubes. 4. The system of claim 3, wherein the nanostructured element includes an interconnecting network of carbon nanotubes. 5. The system of claim 1, wherein the first and second conductors are configured as a spaced-apart pair of source-drain electrodes in electrical communication with the nanostructured element, and further comprising a gate electrode arranged to capacitively influence the nanostructured element; and wherein the signal includes a transistor characteristic indicative of a response of the sensor to at least the analyte of interest. 6. The system of claim 1, wherein the second conductors are configured as a capacitive counter electrode... | Nanomix, Inc. | G01N027/414
US07685727 | B2 | 2010-03-30 | Measuring device for garment tailoring, and related methods | 2007-07-26 | A measuring device is provided for use in the preparation of custom garments. According to one embodiment, the device includes a flexible belt capable of being encircled about a body part of an individual, and a strap attachable fixedly to the belt. One or both of the belt and strap may be formed as closed continuous loops by molded brackets/blocks formed on the belt and strap. The belt and strap each contain a respective scale of measurement indicia. Also provided are several methods for utilizing the measuring device. | 1. A measurement device, comprising: a belt comprising a flexible belt body capable of being encircled about a body part of an individual, the belt body comprising first and second ends and opposite first and second belt faces, the first belt face comprising a first scale of measurement indicia for providing at least one of length and circumference measurements; anda strap having a strap end attached to the belt body and a distal end, the strap comprising a flexible strap body with opposite first and second strap faces, at least one of the first and second faces comprising a separate second scale of measurement indicia for providing at least one of length and circumference measurements,the first end of the belt comprising a bracket with an aperture through which the belt body passes to configure the belt body in a first closed loop, the second end comprising a locking member having a size that is larger than the aperture such that the second end cannot pass through the aperture, whereby the locking member prevents the belt from being reconfigured out of the first closed loop. 2. The measuring device according to claim 1, wherein the strap defines a second closed loop connected to the belt and remote from the first closed loop. 3. The measuring device according to claim 1, wherein the distal end of the strap comprises a loop bracket having an aperture through which the strap passes to form a second closed loop. 4. The measuring device according to claim 1, wherein the strap end comprises a first attachment bracket that is detachably affixed to a second attachment bracket fitted onto the belt. 5. The measuring device according to claim 4, wherein the second attachment bracket is slidingly disposed on the belt. 6. The measuring device according to claim 1, wherein the strap is attached to the belt to render the attached strap end non-movable along the length of the belt. 7. The measuring device according to claim 1, wherein the first strap face comprising the second scale of measurement indicia for providing length measurements from a reference point on the belt, the second strap face comprising a third scale of measurement indicia for providing circumference measurements. 8. The measuring device according to claim 7, wherein the second and third scales of measurement are arranged in opposite directions such that the second scale is arranged in an ascending order to measure length while the third scale is arranged in a descending order to measure circumference. 9. The measuring device according to claim 1, wherein the strap end is adapted to be repeatedly detachable from and re-attachable to the belt body. 10. The measuring device according to claim 1, further comprising a buckle, wherein the buckle comprises a self-locking mechanism constructed and arranged to provide infinite adjustment along the length of the belt. 11. A measurement device, comprising: a strap comprising a flexible strap body capable of being encircled about a body part... | - | A61B005/103 G01B001/00
US07693564 | B2 | 2010-04-06 | System, apparatus and method for forensic facial approximation | 2004-11-19 | A system, method and apparatus for performing a facial approximation is described. The system includes an acquisition subsystem and a facial approximation algorithm. The method includes the steps of acquiring models of known skulls and a model of a questioned skull, comparing the models of the known skulls with the model of the questioned skull, and removing variation in the facial structure of the questioned skull due to skeletal variation between the known skulls and the questioned skull. The apparatus includes a bony structure software component, a bony structure warping software component, and a soft tissue software component. | 1. A system for performing a forensic facial approximation, comprising: an acquisition subsystem for acquiring models of known skulls and a model of a questioned skull;a computational subsystem comprising a facial approximation algorithm that removes variation between the known skulls and the questioned skull, represents a three-dimensional soft tissue depth as multiple one-dimensional vectors, and analyzes the multiple one-dimensional vectors using principle component analysis resulting in a spectrum of low dimensional parameterized reconstructions. 2. The system of claim 1, wherein the models of the known skulls are superimposed upon the model of the questioned skull and warped to alter the shape of the known skulls to the shape of the questioned skull. 3. The system of claim 2, further comprising a database for housing the models of the known skulls. 4. The system of claim 2, wherein models of known soft tissue are superimposed upon the questioned skull and warped to provide the facial structure of the questioned skull. 5. The system of claim 4, further comprising a database for housing the models of the known soft tissue. 6. The system of claim 1, wherein the acquisition subsystem comprises a computed tomography machine. 7. The system of claim 1, wherein the acquisition subsystem comprises an MRI machine. 8. The system of claim 1, wherein the acquisition subsystem comprises an ultrasound machine. 9. The system of claim 1, wherein the acquisition subsystem comprises a laser range finding apparatus. 10. A system for performing a forensic facial approximation, comprising: an acquisition subsystem for acquiring models of known skulls and a model of a questioned skull wherein the acquisition subsystem comprises at least one from the group consisting of a computed tomography machine, an MRI machine, an ultrasound machine, and a laser range finding apparatus; anda computational subsystem comprising a facial approximation algorithm that removes variation between the known skulls and the questioned skull, represents a three-dimensional soft tissue depth as multiple one-dimensional vectors, analyzes the multiple one-dimensional vectors using principle component analysis resulting in a spectrum of low dimensional parameterized reconstructions, superimposes the known skulls upon the questioned skull and warps to alter the shape of the known skulls to the shape of the questioned skull. 11. The system of claim 10, further comprising a database for housing the models of the known skulls. 12. The system of claim 10, wherein models of known soft tissue are superimposed upon the questioned skull and warped to provide the facial structure of the questioned skull. 13. The system of claim 12, further comprising a database for housing the models of the known soft tissue. 14. A method for performing a forensic facial approximation, comprising: acquiring models of known skulls and a model of a questioned skull;comparing the models of the known skulls wi... | General Electric Company | A61B005/05
US08251914 | B2 | 2012-08-28 | Respiratory profile parameter determination method and apparatus | 2009-12-23 | A method of sampling one or more respiratory profile characteristics and monitoring a variety of respiratory profile parameters. The sampled respiratory characteristics include respiratory flow rate, respiratory pressure, and partial pressure of at least one constituent of a patient's respiration. The method detects patient breaths, determines whether each breath is a spontaneous breath or a ventilator-induced breath and calculates various respiratory profile parameters based on the sampled measurements. The method displays the respiratory profile parameters in graphic and numeric forms. Preferably, the method allows a user to select the displayed respiratory profile parameters. | 1. Apparatus for monitoring and displaying data obtained from respiration of an individual, comprising: at least one respiratory monitor; at least one processing element in communication with said at least one respiratory monitor and configured to:evaluate a signal generated by said at least one respiratory monitor while monitoring at least one respiration of the individual;calculate at least one respiratory parameter based on said signal; andestimate at least one blood gas parameter based on at least one of said signal and said at least one respiratory parameter. 2. The apparatus of claim 1, further comprising: at least one display element in communication with at least one of said at least one processing element and said at least one respiratory monitor. 3. The apparatus of claim 2, wherein said at least one display element comprises an indicator configured to display at least one respiratory parameter and said at least one blood gas parameter. 4. The apparatus of claim 3, wherein said indicator comprises a numeric component. 5. The apparatus of claim 3, wherein said indicator comprises a graphic component. 6. The apparatus of claim 5, wherein said graphic component is configured to display a bar graph. 7. The apparatus of claim 6, wherein at least one bar of said bar graph includes a first component and an adjacent, discrete second component. 8. The apparatus of claim 7, wherein said first component represents a first respiratory parameter and said second component represents a second respiratory parameter. 9. The apparatus of claim 8, wherein said first respiratory parameter comprises a portion of a breath by the individual that was effected by a mechanical ventilator and said second respiratory parameter comprises a portion of a breath effected by the individual. 10. The apparatus of claim 1, wherein said at least one respiratory monitor comprises a respiratory flow monitor. 11. The apparatus of claim 1, wherein said at least one respiratory monitor comprises a respiratory gas monitor. 12. The apparatus of claim 11, wherein said respiratory gas monitor comprises a respiratory carbon dioxide monitor. 13. The apparatus of claim 1, wherein said at least one respiratory monitor comprises a respiratory flow monitor and a respiratory gas monitor. 14. The apparatus of claim 13, wherein said respiratory gas monitor comprises a respiratory carbon dioxide monitor. 15. Apparatus for monitoring and displaying data obtained from respiration of an individual, comprising: a respiratory flow monitor;a respiratory gas monitor;at least one processing element in communication with said at least one respiratory flow monitor and said at least one respiratory gas monitor and configured to:evaluate signals generated by each of said at least one respiratory flow monitor and said at least one respiratory gas monitor while monitoring at least respiration of the individual;calculate at least one respiratory parameter based on said signals; andestimate at... | RIC Investments, LLC | A61B005/08
US07896810 | B2 | 2011-03-01 | Blood pressure monitoring system and method having an extended optical range | 2009-12-15 | A system and method for monitoring blood pressure of a wearer has an inflatable arm cuff that is selectably inflatable to differing air pressures that incorporates a fabric having both a light transmission property and a light reflection property when the fabric is illuminated with light having wavelength(s) in the range from about 400 to about 2200 nanometers. A radiation source and a detector are attached to the fabric in relative positions such that the reception of incident radiation by the detector is directly affected by a change in the amount of light transmitted through the fabric relative to the amount of light reflected by the fabric as the fabric stretches in response to motion in the body of a wearer due to changes in the flow of blood through an artery disposed beneath the fabric occurring in consonance with variations in the air pressure within the inflatable cuff. | 1. A system for monitoring at least one predetermined physiological parameter of a wearer, comprising: a monitoring fabric having a first side defining an exterior surface and having a second side defining an interior surface in contact with or closer to the wearer than the exterior surface when the monitoring system is worn by the wearer, wherein the monitoring fabric comprises a first plurality of reflective yarns knitted or woven with a second plurality of stretchable yarns, said fabric having a region thereof defining gaps of a first size between yarns when said fabric is stretched and defining gaps of a second size between yarns that is different from said first size when the fabric recovers from stretch;at least one source of radiation having wavelength(s) in the range from about 400 to about 2200 nanometers positioned external to the fabric to direct radiation onto the exterior surface and onto the region;at least one detector responsive to incident radiation having wavelength(s) in the range from about 400 to about 2200 nanometers, to produce a signal representative thereof, with said detector mounted to either the first side or the second side of the fabric and external to the fabric,wherein the source and detector are associated with the fabric in fixed or substantially fixed relative positions with respect to the region such that the reception of incident radiation by the detector at a first time interval when the fabric is stretched as compared to the reception of incident radiation by the detector at a second time interval when the fabric recovers from stretch is directly affected by a change in the amount of light reflected by yarns or transmitted through the gaps as the fabric of the region periodically stretches and recovers from stretch in response to at least one predetermined physiological parameter of the wearer; anda signal processor that converts periodically varying signal output received from the detector or from a data acquisition unit associated with the detector into a signal representative of the at least one predetermined physiological parameter of the wearer of the monitoring fabric. 2. The monitoring system of claim 1 wherein the signal processor converts the signal representative of radiation with a wavelength in the range from about 400 to about 2200 nanometers incident on the detector into a signal representative of at least a predetermined physiological parameter of the wearer of the garment. 3. The monitoring system of claim 1 wherein each reflective yarn has a coating of an electrically conductive material thereon. 4. The monitoring system of claim 1 wherein each stretchable yarn is formed as a combination of a covered elastic yarn and a hard yarn. 5. The monitoring system of claim 1 wherein the source and the detector are mounted on opposing sides of the fabric. 6. The monitoring system of claim 1 wherein the source and the detector are mounted on a same side of the fabric. 7. The monitoring system of c... | Textronics, Inc. | A61B005/02
US08346341 | B2 | 2013-01-01 | Method for determining an item of positioning information for ECG electrodes during an examination with a magnetic resonance facility and magnetic resonance facility | 2009-07-07 | A method for determining an item of positioning information for ECG electrodes during an examination with a magnetic resonance facility is provided. An image data record of a region surrounding the heart of a patient and the electrodes arranged on the surface of the patient is recorded. A position of the longitudinal heart axis and a position of the electrodes in the image data record are determined. A target position suited to determining evaluable ECG signals is automatically calculated for each of the electrodes by considering the position of the longitudinal heart axis and a displacement from the position of the electrodes to the target position. An item of positioning information for the electrodes is displayed by taking the displacements into consideration. | 1. A method for determining a positioning information for an electrocardiography (ECG) electrode of an ECG device during an examination with a magnetic resonance device, comprising: acquiring an image data record with the magnetic resonance device of a region surrounding a heart of a patient and surrounding the ECG electrode arranged on a surface of the patient;determining a position of a longitudinal heart axis in the image data record;determining a position of the ECG electrode in the image data record;calculating a target position for the ECG electrode suited to determining an evaluable ECG signal based on the position of the longitudinal heart axis and a displacement from the position of the ECG electrode to the target position; anddisplaying the positioning information for the ECG electrode comprising the position of the ECG electrode, the target position for the ECG electrode, and the displacement. 2. The method as claimed in claim 1, wherein the image data record is a localizer image data record. 3. The method as claimed in claim 1, wherein the position of the longitudinal heart axis is manually marked in the image data record. 4. The method as claimed in claim 1, wherein the position of the longitudinal heart axis is determined by an automatic or semiautomatic segmentation of the heart in the image data record. 5. The method as claimed in claim 1, wherein the position of the ECG electrode is determined manually or automatically. 6. The method as claimed in claim 1, wherein the target position is calculated automatically. 7. The method as claimed in claim 1, wherein the target position is calculated based on a projection of the longitudinal heart axis and the position of the ECG electrode on a coronal plane. 8. The method as claimed in claim 1, wherein the ECG electrode comprises a magnetic resonance marker. 9. The method as claimed in claim 1, further comprising determining a rectangle and wherein the longitudinal heart axis is a diagonal of the rectangle. 10. The method as claimed in claim 9, wherein the ECG device comprises three ECG electrodes and target positions of the three ECG electrodes are two vertices of the rectangle intersected by the diagonal and a further vertex. 11. The method as claimed in claim 9, wherein the longitudinal heart axis is a diagonal of a square. 12. The method as claimed in claim 9, wherein dimensions of the rectangle are selected based on a size of the heart. 13. The method as claimed in claim 12, wherein the size of the heart is measured by a distance between a heart valve plane and a cardiac apex. 14. The method as claimed in claim 1, wherein the positioning information is displayed in a coronal slice of the image data record which is overlaid with the position of the ECG electrode, the target position for the ECG electrode, and the displacement. 15. A magnetic resonance device, comprising: an electrocardiography (ECG), device comprising an ECG electrode arranged on a surface of a patient;an... | Siemens Aktiengesellschaft | A61B005/05
US07894888 | B2 | 2011-02-22 | Device and method for measuring three-lead ECG in a wristwatch | 2008-09-24 | A wristwatch worn by a user for measuring a three-lead ECG includes three electrodes placed separately on the front, either side, and back or strap thereof. The wristwatch further includes an electrode panel having the electrode on the front or either side of the watch, sensing elements, pressure, infrared or impedance detectors, and circuits. The electrode panel is capable of sensing the contact or press of fingers to trigger the ECG measuring. While the electrode in the back-side of the watch contacts the hand wearing the watch, the electrode and electrode panel on the front or either side of the watch are pressed by fingers from the other hand, and the electrode in the strap contacts the abdomen or left leg simultaneously. Thus, a three-lead ECG can be measured. ECG data can be transmitted to a personal or hospital computer by wireless networks or flash memory. | 1. A wristwatch for measuring a three-lead ECG, comprising: a case including a front side and a back side opposite to the front side;a strap attached to both ends of the case and including an inside surface and an outside surface, with the inside surface being intermediate the back side and the outside surface;a circuit board disposed in the case;a first electrode positioned on the outside surface of the strap;a second electrode positioned on the front side of the case;a third electrode positioned on the back side of the case, with the first, second and third electrodes being electrically separate for detecting voltage differences generated by cardiac systems, with the circuit board detecting voltage differences generated by the first and second electrodes, by the first and third electrodes, and by the second and third electrodes to obtain a set of ECG data comprising ECG lead I, ECG lead II, and ECG lead III;a display disposed on the case;a control panel comprising one of the electrodes and a plurality of sensing elements; andat least one control button for inputting information, changing function, and modifying user's mode of the wristwatch. 2. The wristwatch of claim 1, wherein the electrode and the sensing elements of the control panel are adapted to be touched separately. 3. The wristwatch of claim 1, wherein the control panel further includes an integrated unit covering both the electrode and the sensing elements of the control panel to allow the electrode and the sensing elements of the control panel to be activated simultaneously by one touch; wherein the integrated unit is an interface activating both the electrode and the sensing elements of the control panel by one touch. 4. The wristwatch of claim 1, further comprising an alerting device disposed in the case alerting a user to practice the ECG measurement. 5. The wristwatch of claim 4, wherein the alerting device emits light, makes sound, or vibrates. 6. The wristwatch of claim 4, wherein the alerting device is an LED or OLED emitting light. 7. The wristwatch of claim 4, wherein the alerting device is an OLED or LCD flashing light. 8. The wristwatch of claim 4, wherein the alerting device is a buzzer or speaker. 9. The wristwatch of claim 4, wherein the alerting device is a miniature vibrating motor for vibrating. 10. The wristwatch of claim 4, further comprising a sensing element measuring temperature changes as a reference value to activate the alerting device. 11. The wristwatch of claim 4, further comprising a sensing element measuring a user's activity levels as a reference value to activate the alerting device. 12. The wristwatch of claim 1, further comprising a transmission device for data transmission after the set of ECG data is obtained; with the transmission device comprising at least one of a flash memory and a wireless network for transmitting data to a remote personal or hospital computer. 13. The wristwatch of claim 1, further comprising a wireless module re... | Chang Gung University | A61B005/04
US08260390 | B2 | 2012-09-04 | Systems and methods for analysis and treatment of an occluded body lumen | 2009-10-15 | Systems and methods are provided for probing an occluded body lumen, including a flexible conduit insertable into the body lumen, at least one delivery waveguide and at least one collection waveguide integrated with the flexible conduit and arranged to deliver and collect radiation about a distal end of said flexible conduit, at least one radiation source connected to a transmission input of the at least one delivery waveguide, at least one optical detector connected to a transmission output of at least one collection waveguide, a spectrometer connected with the at least one optical detector, and constructed and arranged to scan radiation and perform spectroscopy, and a controller programmed to process data from said spectrometer and provide information for directing said flexible conduit through obstacles within the occluded body lumen. | 1. A system that probes and treats an occluded body lumen comprising: a flexible conduit that is suitable for insertion into a body lumen, the conduit elongated along a longitudinal axis and having a proximal end and a distal end;at least one delivery waveguide and at least one collection waveguide integrated with the flexible conduit and constructed and arranged to deliver and collect radiation about the distal end of said flexible conduit;at least one radiation source connected to a transmission input of the at least one delivery waveguide, the radiation source constructed and arranged to provide radiation at a wavelength in a range of about 250 to 2500 nanometers;at least one optical detector connected to a transmission output of the at least one collection waveguide;a spectrometer connected to said at least one optical detector, said spectrometer constructed and arranged to scan radiation and perform spectroscopy at the wavelength of the radiation provided by the radiation source, said spectrometer configured to perform spectroscopy of at least one of the methods comprising fluorescence, light scatter, speckle correlometry, Raman, and diffuse reflectance spectroscopy; anda controller programmed to process data from said spectrometer and provide information for directing said flexible conduit through obstacles within the occluded body lumen. 2. The system of claim 1 wherein the spectrometer is configured to perform spectroscopy selected from the group of methods consisting of fluorescence and diffuse reflectance spectroscopy. 3. The system of claim 1 wherein the at least one delivery waveguide and at least one collection waveguide are configured to scan and collect radiation longitudinally beyond the distal end of said flexible conduit. 4. The system of claim 3 wherein the spectrometer and controller are configured for measuring the presence of blood components longitudinally beyond the distal end of said flexible conduit. 5. The system of claim 4 wherein said blood components comprise hemoglobin. 6. The system of claim 5 wherein said radiation source is configured to supply radiation including a wavelength of 450 nanometers and wherein the spectrometer is configured and arranged to detect a fluorescence radiation including a wavelength of about 520 nanometers. 7. The system of claim 1 wherein said spectrometer is configured to perform diffuse reflectance spectroscopy scanning one or more discrete wavelengths including one of about 532 nanometers. 8. The system of claim 7 wherein said one or more discrete wavelengths consists of one of about 532 nanometers, one of about 407 nanometers, and at least one of between about 800 and 1000 nanometers. 9. The system of claim 8 wherein said system is programmed to calculate a ratio of absorbance data from the collection of said one or more wavelengths and compare the ratio with predetermined data including relationships between pre-calculated ratios of corresponding absorbance data to the presen... | Angiolight, Inc. | A61B005/00
US08346353 | B2 | 2013-01-01 | Implantable medical system for detecting incipient edema | 2007-04-24 | An implantable medical system for detecting incipient edema has an implantable medical lead including an optical sensor having a light source and a light detector. The medical system further has an edema detection circuit that activates the light source to emit light, the light being directed into lung tissue of a patient and that obtains a light intensity value corresponding to an intensity of light received by the light detector, and that evaluates the light intensity value to detect a consistency with incipient edema. | 1. A medical system comprising: an implantable medical lead adapted for implantation in a patient, said implantable medical lead carrying at least one optical sensor comprising a light source configured to emit light in vivo at a predetermined wavelength and at a predetermined intensity, said optical sensor further comprising a light detector, said implantable medical lead being configured to direct the light emitted by said light source into lung tissue of the patient; and an edema detection circuit connected to said implantable medical lead, said edema detection circuit being configured to activate said light source to emit light during at least one measurement session at said predetermined wavelength and said predetermined intensity and, with said light detector, to detect said light after said light interacts with said lung tissue, the light detected by the light detector having a detected light intensity value, and to evaluate said detected light intensity value by comparing said detected light intensity value with a reference intensity value to obtain a comparison result, and to emit an edema detection circuit output indicating incipient edema when said comparison result is consistent with incipient edema. 2. A medical system as claimed in claim 1 wherein said edema detecting circuit is configured to determine that said comparison result is consistent with incipient edema when said detected light intensity value is below said reference intensity value. 3. A medical system as claimed in claim 1 comprising a posture sensor configured to detect a predetermined posture of the patient, and wherein said edema detection circuit is configured to, upon receiving a signal from said posture sensor that said patient is in said predetermined posture, initiates said measurement session. 4. A medical system as claimed in claim 3 wherein said edema detection circuit is configured to obtain said reference intensity value as a function of said predetermined posture. 5. A medical system as claimed in claim 1 comprising a posture sensor configured to detect a predetermined posture of the patient, and wherein said edema detection circuit is configured to, upon obtaining said detected light intensity value, initiate a posture sensing with said posture sensor to determine a posture of the patient, and wherein said edema detection circuit obtains said reference intensity value as a function of the posture detected by said posture sensor. 6. A medical system as claimed in claim 1 wherein said edema detection circuit is configured to determine said reference intensity value as a function of a predetermined number of detected light intensity values respectively from a plurality of previous measurement sessions. 7. A medical system as claimed in claim 1 comprising an activity sensor configured to sense at least one activity value representing a physical activity level of the patient, and wherein said edema detection circuit is configured to repeatedly compare sa... | St. Jude Medical AB | A61B005/05
US08862217 | B2 | 2014-10-14 | Optic function monitoring process and apparatus | 2009-07-09 | A method and apparatus for monitoring optic function is provided. The apparatus and method relies on two principle modes of measuring the function of the optic nerve, namely, monitoring VEPs for neural function, and monitoring at least one additional parameter of optic function such as intraocular pressure, blood flow or location of the eye to provide a multi-variable optic function monitor. The method and apparatus is proposed for the use to diagnose and potentially prevent the incidence of POVL and anaesthesia awareness in patients during medical procedures. | 1. A method of monitoring optic function comprising: providing at least one sensor and at least one visual evoked potential stimulator;disposing the at least one sensor and at least one visual evoked potential stimulator in stimulating relation with at least one eye of a patient, and the at least one sensor in monitoring relation with the patient;activating the stimulator to stimulate at least two portions of the at least one eye selected from the group consisting of the optic nerve, optic chiasma and the optic cortex to produce signals, said signals forming a visual evoked potential, the visual evoked potential being characterized by a waveform;collecting the waveform of the visual evoked potential in the at least one sensor;providing a data processor in signal communication with the at least one sensor to collect the waveform from the at least one sensor; andprocessing the measured waveform in the data processor such that changes in the waveform of the visual evoked potential over time are monitored for an adverse change in optic function to provide a real-time gauge of the health of the optic nerve of the patient, wherein the processing includes an analysis of at least the temporal interval (TL1) between the onset of stimulation (t0) and the absolute magnitude of the second measured maximum visual evoked potential (EVP2) after stimulation, and at least one aspect of the waveform of EVP2 selected from the group consisting of the vertical distance (P2) between the maximum value of the upslope of EVP2 to the nadir (N3) of the EVP2, the peak first time-derivative of EVP2, the mean slope of EVP2, and combinations thereof. 2. The method of claim 1, wherein the stimulating and monitoring of the function of at least two portions of the eye includes producing a visual evoked potential in the nasal and temporal halves of the optic nerve. 3. The method of claim 1, wherein the stimulating and monitoring the function of the eye includes positioning at least two sensors and two visual evoked potential stimulators proximate to the eye. 4. The method of claim 1, wherein the at least one stimulator is a light emitting diode. 5. The method of claim 1, further comprising providing at least one pressure sensor and disposing said at least one pressure sensor in monitoring relation with the at least one eye for measuring the intraocular pressure of the at least one eye and evaluating the intraocular pressure for an adverse change in optic function of the patient. 6. The method of claim 5, wherein the at least one pressure sensor is a tonometer. 7. The method of claim 1, further comprising providing at least one blood flow sensor and disposing said at least one blow flow sensor in monitoring relation with the at least one eye for measuring one of either the retinal or the optic blood flow within the at least one eye and evaluating the one of either the retinal or optic blood flow for an adverse change in optic function of the patient. 8. The method of claim 7... | - | A61B005/04 A61B005/0484 A61B005/00 A61B003/18 A61B003/16 A61B003/12 A61B003/113
US08534288 | B2 | 2013-09-17 | Detectors | 2007-06-26 | A respiratory valve assembly (1), such as in a manual resuscitator, has a carbon dioxide color change indicator element (52) in a disc shape housing (50) arranged to clip onto a grove (59) on the valve assembly. Expiratory and inspiratory gas is supplied to the housing via two flexible tubes (60) and (61) extending side-by-side from the valve assembly (1) to the indicator housing (50) so that the indicator can be undipped from the valve and repositioned if desired. | 1. A gas detector used with a gas flow device that supplies respiratory gas to a patient, the gas detector including a gas detector element in a housing arranged to provide a visual indication of change in level of a selected gas, characterized in that the detector is remote from the gas flow device and includes two flexible tubes including a first flexible tube with an opening at one end into the housing for supplying a first gas to the housing from the gas flow device so that the element is exposed to the first gas, and a second flexible tube with an opening at one end into the housing for supplying a second gas to the housing from the gas flow device so that the element is exposed to the second gas, and that the two flexible tubes enable the position of the gas detector housing to be moved relative to the gas flow device and to the patient. 2. A gas detector according to claim 1, characterized in that the gas detector element includes a color change element. 3. A gas detector according to claim 1, characterized in that the gas detector element is responsive to carbon dioxide levels. 4. A gas detector according to claim 1, characterized in that the two tubes extend side-by-side and open into the housing at one end. 5. A gas detector according to claim 1 characterized in that the other end of each of the tubes opens into the gas flow device, wherein the gas flow device comprises a respiratory valve assembly. 6. A gas detector according to claim 1, characterized in that the housing is enclosed and has a transparent portion through which the element can be viewed. 7. A gas detector according to claim 1, characterized in that the housing is arranged to clip onto the gas flow device. 8. A gas detector according to claim 1, characterized in that the housing is arranged for attachment to a respiratory valve assembly. 9. A gas detector according to claim 1, characterized in that housing is disc shape. 10. A respiratory valve assembly including a gas detector according to claim 1. | Smiths Group PLC | A61M016/20 G01N021/78 A61B005/097
US09008746 | B2 | 2015-04-14 | Method and apparatus for localizing myocardial infarction during catheterization | 2009-12-01 | A catheter with a tissue property sensor provides for localization of myocardial infarction (MI) by utilizing one or more differences between properties of infarcted myocardial tissue and properties of normal myocardial tissue. The tissue property sensor is to be placed on endocardial wall or epicardial wall during catheterization to sense at least one tissue property allowing for detection of MI. In one embodiment, the tissue property sensor includes a contractility sensor and senses a tissue property in various locations on endocardial wall or epicardial wall and detects substantial changes in the tissue property that indicate a boundary between infarcted tissue and normal tissue. | 1. A system for localizing myocardial infarction (MI) in a heart having a cardiac wall, the system comprising: a catheter including a distal end configured for placement in a location on the cardiac wall;a myocardial tissue property sensor incorporated into the distal end of the catheter and adapted to be placed in a myocardial region, the myocardial tissue property sensor including at least a portion configured to penetrate into tissue in the myocardial region and a contractility sensor being an accelerometer array including a plurality of accelerometers configured to sense acceleration signals from a plurality of myocardial locations in the myocardial region, the acceleration signals each indicative of a tissue property; anda tissue property analyzer including an input to receive the acceleration signals and an output indicative of whether the acceleration signals indicate infarcted tissue. 2. The system of claim 1, wherein the tissue property analyzer comprises a motion pattern analyzer to produce a cardiac wall motion pattern for the myocardial region based on the sensed acceleration signals. 3. The system of claim 2, wherein the contractility sensor is adapted to be placed in a plurality of myocardial regions, one at a time, over at least a portion of a cardiac wall, and wherein the tissue property analyzer further comprises a mapping module to produce a contractility map presenting cardiac wall motion patterns for the at least the portion of the cardiac wall. 4. The system of claim 3, wherein the tissue property analyzer further comprises an MI detector adapted to detect the infarcted tissue based on the contractility map. 5. The system of claim 4, wherein the MI detector is adapted to detect the infarcted tissue by identifying dyskinetic regions on the contractility map. 6. The system of claim 4, wherein the MI detector is adapted to detect the infarcted tissue by identifying hypokinetic regions on the contractility map. 7. The system of claim 1, wherein the tissue property analyzer comprises: a parameter generator to produce a parameter based on the acceleration signals; anda comparator including a signal input receiving the parameter, a threshold input receiving a predetermined threshold, and an output indicating a detection of infarcted tissue based on a comparison between the parameter and the threshold. 8. The system of claim 1, Therein the distal end of the catheter is configured for endocardial placement. 9. The system of claim 1, wherein the distal end of the catheter is configured for epicardial placement. 10. A method for localizing myocardial infarction (MI) in a heart having a cardiac wall, the method comprising: placing a myocardial tissue property sensor in a myocardial region on the cardiac wall, the myocardial tissue property sensor including at least a portion configured to penetrate into tissue in the myocardial region and an accelerometer array including a plurality of accelerometers;sensing a plurality of accel... | Cardiac Pacemakers, Inc. | A61B005/04 A61B005/00 A61B005/0265 A61B005/11 A61B008/12 A61N001/37
US08491502 | B2 | 2013-07-23 | System for rehabilitation and/or physical therapy for the treatment of neuromotor disorders | 2008-03-12 | A sensor docking unit for attaching and removing sensor or marker onto/from a user's limb includes a guiding portion and a limb localization unit having a detector to determine if an insertion of the user's limb into a pre-specified position within the sensor docking unit has been completed correctly. A sensor or marker mounting device includes at least one sensor or marker entity to enable at least semi-automatic attachment and/or removal of the at least one sensor or marker to/from the user's limb in a reproducible manner. The sensor or marker mounting device is activatable to start with an attachment and/or removal of the at least one sensor or marker when a correct insertion of the user's limb has been determined by the limb localization unit. | 1. A sensor docking unit for attaching a sensor to a limb of a user comprising: a guiding portion configured to facilitate insertion of the limb into the sensor docking unit by guiding the limb into a predetermined position;a limb localization unit located in the guiding portion and comprising a detector configured to determine whether the limb is located at the predetermined position, wherein the limb localization unit is configured to generate a signal when the limb is located at the predetermined position; anda sensor mounting device including a sensor and configuring to enable attachment of the sensor to the limb in response to the signal. 2. The sensor docking unit according to claim 1, further comprising an activator configured to activate the sensor mounting to device in response to activation by the user when the signal is generated. 3. The sensor docking unit according to claim 2, wherein the activation by the user includes one of pressing a button and issuing a voice command. 4. The sensor docking unit according to claim 1, wherein a length of the guiding portion is adaptable to a length of the limb of the arm by shifting a location of the limb localization unit in the guiding portion. 5. A method for attaching a sensor to a limb of a user comprising the act of: inserting the limb into a guiding portion of a sensor docking unit until a predetermined position;detecting by a detector that the limb reached the predetermined position;generating a signal in response to the detecting act;in response to the generating act, enabling activation of a sensor mounting device including a sensor and configured to attach the sensor to the limb; andremoving the user's limb out of the sensor docking unit. 6. The method of claim 5, further comprising the act of activating the sensor mounting device in response to one of pressing a button and issuing a voice command by the user in presence of the signal. | Koninklijke Philips N.V. | A61B005/00
US08469896 | B2 | 2013-06-25 | Method for segmenting a cardiovascular signal | 2006-06-26 | This invention describes a method for dividing a substantial cycli cardiovascular signal into segments by determining the characteristics of said cyclic signal, wherein each cycle in said signal comprises at least two characteristic segments and wherein the method comprises the steps o identifying segments in a cycle based on prior knowledge of said segment characteristics and the step of verifying said identified segments based on a number of statistical parameters obtained from prior knowledge relating to said cyclic signal. Furthermore, the invention describes a system adapted to perform the above-described method. | 1. A method for dividing a substantial cyclic cardiovascular signal into segments by determining the characteristic of said cyclic signal, wherein each cycle in said signal comprises at least two characteristic segments and wherein the method comprises the steps of: providing a substantially cyclic cardiovascular signal obtained from a patient;identifying at least two characteristic segments in a cycle of said cardiovascular signal based on prior knowledge of said segments' characteristics;verifying said identified segments based on a number of statistical parameters obtained from prior knowledge relating to said cyclic signal, said verifying including the step of calculating a probability that said identified segments are at least one predetermined type defined from prior knowledge of said segments using said statistical parameters;said step of calculating the probability that said identified segments are at least one predetermined type defined from prior knowledge is based on Bayesian statistics; andusing information relating to the verified segments to directly or indirectly diagnose the patient. 2. The method according to claim 1, wherein at least one of said statistical parameters characterizes said identified segments in the frequency domain. 3. The method according to claim 1, wherein said identification of segments in a cycle includes the step of extracting cyclic parameters of said signal. 4. The method according to claim 1, wherein said cyclic cardiovascular signal is a cardiovascular sound. 5. The method as set forth in claim 1, further comprising the step of obtaining the cardiovascular signal from the patient using a stethoscope. 6. A system for dividing a substantial cyclic cardiovascular signal into segments by determining the characteristic of said cyclic signal, each cycle in said signal including at least two characteristic segments, said system comprising: a receiving unit configured to receive a substantially cyclic cardiovascular signal obtained from a patient;a processing unit configured to identify at least two characteristic segments in a cycle of said cardiovascular signal based on prior knowledge of said segments' characteristics;a verification unit configured to verify said identified segments based on a number of statistical parameters obtained from prior knowledge relating to said cyclic signal, said verification unit including a calculating unit configured to calculate the probability that said identified segments are at least one predetermined type defined from prior knowledge of said segments using said statistical parameters, said calculating unit calculating the probability that said identified segments are at least one predetermined type defined from prior knowledge using Bayesian statistics; andan output unit configured to provide information relating to the verified segments to a clinician or other medical professional to assist in directly or indirectly diagnosing the patient. 7. The system according to... | Acarix A/S | A61B005/02
US08078440 | B2 | 2011-12-13 | Operatively tuning implants for increased performance | 2008-09-19 | A method for preoperatively characterizing an individual patient's biomechanic function in preparation of implanting a prosthesis is provided. The method includes subjecting a patient to various activities, recording relative positions of anatomy during the various activities, measuring force environments responsive to the patient's anatomy and affected area during the various activities, characterizing the patient's biomechanic function from the relative positions and corresponding force environments, inputting the measured force environments, relative positions of knee anatomy, and patient's biomechanic function characterization into the one or more computer simulation models, inputting a computer model of the prosthesis into the one or more computer simulation models, and manipulating the placement of the prosthesis in the computer simulation using the patient's biomechanic function characterization and the computer model of the prosthesis to approximate a preferred biomechanical fit of the prosthesis. | 1. A method for preoperatively approximating a preferred biomechanic fit of a prosthesis relative to a patient's articular joint, comprising the steps of: a. receiving information concerning a pre-operative physical articulation of the articular joint during at least one pre-operative physical activity of the patient, such information including: i. a plurality of relative positions of the patient's articular joint during the pre-operative physical articulation;ii. a derived force environment of the patient's articular joint during the pre-operative physical articulation;b. inputting the information concerning the derived force environment and the relative positions of the patient's articular joint into one or more computer simulation models;c. inputting a prosthesis computer model into the one or more computer simulation models;d. using the one or more computer simulation models, inputted prosthesis computer model, and inputted information, approximating a preferred biomechanic fit of the prosthesis relative to the patient's articular joint; ande. outputting information concerning the preferred biomechanic fit of the prosthesis relative to the patient's articular joint. 2. The method of claim 1, wherein using the one or more computer simulation models comprises using a computer simulation model that corresponds to the at least one physical activity. 3. The method of claim 1, wherein outputting information concerning the preferred biomechanic fit of the prosthesis comprises outputting information concerning the preferred biomechanic fit of a standard prosthesis. 4. The method of claim 1, wherein outputting information concerning the preferred biomechanic fit of the prosthesis comprises outputting information concerning the preferred biomechanic fit of a modular prosthesis. 5. The method of claim 4, wherein outputting information concerning the preferred biomechanic fit of the modular prosthesis comprises outputting information concerning the preferred biomechanic fit of a unicondylar component and a patellofemoral component. 6. The method of claim 1, wherein outputting information concerning the preferred biomechanic fit of the prosthesis comprises outputting information concerning a patient specific prosthesis shaped according to at least one anatomic feature of the patient's articular joint. 7. The method of claim 1, wherein approximating the preferred biomechanic fit of the prosthesis relative to the patient's articular joint comprises the steps of: a. iteratively running each of said one or more computer simulation models while changing at least one input variable between iterations; andb. determining from the computer simulation models a relative placement for one or more components of the prosthesis. 8. The method of claim 1, further comprising the steps of: a. recommending a preferred placement of the prosthesis to a surgeon;b. receiving input from the surgeon related to the recommended placement, the input requesting an alteration o... | Smith & Nephew, Inc. | G06G007/48
US08096965 | B2 | 2012-01-17 | Locomotion assisting device and method | 2008-10-13 | An exoskeleton bracing system includes: a trunk support for affixing to the trunk of a disabled person and leg braces for connecting to the legs of the person, each leg brace including limb segment braces. Motorized joints are adapted to provide relative angular movement between the limb segment braces of the leg braces and between the leg braces and the trunk support. One or more ground force sensors are designed to sense ground force exerted on each of the leg braces. The system also includes a controller for receiving sensed signals from said one or more ground force sensors, with an algorithm for identifying a stance from the sensed signals and, based on the identified stance, actuating the motorized joints to perform an action relating to a mode of locomotion selected from a set of predefined actions corresponding to the identified stance. | 1. An exoskeleton bracing system comprising: a trunk support for affixing to the trunk of a disabled person;leg braces for connecting to the legs of the person, each leg brace including limb segment braces;motorized joints adapted to provide relative angular movement between the limb segment braces of the leg braces and between the leg braces and the trunk support;a plurality of ground force sensors designed to sense ground force exerted on each of the leg braces that is indicative of a distribution of weight of the person between the leg braces, the distribution of weight being indicative of a stance; anda controller for receiving sensed signals from said one or more ground force sensors, with an algorithm for identifying the stance from the sensed signals and, based on the identified stance, actuating the motorized joints to perform an action relating to a mode of locomotion selected from a set of predefined actions corresponding to the identified stance. 2. The system as claimed in claim 1, wherein the algorithm includes selecting an action comprising actuating the motorized jointed limb braces of one leg, when the sensed signals are indicative of the person leaning on the opposite leg. 3. The system as claimed in claim 1, wherein the algorithm includes selecting an action comprising actuating the motorized jointed limb braces of one leg, when the sensed signals are indicative of the person leaning on the same leg. 4. The system as claimed in claim 1, wherein the algorithm includes selecting an action comprising ending a currently performed action when the sensed signals are indicative of substantially equally loading both legs. 5. The system as claimed in claim 1, wherein the algorithm includes selecting an action comprising ending a currently performed action when the sensed signals are indicative of the person leaning on a trailing leg. 6. The system as claimed in claim 1, comprising an alerting device, wherein the algorithm includes selecting an action comprising generating an alert from the alerting device. 7. The system as claimed in claim 6, wherein the action of generating an alert from the alerting device is performed when the sensed signals are indicative of the person falling. 8. The system as claimed in claim 6, wherein the action of generating an alert from the alerting device is performed to indicate that the person is to change the stance. 9. The system as claimed in claim 1, wherein the algorithm includes selecting an action comprising continuing a currently performed action when the sensed signals are indicative of increasing ground force. 10. The system as claimed in claim 1, wherein the algorithm includes selecting an action comprising continuing a currently performed action when the sensed signals are indicative of decreasing ground force. 11. The system as claimed in claim 1, comprising a mode selector for selecting the mode of locomotion from a set of predefined locomotion modes. 12. The system as claimed in cl... | Argo Medical Technologies Ltd. | A61F005/00
US08032212 | B2 | 2011-10-04 | System and method for monitoring thoracic fluid levels based on impedance using an implantable medical device | 2008-09-15 | Techniques are provided for monitoring thoracic fluid levels based on thoracic impedance (ZT) and cardiogenic impedance (ZC). In one example, the implantable device tracks the maximum time rate of change in cardiogenic impedance (i.e. max(dZC/dt)) to detect trends toward hypervolemic or hypovolemic states within the patient based on changes in heart contractility. The detection of these trends in combination with trends in thoracic impedance allows for a determination of whether the thoracic cavity of the patient is generally “too wet” or “too dry,” and thus allows for the titration of diuretics to avoid such extremes. In particular, a decrease in thoracic impedance (ZT) in combination with a decrease in max (dZC/dt) is indicative of the thorax being “too wet” (i.e. a fluid overload). Conversely, an increase in thoracic impedance (ZT) in combination with a decrease in max (dZC/dt) is indicative of the thorax being “too dry” (i.e. a fluid underload). | 1. A method for monitoring thoracic fluids within a patient having an implantable medical device, the method comprising: detecting thoracic impedance;detecting cardiogenic impedance;monitoring thoracic fluids based on a combination of thoracic impedance and cardiogenic impedance;wherein monitoring thoracic fluids based on a combination of thoracic impedance and cardiogenic impedance includes detecting trends within thoracic impedance and detecting trends within time rate of change values derived from cardiogenic impedance;wherein a decrease in thoracic impedance combined with a decrease in the time rate of change of cardiogenic impedance is deemed to be indicative of excess fluids within the thorax. 2. The method of claim 1 further including controlling therapy in response to changes in thoracic fluid levels. 3. The method of claim 2 wherein controlling therapy in response to changes in thoracic fluid levels includes one or more of initiating or increasing a dosage of diuretics in response to an excess of thoracic fluids. 4. The method of claim 2 wherein controlling therapy in response to changes in thoracic fluid levels includes one or more of suspending or decreasing a dosage of diuretics in response to a deficit of thoracic fluids. 5. The method of claim 2 wherein controlling therapy in response to changes in thoracic fluids includes controlling dosages of diuretics to maintain a thoracic fluid levels within a predetermined range. 6. The method of claim 2 wherein controlling therapy in response to changes in thoracic fluids is controlled by an expert system. 7. The method of claim 1 further including generating diagnostic information representative of changes in thoracic fluid levels. 8. The method of claim 1 further including generating warning signals indicative of thoracic fluid levels deviating from a predetermined range. 9. The method of claim 1 further including generating warning signals indicative of failure of prior therapy to maintain thoracic fluid levels within a predetermined range. 10. The method of claim 1 further including identify long-term trends within thoracic impedance and within cardiogenic impedance indicative of progression of heart failure. 11. The method of claim 1 wherein monitoring thoracic fluids based on a combination of thoracic impedance and cardiogenic impedance is performed by the implantable device. 12. The method of claim 1 wherein monitoring thoracic fluids based on a combination of thoracic impedance and cardiogenic impedance is performed by an external system based information transmitted from the implantable medical device. 13. The method of claim 1 wherein detecting thoracic impedance includes applying impedance detection pulses between one or more of a left ventricular (LV) coil shocking electrode or a LV pacing electrode and an electrode mounted to a housing of the implantable medical device. 14. The method of claim 1 wherein detecting cardiogenic impedance includes applying impedance det... | Pacesetter, Inc. | A61B005/02 A61B005/08 A61B005/05 A61N001/00
US09101734 | B2 | 2015-08-11 | Force-sensing catheter with bonded center strut | 2008-09-09 | A force-sensing catheter for diagnosing or treating the vessels found within a body or body space includes a center strut that is bonded, preferably thermally, along its longitudinal axis with the thermoplastic tubular member within which it is housed. The tubular member preferably has three layers: an inner layer, a braided layer and an outer layer. One or more semiconductor or metallic foil strain gages are affixed to the center strut in order to provide a measure of the bending and torsional forces on the distal tip of the catheter. Temperature compensation is achieved by having a temperature sensor near the strain gages and calibrating the catheter over a range of temperatures. | 1. A force-sensing catheter having a longitudinal axis for use in a vessel comprising: an elongate tubular member having a proximal end and a distal end, the distal end including a deflectable tip portion terminating in a distal tip, the elongate tubular member having a central lumen disposed through the proximal end and two half-cylindrical lumens in the deflectable tip portion;a tip electrode disposed at the distal tip of the deflectable tip portion;a center strut having a rectangular beam section along the longitudinal axis extending from near the proximal end of the tip electrode through the deflectable tip portion of the elongate tubular member and having a first longitudinal edge and a second longitudinal edge and a first side and a second side wherein the width of the first side and the second side are greater than the width of the first longitudinal edge and the second longitudinal edge respectively;wherein the center strut is bonded to the elongate tubular member substantially along entire length of the first longitudinal edge and the second longitudinal edge to form the two half-cylindrical lumen and create an inseparable composite structure from the center strut and the elongate tubular member; and,at least one strain gage, the at least one strain gage affixed to only the first side of the second side of the center strut, the at least one strain gage oriented and configured to detect a bending strain or torsional strain in the center strut for measuring force near the distal end of the tubular member. 2. The force-sensing catheter of claim 1 wherein a first strain gage and a second strain gage each having a strain measuring component are affixed to either the first side or the second side of the center strut with the strain measuring component of the first strain gage perpendicular to the strain measuring component of the second strain gage and the strain measuring component of each at a forty-five degree angle to the longitudinal axis of the catheter for measuring torsional strain on the distal tip of the catheter. 3. The force-sensing catheter of claim 1 wherein the strain gage having a strain measuring component is affixed to either the first side or the second side of the center strut so that the strain measuring component is axially aligned with the longitudinal axis of the catheter for measuring bending strain on the distal tip of the catheter. 4. The force-sensing catheter of claim 1 wherein a first strain gage and a second strain gage each having a strain measuring component are affixed to either the first side or the second side of the center strut with the strain measuring component of the first strain gage perpendicular to the strain measuring component of the second strain gage and the strain measuring component of each at a forty-five degree angle to the longitudinal axis of the catheter for measuring torsional strain on the distal tip of the catheter and a third strain gage having a strain measuring component is affixe... | Biosense Webster, Inc. | A61M025/01 A61B005/042 A61B018/14 A61B019/00 A61B017/00
US08414502 | B2 | 2013-04-09 | System and method for the objective measurement of hearing ability of an individual | 2009-09-21 | A system for determining the hearing ability of an individual comprises a generator for generating a test stimulus signal, a hearing aid (2) having a digital signal processor for processing said test stimulus signal and converting it in order to output an acoustic stimulus signal, and a first synchronizing means. The system further comprises an electrophysiological instrument (1) having a second synchronizing means, and means (7) for establishing from said individual an evoked response to said acoustic signal. The first synchronizing means and said second synchronizing means exchange a synchronization signal in order to synchronize said evoked response to said acoustic stimulus signal. The invention also provides a hearing aid and a method for carrying out electrophysiological measurement of the hearing ability of an individual. | 1. A system for determining a hearing ability of an individual, comprising a generator for generating a test stimulus signal,a hearing aid of a type selected from the group consisting of a behind-the-ear hearing aid, an in-the-ear hearing aid and a completely-in-the-canal hearing aid, said hearing aid having a digital signal processor for processing and converting said test stimulus signal in order to output an acoustic stimulus signal, and a first synchronizing means for emitting a synchronization signal, andan electrophysiological instrument, said instrument having a second synchronizing means and means for establishing from said individual an evoked, electrophysiological response to said acoustic stimulus signal,wherein said hearing aid is adapted to operate with an essentially constant time delay between emitting said synchronization signal and outputting said acoustic stimulus signal, andwherein said first synchronizing means and said second synchronizing means are adapted to exchange said synchronization signal in order to synchronize said evoked response to said acoustic stimulus signal, the synchronization of the signal relating an evoked response from the individual in response to the acoustic stimulus signal emitted from the hearing aid. 2. The system according to claim 1, wherein the combination of said generator, said digital signal processor and said converting means, is calibrated to achieve a well-defined acoustic stimulus signal. 3. The system according to claim 1, comprising a fitting system connected to the hearing aid. 4. The system according to claim 3, wherein the first synchronizing means is integrated into said fitting system. 5. The system according to claim 3, wherein the generator is integrated into said fitting system. 6. The system according to claim 1, wherein said first synchronizing means and said generator are integrated into the hearing aid. 7. The system according to claim 1, wherein the constant time delay is less than 50 micro seconds. 8. A hearing aid of a type selected from the group consisting of a behind-the-ear hearing aid, an in-the-ear hearing aid and a completely-in-the-canal hearing aid, said hearing aid comprising a generator for generating a test stimulus signal,a digital signal processor adapted for processing and converting the test stimulus signal in order to output an acoustic stimulus signal, anda first synchronizing means for providing timing information about the outputting of the acoustic stimulus signal,wherein said digital signal processor is adapted to process the test stimulus signal according to an audiologic fitting prescription for an individual, in order to test the aided hearing threshold of the individual. 9. A system for determining a hearing ability of an individual, said system comprising, an electrophysiological instrument, said instrument having means for generating a test stimulus signal and electrophysiological response means for establishing from said individual an e... | Widex A/S | A61B005/00 A61B001/227 H04R025/00
US09089700 | B2 | 2015-07-28 | Systems and methods for treating dyspnea, including via electrical afferent signal blocking | 2009-08-07 | Systems and methods for treating a patient with dyspnea are disclosed. A method in accordance with a particular embodiment includes identifying the patient as suffering from dyspnea, and, based at least in part on identifying the patient as suffering from dyspnea, implanting an electrical signal delivery element within the patient in signal communication with an afferent neural pathway of a carotid body chemoreceptor. The method can further include at least reducing dyspneic sensations in the patient by directing an electrical signal from the electrical signal delivery element to the neural pathway to at least partially block afferent signals from the chemoreceptor. | 1. A method for treating a patient comprising directing an electrical signal from an electrical signal delivery device to a carotid body in a human patient to block afferent signals from the carotid body, further comprising positioning the electrical signal delivery device with respect to the carotid body such that blocking the afferent signals from the carotid body with the electrical signal does not interfere with afferent signals transmitted by baroreceptor neurons in the patient,wherein the blocking of the afferent signals achieves a therapeutic effect by disabling a function of the carotid body in sensing hypoxia or hypercapnia. 2. The method of claim 1 wherein directing an electrical signal from an electrical signal delivery device to a carotid body comprises directing an electrical signal in bipolar mode. 3. The method of claim 1 further comprising, prior to directing the electrical signal, simulating carotid body inhibition. | CIBIEM, INC. | A61N001/34 A61N001/36 A61N001/05
US08366627 | B2 | 2013-02-05 | Systems, devices and methods for noninvasive or minimally-invasive estimation of intracranial pressure and cerebrovascular autoregulation | 2009-09-08 | The systems, devices, and methods described herein provide for the estimation and monitoring of cerebrovascular system properties and intracranial pressure (ICP) from one or more measurements or measured signals. These measured signals may include central or peripheral arterial blood pressure (ABP), and cerebral blood flow (CBF) or cerebral blood flow velocity (CBFV). The measured signals may be acquired noninvasively or minimally-invasively. The measured signals may be used to estimate parameters and variables of a computational model that is representative of the physiological relationships among the cerebral flows and pressures. The computational model may include at least one resistive element, at least one compliance element, and a representation of ICP. | 1. A method for computing a series of estimates of a selected cerebrovascular property comprising at least one of a cerebrovascular resistance, an intracranial pressure, and a cerebrovascular compliance, comprising: receiving, at a processor, a series of arterial blood pressure measurements of a particular patient;receiving, at the processor, a series of cerebrovascular flow measurements of the particular patient, the cerebrovascular flow measurements comprising at least one of cerebral blood flow measurements and cerebral blood flow velocity measurements; andcomputing, with the processor, a series of estimates of the selected cerebrovascular property based at least in part on a corresponding series of estimates of elements of a computational model using the corresponding received measurements, the computational model representing predicted relationships among computational model elements corresponding to physiological properties, including a cerebrovascular resistance element, a cerebrovascular compliance element, an intracranial pressure element, an arterial blood pressure element and a cerebrovascular flow element;wherein computing each estimate in the series of estimates of the selected cerebrovascular property comprises: selecting values for at least one of the elements of the computational model to minimize an error criterion between the received measurements and predictions, by the computational model, of the elements corresponding to the received measurements; andidentifying the selected value of the element corresponding to the selected cerebrovascular property as the estimate of the selected cerebrovascular property. 2. The method of claim 1, further comprising computing, with the processor, an estimate of an assessment of cerebrovascular autoregulation. 3. The method of claim 1, further comprising computing, with the processor, an estimate of a blood flow through the cerebrovascular resistance using an estimate of the cerebrovascular compliance. 4. The method of claim 1, wherein at least one of the elements is computed at least once per cardiac cycle. 5. The method of claim 1, wherein at least one of the elements is estimated using a data window of a pre-specified size. 6. The method of claim 1, wherein computing estimates of the elements comprises using a two-stage algorithm. 7. The method of claim 6, wherein computing estimates of the elements comprises computing estimates of a cerebrovascular compliance in a first stage of the two-stage algorithm. 8. The method of claim 6, wherein computing estimates of the elements comprises computing estimates of at least one of a cerebrovascular resistance and the intracranial pressure in a second stage of a two-stage algorithm. 9. The method of claim 1, wherein the error criterion is least squared-error. 10. The method of claim 1, wherein the processor does not receive, prior to computing at least one estimate in the series of estimates of the selected cerebrovascular property, patient-... | Massachusetts Institute of Technology | A61B005/02 A61B005/00
US08208707 | B2 | 2012-06-26 | Tissue classification in medical images | 2008-09-02 | The present disclosure relates to the use of probabilistic models to classify elements of a medical image into different tissue types. The models may be based upon geometric abstractions of the different tissue types being classified. In addition, the present disclosure teaches the derivation and modification of models for tissue classification based upon the neighboring region of the voxels undergoing classification. | 1. A method, comprising: generating an initial region mask of a volumetric representation of an organ;defining a plurality of voxels to be labeled based upon the initial region mask, wherein defining the plurality of voxels to be labeled comprises subtracting an eroded version of the initial region mask from a dilated version of the initial region mask;adjusting models used to label the voxels based on neighboring regions of a respective voxel undergoing labeling; andlabeling each voxel of the plurality of voxels as corresponding to one of a tissue type, an anatomical structure, or organ contents based using the respective adjusted models. 2. The method of claim 1, wherein the initial region mask comprises voxels corresponding to the interior of the organ. 3. The method of claim 1, wherein the initial region mask comprises voxels corresponding to air within the organ and voxels corresponding to non-tissue contents of the organ. 4. The method of claim 1, wherein the models correspond to geometrically derived models of tissue and/or structures associated with the organ. 5. The method of claim 1, wherein the neighboring region of each voxel comprises a respective cubic region about each respective voxel undergoing labeling. 6. The method of claim 1, wherein the neighboring region of each voxel comprises a region defined by a segmentation algorithm. 7. The method of claim 1, further comprising: computing one or more respective features for each tissue voxel of a plurality of tissue voxels;calculating a respective gradient for each tissue voxel of the plurality of tissue voxels; andlabeling each tissue voxel based upon the respective features and the gradient and the proximity of the respective tissue voxel to adjacent structures or contents of an organ. 8. The method of claim 7, wherein the one or more respective feature comprise a curvature. 9. The method of claim 7, wherein each gradient comprise an intensity gradient. 10. The method of claim 7, wherein each gradient comprise a vector pointing from an area of low intensity to an area of high intensity. 11. The method of claim 7, wherein the respective features and/or gradients are used to adapt one or more probabilistic models and each tissue voxel is labeled based upon outputs of the one or more probabilistic models. 12. The method of claim 11, wherein the outputs comprise probabilities that the respective voxels correspond to respective tissue types modeled by each of the probabilistic models. 13. The method of claim 7, wherein labeling each tissue voxel is based at least in part on different geometrical abstractions of different tissue types. 14. The method of claim 7, wherein each tissue voxel is labeled as a type of healthy tissue or as a type of unhealthy tissue. 15. A method, comprising: acquiring volumetric image data of an organ using a computed tomography scanner, wherein acquiring the volumetric image data comprises generating an initial region mask of the volumetric image ... | General Electric Company | G06K009/00
US08696596 | B2 | 2014-04-15 | Blood and interstitial fluid sampling device | 2009-12-22 | A device and method for lancing a patient, virtually simultaneously producing and collecting a small fluid sample from a body. The device comprises a blood collection system including a lancing needle (16), drive mechanism (11), kneading or vibration mechanism (25), optional suction system (7), and sample ejection mechanism. The device is preferably sized to be hand-held in one hand and operable with one hand. The device can optionally contain integral testing or analysis component (83) for receiving the sample and providing testing or analysis indication or readout for the user. A method involves piercing the skin at a rapid rate, kneading the surrounding area by ultrasonic action, piezoelectric or mechanical oscillation to stimulate the blood flow from the wound, drawing the fluid using a pumping system. | 1. A device for sampling body fluid, comprising: a body portion;a needle comprising a sharpened distal tip and shaft portion which is slidably disposed within the body portion;a spring mechanism in the body portion wherein the spring mechanism is configured to move the needle in a first direction relative to the body portion to form an incision in tissue;a sample container communicating with the needle for receiving the sample from the needle; anda retraction mechanism configured to retract the needle into the body portion after forming the incision. 2. The device of claim 1 wherein the sharpened distal tip of the needle is covered by the body portion when the needle is in a retracted position and the sharpened distal tip extending beyond a distal end of the body portion when the needle is in an extended position. 3. The device of claim 1, further comprising: a stop member attached to the body portion configured to limit the depth of penetration of the needle into tissue. 4. A device for sampling body fluid, comprising: a body portion configured to contain a needle for piercing skin, wherein the needle is slidably disposed within the body portion;a means for driving the needle to form an incision in skin;a sample container in fluid communication with the needle for receiving the body fluid sample; anda means for retracting the needle from the skin. 5. The device of claim 4 wherein a sharpened distal tip of the needle exits a distal end of the body portion at an exit port. 6. The device of claim 4 wherein a sharpened distal tip of the needle is covered by the body portion when the needle is in a retracted position and the sharpened distal tip extending beyond a distal end of the body portion when the needle is in an extended position. 7. The device of claim 4, wherein the means for driving the needle to form the incision in skin includes a spring. 8. The device of claim 4, wherein the means for retracting the needle from the skin includes a spring. 9. The device of claim 4, further comprising: a stop member configured to limit the depth of penetration of the needle into the skin. 10. A tissue penetrating device, comprising: a housing;at least one penetrating member configured to form an incision in tissue, the at least one penetrating member slidably received in the housing;a penetrating member driver coupled to the at least one penetrating member;a stop member configured to limit the depth of penetration of the at least one penetrating member into the tissue; anda retraction mechanism configured to retract the at least one penetrating member after forming the incision. 11. The device of claim 10, further comprising: wherein the penetrating member driver includes a spring mechanism in the housing that is configured to move the at least one penetrating member in the forward direction. 12. The device of claim 10, wherein the retraction mechanism includes a spring disposed in the housing. 13. The device of claim 10, wherein the at least o... | Roche Diagnostics Operations, Inc. | A61B005/00 A61B017/14 A61B017/32
US08231542 | B2 | 2012-07-31 | System for analyzing thermal data based on breast surface temperature to determine suspect conditions | 2009-08-27 | A portable computing device or microprocessor/storage system including temperature sensors used to collect temperature readings of a breast tissue of a subject. The device would collect data from the sensors at regular time intervals over a period of time. All of the generated temperature data is stored in the portable computing or storage device. The sensors are placed on the greatest areas of interest on the breast, based on where most cancers develop, by using a sensor placeholder. The sensor placeholder would be lobate shaped, with the sensor placeholder aligning with the glandular regions of the breast where cancers are most likely to develop. The temperature data is then analyzed by one or more classifier systems and classified as either suspect or non-suspect tissue. | 1. A system for analyzing a set of temperature readings of breast tissue of a subject to identify suspect tissue and non-suspect tissue, comprising: a set of temperature sensors for sensing the set of temperature readings over a predetermined period, each temperature sensor among the set of temperature sensors placed at a predetermined position on a breast of the subject;a storage system storing the set of temperature readings received from the set of temperature sensors; andan ensemble of classifier systems including two or more classifier systems, the ensemble of classifier systems trained using one or more actual temperature readings including an above average temperature reading corresponding to suspect tissue, an average temperature reading corresponding to non-suspect tissue, and an anomalous temperature reading corresponding to non-suspect tissue, the ensemble of classifier systems receiving the set of temperature readings as an input, generating two or more output labels identifying the breast tissue as suspect tissue or non-suspect tissue, and combining the two or more output labels into a single diagnosis identifying the breast tissue as suspect tissue or non-suspect tissue, wherein a weight of each label from the two or more output labels determines a relative contribution of the label towards the single diagnosis. 2. The system as recited in claim 1, wherein suspect tissue includes cancerous tissue, benign tissue, and suspected cancerous tissue. 3. The system as recited in claim 1, wherein the ensemble of classifier systems is trained using the one or more actual temperature readings corresponding to one or more known output labels using one or more of supervised learning, unsupervised learning, or reinforcement learning. 4. The system as recited in claim 1, wherein the ensemble of classifier systems includes a neural network. 5. The system as recited in claim 4, wherein the neural network was trained using one or more actual temperature readings corresponding to one or more known output labels using either back-propagation or neuroevolution. 6. The system as recited in claim 1, wherein the ensemble of classifier systems includes two or more neural networks, each neural network among the two or more neural networks provided with different node weights, a different topology, or different activation functions or trained using a different set of one or more actual temperature readings corresponding to one or more known output labels. 7. The system as recited in claim 1, wherein the ensemble of classifier systems includes one or more of a back-propagation neural network, a neural network trained with neuroevolution, a radial basis function, a Gaussian mixture model, a fuzzy network, a neural network, and a support vector machine. 8. The system as recited in claim 1, wherein the predetermined period is 24 hours or less. 9. The system as recited in claim 1, further comprising a portable device including a microprocessor, the storage... | Lifeline Biotechnologies, Inc. | A61B005/00
US08335553 | B2 | 2012-12-18 | CT-free spinal surgical imaging system | 2007-09-25 | A system and method for generating three dimensional CT-type information from a conventional C-arm fluoroscope imaging system. A small number of fluoroscope images are used, taken from angles whose pose is determined by means of a three-dimensional target attached to the region of interest, aided by the participation of the surgeon or an image processing routine to pinpoint known anatomical features in the region of interest of the patient. This procedure enables the reconstruction of virtual images in any desired plane, even in planes other than those accessible by the C-arm imaging process, such as the axial plane of a vertebra. Use of this system and method of marking of the feature to be treated in a small number of angularly dissimilar images, enables the generation of CT-type information which can be used to accurately align a robotically guided surgical tool with the anatomical feature. | 1. A method of determining a path for performing a surgical procedure through an anatomical feature of a subject, comprising the steps of: disposing a target having an array of X-ray opaque markers in a three dimensional pattern, in the region of said anatomical feature of said subject, and in a location fixed relative to said anatomical feature of said subject;providing an X-ray source to generate fluoroscopic images of said region of said anatomical feature of said subject, including said target;taking at least two fluoroscopic images of said anatomical feature of said subject including said target, said images being aligned in a generally anterior-posterior orientation;marking on each of said at least two fluoroscopic images the estimated position of the center of said anatomical feature;using said target to define the spatial position of said source relative to said anatomical feature of a subject;generating an axial plane virtual image of said anatomical feature of said subject, including a line for each image alignment, said lines for each image alignment being computed to run between said source and said marked position; andusing the intersection of said lines to generate a safe zone for performing said surgical procedure through said anatomical feature. 2. A method according to claim 1 and wherein said anatomical feature is a pedicle of a vertebra of the subject. 3. A method according to claim 2 and wherein said safe zone is used to provide instructions to a device for drilling pedicle screw holes. 4. A method according to claim 1 and wherein said marking is performed by means of operator intervention. 5. A method according to claim 4 and wherein said marking is performed by means of an image processing procedure. 6. A method of determining a path through an orthopedic feature of a subject, comprising the steps of: attaching a target to said subject in the region of said orthopedic feature;providing an X-ray source to generate fluoroscopic images of said orthopedic feature of said subject;taking at least two fluoroscopic images of said orthopedic feature, said images aligned in a generally anterior-posterior orientation;marking on each of said fluoroscopic images the estimated position of the center of said orthopedic feature;using said target to define the spatial position of said source relative to said orthopedic feature of said subject;generating an axial plane virtual image of said orthopedic feature, comprising lines for each image alignment, said lines to run between said source and said marked positions; andusing the data relating to said lines to determine said path through said orthopedic feature of said subject. 7. A method according to claim 6 and wherein said orthopedic feature is a pedicle of a vertebra of the subject, and said path is a safe path for the insertion of a pedicle screw. | Mazor Robotics Ltd. | A61B005/05
US07978064 | B2 | 2011-07-12 | Communication system with partial power source | 2009-09-21 | The system of the present invention includes a conductive element, an electronic component, and a partial power source in the form of dissimilar materials. Upon contact with a conducting fluid, a voltage potential is created and the power source is completed, which activates the system. The electronic component controls the conductance between the dissimilar materials to produce a unique current signature. The system can be used in a variety of different applications, including as components of ingestible identifiers, such as may be found in ingestible event markers, e.g., pharma-informatics enabled pharmaceutical compositions. | 1. A system comprising: a control device for altering conductance; anda partial power source comprising: a first material electrically coupled to the control device; anda second material electrically coupled to the control device and electrically isolated from the first material,wherein the first and second materials are selected to provide a voltage potential difference as a result of the materials being in contact with a conducting liquid, andwherein the control device alters the conductance between the first and second materials such that the magnitude of the current flow is varied to encode information in a signal radiated by the conducting liquid and the encoded information is remotely detectable by a receiver. 2. The system of claim 1 wherein the control device comprises a switching module electrically coupled to the first and second materials and wherein the switching module alters the conductance between the first and second materials. 3. The system of claim 1 further comprising a support structure, wherein the first and second materials are physically associated with the support structure. 4. The system of claim 3 further comprising at least one current path extender associated with the support structure. 5. The system of claim 4 wherein the current path extender comprises a membrane. 6. The system of claim 3 wherein the first and second materials are positioned on opposite sides of the support structure and further comprising a non-conducting material positioned between the first and second materials. 7. An event marking apparatus for producing an identifiable current signature associated with ingestion of a pharmaceutical product, the apparatus comprising: a pharmaceutical product in an ingestible form; anda system secured to the product and activated upon contact with conductive fluid, the system comprising: a support structure;a control device secured to the support structure for controlling the conductance of the system;a first material physically associated with the support structure and electrically coupled to the control device;a second material electrically coupled to the control device and physically associated with the support structure at a location different from the location of the first material, such that the first and second materials are electrically isolated from each other; anda non-conductive membrane secured to the support structure and positioned relative to the first and second materials to facilitate extension of the electrical path between the first material and second material around said non-conductive membrane through the conductive fluid;wherein the first and second materials are selected to provide a voltage potential difference as a result of the materials being in contact with the conductive fluid thus providing a source of power; andwherein the control device comprises switching logic that is electrically coupled to the first material and the second material and wherein the switching logic controls... | Proteus Biomedical, Inc. | G08B001/08
US08265743 | B2 | 2012-09-11 | Fixation-locked measurement of brain responses to stimuli | 2009-12-23 | Fixation-locked measurement of brain activity generates time-coded cues indicative of whether an operator exhibited a significant cognitive response to task-relevant stimuli. The free-viewing environment is one in which the presentation of stimuli is natural to the task encompassing both pre- and post-fixation stimuli and the operator is allowed to move his or her eyes naturally to perform the task. | 1. A method of single-trial detection of significant cognitive responses to stimuli, comprising: measuring EEG data of an operator's brain activity to stimuli from a plurality of electrodes placed on the operator's scalp;tracking the operator's free eye movement to determine fixation events;applying a fixation-locked window to the EEG data to generate a time segment of EEG data for each said fixation event;extracting one or more features from each time segment of EEG data;for each said fixation event, presenting said one or more features to a classifier to generate a fixation-locked cue as a likelihood output indicative of whether the operator exhibited a significant cognitive response to a presented stimulus; andoutputting a sequence of the cues with a time code of the associated fixation event. 2. The method of claim 1, wherein the cues and time-code are output in real time. 3. A method of single-trial detection of significant cognitive responses to stimuli, comprising: measuring EEG data of an operator's brain activity to stimuli from a plurality of electrodes placed on the operator's scalp;tracking the operator's free eye movement to determine fixation events;applying a fixation-locked window to the EEG data to generate a time segment of EEG data for each said fixation event, wherein the fixation-locked window comprises a pre-fixation window including EEG data before the fixation event and a post-fixation window including EEG data after the fixation event;extracting one or more features from each time segment of EEG data;for each said fixation event, presenting said one or more features to a classifier to generate a fixation-locked cue indicative of whether the operator exhibited a significant cognitive response to a presented stimulus; andoutputting a sequence of the cues with a time code of the associated fixation event. 4. The method of claim 3, wherein the cue is a binary decision output. 5. The method of claim 3, wherein the cue is a likelihood output. 6. The method of claim 3, wherein said one or more features are extracted separately from the EEG data in said pre-fixation and post-fixation windows. 7. The method of claim 6, wherein the features extracted from the EEG data in the pre-fixation window are presented to a pre-fixation locked sub-classifier that generates a pre-fixation cue, the features extracted from the EEG data in the post-fixation window are presented to a post-fixation locked sub-classifier that generates a post-fixation cue and the pre-fixation cue and post-fixation cue are presented to a fusion classifier that generates the cue. 8. The method of claim 7, wherein the sub-classifiers are trained by: monitoring a subject's EEG signals and eye-movement;displaying a pattern of targets and non-targets to the subject as stimuli;highlighting in sequence a different one of the targets or non-targets causing the subject's eyes to saccade to the highlighted target or non-target;monitoring subject input indicating subject... | Teledyne Scientific & Imaging, LLC | A61B005/04
US08521266 | B2 | 2013-08-27 | Methods for the detection and/or diagnosis of biological rhythm disorders | 2009-10-09 | Method, system and apparatus to detect, diagnose and treat biological rhythm disorders. In preferred particularly desirable embodiment relating to the real-time detection of heart rhythm disorders, this invention identifies localized sources for complex rhythms including atrial fibrillation to guide the localized application of energy to modify the source and treat the rhythm disorder. | 1. A method of detecting one or more causes of a heart rhythm disorder, the method comprising: sensing heart activation signals at multiple locations using a plurality of sensors;collecting from said plurality of sensors data comprising a sensor location of each sensor and an activation onset time of each heart activation signal at each sensor location such that a plurality of activation onset times at a plurality of sensor locations is collected;arranging a sequence of the plurality of activation onset times at the plurality of sensor locations to create an activation trail; anddetermining at least one approximate core region in relationship to the activation trail indicative of the one or more causes of said heart rhythm disorder. 2. The method of claim 1, further comprising selecting a cause from said one or more causes indicative of a primary cause of said heart rhythm disorder. 3. The method of claim 2, wherein said selecting said cause is based on criteria selected from the group consisting of a number of activation trail repetitions, a rate of activation trail repetitions, a number of localized causes, a volume of tissue associated with the activation trail, whether a cause is localized or dispersed, a location of the cause within the heart and combinations thereof. 4. The method of claim 1, wherein the activation trail comprises a rotational pattern or a radially emanating pattern. 5. The method of claim 4, wherein the rotational pattern revolves about the at least one approximate core region or the radially emanating pattern emanates from the at least one approximate core region. 6. The method of claim 5, wherein said approximate core region is a rotor. 7. The method of claim 4, wherein said rotational pattern or said radially emanating pattern is visually displayed. 8. The method of claim 4, wherein said rotational pattern or said radially emanating pattern is repeating. 9. The method of claim 4, further comprising storing data associated with said activation trail in a database. 10. The method of claim 4, further comprising augmenting or modifying the activation trail based upon comparisons with similar activation trails associated with data stored in a database. 11. The method of claim 1, wherein the activation onset times in the sequence are arranged based on their relative activation onset time. 12. The method of claim 1, further comprising visually depicting sequences of activation onset times at each sensor location to display the activation trail indicative of a cause of said heart rhythm disorder. 13. The method of claim 12, further comprising analyzing the heart activation signals at one or more of the multiple locations to approximate the activation trail indicative of a cause of said heart rhythm disorder. 14. The method of claim 13, wherein analyzing the signals comprises analyzing one of rate, regularity, amplitude, duration, and location. 15. The method of claim 13, wherein a number of locations is reduced as... | The Regents of the University of California | A61B005/04
US08688188 | B2 | 2014-04-01 | Analyte monitoring device and methods of use | 2009-06-30 | In aspects of the present disclosure, a no coding blood glucose monitoring unit including a calibration unit is integrated with one or more components of an analyte monitoring system to provide compatibility with in vitro test strip that do not require a calibration code is provided. Also disclosed are methods, systems, devices and kits for providing the same. | 1. An apparatus including an integrated monitor and display unit, comprising: a housing, comprising: a radio frequency (RF) receiver disposed in the housing to receive data from a transmitter that is configured and arranged to transmit data relating to analyte levels from a transcutaneous analyte sensor;an analyte sensor port coupled with the housing and configured to receive an in vitro analyte sensor, wherein the in vitro analyte sensor generates an analyte signal from a fluid sample;a memory configured to store a universal calibration parameter associated with all in vitro analyte sensors that are no-coding in vitro analyte sensors, wherein the universal calibration parameter is stored in the memory prior to receipt of the in vitro analyte sensor in the analyte sensor port; anda processor disposed in the housing and operatively coupled to the RF receiver and the memory, the processor configured to validate the data relating to analyte levels from the transcutaneous analyte sensor based at least in part on the analyte signal generated by the in vitro analyte sensor, to recognize the in vitro analyte sensor without a user inputting information when the in vitro analyte sensor is received in the analyte sensor port and is a no-coding in vitro analyte sensor, and to retrieve the universal calibration parameter stored in the memory when the recognized in vitro analyte sensor is the no-coding in vitro analyte sensor. 2. The apparatus of claim 1, wherein the analyte sensor port comprises a first contact structure and a second contact structure configured to contact the in vitro analyte sensor. 3. The apparatus of claim 1, wherein the in vitro analyte sensor is a calibration-adjusted in vitro analyte sensor. 4. The apparatus of claim 1, wherein the universal calibration parameter stored in the memory includes a universal calibration code. 5. The apparatus of claim 1, wherein the transcutaneous analyte sensor comprises a plurality of electrodes including a working electrode, wherein the working electrode comprises an analyte-responsive enzyme and a mediator, and wherein at least one of the analyte-responsive enzyme and the mediator is chemically bonded to a polymer disposed on the working electrode. 6. The apparatus of claim 5, wherein at least one of the analyte-responsive enzyme and the mediator is crosslinked with the polymer. 7. The apparatus of claim 1, wherein the universal calibration parameter stored in the memory is a standard calibration code, and the in vitro analyte sensor is manufactured to fit the standard calibration code. 8. The apparatus of claim 1, wherein the transcutaneous analyte sensor is configured to monitor one or more of glucose, lactate, or oxygen in interstitial fluid. 9. A method, comprising: detecting a presence of an in vitro analyte sensor having a fluid sample thereon, using an integrated monitor connected to an analyte sensor port configured for receiving the in vitro analyte sensor;determining a type of in vit... | Abbott Diabetes Care Inc. | A61B005/05 A61B005/00
US08805479 | B2 | 2014-08-12 | Method and a computer program for determining a functional property of a moving object | 2008-02-07 | A system for determining a functional property of a moving object includes a tag contactable to the object such that the tag follows the movement of the object. The system further includes a movement determination device configured to determine the movement of the tag. The system also includes a functional property determination device configured to determine a functional property of the object from the determined movement of the tag. | 1. A system for determining a functional property of a moving object without direct imaging of the moving object itself, the system comprising: a tag configured to be in direct contact with the moving object such that the tag follows movement of the moving object, wherein the moving object is the heart of a subject;an imager configured to provide images of the tag;a movement determination device configured to determine movement of the tag based on the images of the tag; anda functional property determination device configured to determine the functional property of the moving object from the determined movement of the tag, wherein the functional property is a degree of synchrony between cardiac chambers of the heart or a cardiac output,wherein the tag comprises an electrode configured to influence the movement of the moving object by electrically pacing the heart, wherein the electrode is changeable at least between a first influencing condition and a second influencing condition, wherein the movement determination device and the electrode are controllable such that a first movement of the tag is determined when the electrode is in the first influencing condition and that a second movement of the tag is determined when the electrode is in the second influencing condition, and wherein the functional property determination device is controllable such that the functional property is determined at least twice, one time from the first movement of the tag and another time from the second movement of the tag, in order to determine the influence of the electrode on the functional property of the moving object. 2. The system as defined in claim 1, wherein the functional property determination device is further configured to determine a movement of the moving object from the determined movement of the tag and to determine the functional property of the moving object from the determined movement of the moving object. 3. The system as defined in claim 1, wherein the moving object comprises a first object within a second object, wherein the tag is configured to be insertable into the second object such that the tag is configured to contact the first object such that the tag follows the movement of the first object. 4. The system as defined in claim 3, wherein at least one first tag is configured to be in contact with the right chamber of the heart, wherein at least one second tag is configured to be in contact with the left chamber of the heart, wherein the movement determination device is further configured to determine a movement of the at least one first tag and of the at least one second tag. 5. The system as defined in claim 4, wherein the functional property determination device is further configured to determine a degree of synchrony between the movement of the right chamber and the left chamber of the heart from the determined movement of the at least one first tag and the at least one second tag. 6. The system as defined in claim 4, wherein the ... | Koninklijke Philips N.V. The General Hospital Corp. | A61B005/05
US08285399 | B2 | 2012-10-09 | Present invention is directed to a feeding tube in particular for total parental nutrition and/or medicine dosing | 2007-11-09 | The present application is directed to a feeding tube in particular for total parental nutrition and/or medicine dosing. The feeding tube functionality is combined with internal monitoring of vital functions, such as ECG, PH, etc. The position of the electrodes is essential for measuring the optimal signal. In the present application the optimal position is determined by measuring the inversion point of the ECG signal. During insertion of the catheter or modified feeding tube the ECG signal is continuously monitored. Via an acoustic signal the strength of the signal is notable. This enables the nursing staff a simple control of the insertion process. | 1. A feeding tube for at least one of total parental nutrition and medicine dosing of a patient comprising: a tubular member configured to carry at least one of nutrients and medicine; at least one sensor interconnected to the tubular member for internal monitoring of a patient's vital functions, one of the sensors being connected with an ECG signal monitoring device which continuously monitors an ECG signal of the patient; and the ECG signal monitoring device using the ECG signal for positioning the feeding tube in an esophagus of the patient in an optimal position; wherein the ECG signal is measured as a function of the position of the feeding tube and an inversion of the ECG signal indicates a position, which acts as a reference position from which the feeding tube is moved a pre-specified distance within the patient's esophagus to reach the optimal position; and wherein the ECG signal monitoring device generates an acoustic signal in response to the feeding tube position crossing an inversion point of the ECG signal. 2. The feeding tube according to claim 1, wherein the ECG signal monitoring device includes at least two electrodes being placed near a distal end of the feeding tube. 3. The feeding tube according to claim 2, wherein the two electrodes are spaced from each other with a distance of 1 cm to 4 cm. 4. The feeding tube according to claim 3, wherein the distance between a distal end of the feeding tube and an electrode facing the distal end of the feeding tube depends on the size of the patient to be monitored. 5. The feeding tube according to claim 1, wherein variations of the ECG signal detected by the at least one sensor indicates a displacement of the feeding tube within the patient's esophagus. 6. The feeding tube according to claim 5, wherein the ECG signal monitoring device generates a signal upon detection of a displacement of the feeding tube within the esophagus. 7. A non-invasive patient assessment and monitoring system for total parental nutrition and/or medicine dosing comprising: a feeding tube including a plurality of sensors for internally and continuously monitoring an ECG signal of a patient; an electronic monitoring system which receives data from the sensors and includes a positioning assisting monitor and an acoustic signal generator, wherein while placing the feeding tube into an esophagus of the patient, the ECG signal is displayed at the monitor and a sound is generated by said acoustic signal generator in response to the at least one electrode reaching a point in the esophagus in which the ECG-signal inverts. 8. The non-invasive patient assessment and monitoring system according to claim 7, wherein the sensors including at least one of a thermistor, a plurality of electrodes for an impedance measurement, a pH sensor and an ultrasound sensor and the electronic system is adapted to receive data from said sensors relating to at least one of a body temperature, blood flow, heart rate, respiration, and PH se... | Koninklijke Philips Electronics N.V. | A61N001/00 A61B005/00 A61B005/04 A61B005/05
US08271076 | B2 | 2012-09-18 | Correction device to be incorporated into brain wave interface system, its method, and computer program | 2008-10-28 | An option which is considered to be desired by a user is determined by using an electroencephalogram interface (IF), and a determination error for the option is detected based on an electroencephalogram. If a determination error is detected, the option is corrected based on the electroencephalogram information which was used for the option determination.;A correction apparatus to be incorporated in an electroencephalogram IF system is provided. The electroencephalogram IF system includes a biological signal measurement section, an analysis section for analyzing an event-related potential contained in an electroencephalogram signal of a user, an inference section for inferring an option desired by the user based on a result of analysis, and an output section for presenting the option inferred by the inference section to the user. The biological signal measurement section measures the electroencephalogram signal of the user based on a point of presenting the option to the user as a starting point. The correction apparatus includes: a determination section for determining correctness of the inferred option based on an event-related potential contained in an electroencephalogram signal acquired after inference of the option; and a correction section for, when the inferred option is determined to be incorrect, correcting the inferred option based on the event-related potential before inference of the option and designating a device operation based on the option after correction. | 1. A correction apparatus to be incorporated in an electroencephalogram interface system, the electroencephalogram interface system including:a biological signal measurement section for measuring and storing an electroencephalogram signal of a user,an analysis section for analyzing an event-related potential contained in the electroencephalogram signal,an inference section for inferring an option which is desired by the user based on a result of analysis by the electroencephalogram analysis section, andan output section for presenting the option inferred by the inference section to the user,the biological signal measurement section configured for measuring the electroencephalogram signal of the user based on a point of presenting the option to the user as a starting point, wherein,the correction apparatus comprises a processor device that includes:a determination section configured to determine correctness of the inferred option based on an event-related potential contained in the electroencephalogram signal acquired after inference of the option; anda correction section configured to, when the inferred option is determined to be incorrect, correct the inferred option based on the event-related potential which was used for inference of the option, and designate a device operation based on the option after correction. 2. The correction apparatus of claim 1, wherein the determination section determines correctness of the inferred option based on a positive waveform near 600 milliseconds of an event-related potential in the electroencephalogram signal acquired after inference of the option. 3. The correction apparatus of claim 2, wherein, the determination section retains a threshold value for determining correctness of the option; andthe determination section determines correctness of the inferred option based on whether or not a level of positive amplitude near 600 milliseconds of an event-related potential in the electroencephalogram signal acquired after inference of the option, equal to or greater than the threshold value. 4. The correction apparatus of claim 2, wherein, the determination section retains a threshold value for determining correctness of the option; andfurthermore the determination section changes the threshold value in accordance with a difference in characteristic features near 300 milliseconds between an event-related potential which is measured corresponding to presentation of the inferred option and an event-related potential which is measured corresponding to presentation of another option, in the electroencephalogram signal which was used for inference of the option. 5. The correction apparatus of claim 4, wherein the determination section changes the predetermined threshold value in accordance with a difference in peak amplitude levels near 300 milliseconds between an event-related potential which is measured corresponding to presentation of the inferred option and an event-related potential which is measured correspo... | Panasonic Corporation | A61B005/04
US07996062 | B2 | 2011-08-09 | Double-contrast technique for MRI-guided vascular interventions | 2009-10-13 | Methods for confirming location of a catheter tip relative to a targeted location in a blood vessel of a subject and improving visualization of the blood vessels downstream of the catheter tip are provided. The methods comprise acquiring and displaying a first modified MR image of the subject's blood vessels between an insertion site for the catheter and the targeted location; acquiring and displaying a sequence of modified MR images of the blood vessels to monitor advancement of an inserted catheter from the insertion site to an intraluminal stop site at or near the targeted location; delivering a bolus of a magnetic resonance contrast agent through the tip of the catheter and to the intraluminal stop site, wherein the magnetic contrast agent alters the first modified MR image of the subject's blood vessels; acquiring and displaying an updated second MR modified image of the blood vessels at and downstream of the tip of the catheter. Systems and computer readable medium storing computer executable instructions operable to perform computer executable aspects of the present methods are also provided. | 1. A method, comprising: acquiring and displaying a first MR image of one or more blood vessels between an insertion site for a catheter and a targeted location for the catheter, where the first MR image depends on an MR mechanism that darkens an MRI image of blood;monitoring movement of a tip of the catheter;causing a magnetic resonance contrast agent to be introduced into the blood vessel through the catheter;acquiring and displaying a second MR image of the blood vessels between the catheter and the target location, the acquiring being coordinated with the MR agent delivery, where the second MR image depends on delivery parameters of a contrast agent that enhances the brightness of an MR image of blood; anddetermining the location of the tip of the catheter relative to a targeted location in a blood vessel of a subject based, at least in part, on one or more of, the first MR image and the second MR image. 2. The method of claim 1, where the delivery parameters include at least one of, a contrast agent dosage, a number of contrast agent dosages to be introduced to the blood vessel, and time elapsed between contrast agent dosages being introduced to the blood vessel. 3. The method of claim 1, where the second MR image is a T1 weighted image. 4. The method of claim 1, where the second MR image focuses on at least one of, blood vessel walls, atherosclerotic plaque, and extravascular tissue. 5. The method of claim 1, where causing the contrast agent to be introduced into the blood vessel comprises, measuring a baseline amount of contrast agent in the blood vessel, measuring the length of time that elapses for the contrast agent to pass out of the blood vessel, and measuring the length of time that elapses for the signal to recover from the effects of the contrast agent. 6. The method of claim 1, where the magnetic resonance contrast agent is a gadolinium compound. 7. The method of claim 1, where the contrast agent is delivered to the blood vessel as a series of dosages. 8. The method of claim 7, where the series of dosages are given at predetermined times to maintain a flow of the magnetic resonance contrast agent. 9. A method, comprising: acquiring and displaying a first MR image of one or more blood vessels between an insertion site for a catheter and a targeted location for the catheter, where the first MR image depends on an MR mechanism that enhances the brightness of an MR1 image of blood;monitoring movement of a tip of the catheter;causing a magnetic resonance contrast agent to be introduced into the blood vessel through the catheter;acquiring and displaying a second MR image of the blood vessels between the catheter and the target location, the acquiring being coordinated with the MR agent delivery, where the second MR image depends on delivery parameters of a contrast agent that darkens an MR image of blood; anddetermining the location of the tip of the catheter relative to a targeted location in a blood vessel of a subject based, ... | Case Western Reserve University | A61B005/05
US08082026 | B2 | 2011-12-20 | Heartbeat detecting apparatus | 2007-09-05 | A heart beat sensor (10) comprises signal processing means (15) for performing frequency analysis of the output signal of a piezoelectric sensor (1) installed in a seat (2) and judging means (16) judges on the basis of the results of the frequency analysis that if the amplitude of the signal component in a first preset frequency range included in the output signal is in a preset amplitude range, the signal component includes a human body seating waveform indicating a person is seated in the seat (2). | 1. A heartbeat detecting apparatus comprising: a plurality of piezoelectric sensors providing output signals;a seat containing the plurality of piezoelectric sensors;each output signal including a signal component;a signal processing device that executes a frequency analysis separately on the respective output signals to provide a result; anda determining device that determines that the signal component of each of two or more of the output signals includes a waveform of a seated person indicating that a person is seated on the seat, based on the result of the frequency analysis, when the signal component exists within a first predetermined frequency range and within a predetermined amplitude range,determines that the signal component of each of the two or more output signals is a potential heartbeat signal when the signal component exists within a second predetermined frequency range and during a predetermined time frame, anddetermines that at least one of the potential heartbeat signals is a heartbeat signal of a person when the signal component of each of the two or more of the output signals includes a waveform of a seated person and is determined to be a potential heartbeat signal. 2. The heartbeat detecting apparatus according to claim 1, further comprising: a filter portion eliminating another signal component, existing within a frequency range of a vehicle vibration, from the output signals of the piezoelectric sensors. 3. A heartbeat detecting apparatus comprising: a plurality of piezoelectric sensors providing output signals;a seat containing the plurality of piezoelectric sensors;each output signal including a signal component;a signal processing device that executes a frequency analysis separately on the respective output signals to provide a result; anda determining device that determines that the signal component of each of two or more of the output signals include a waveform of a seated person indicating that a person is seated on the seat, based on a result of the frequency analysis,determines that the signal component of each of two or more of the output signals is a potential heartbeat signal when the signal component exists within a predetermined frequency range and during a predetermined time frame, anddetermines that at least one of the potential heartbeat signals is a heartbeat signal of a person when the signal components of each of the two or more of the output signals includes a waveform of a seated person and are determined to be potential heartbeat signals. 4. The heartbeat detecting apparatus according to claim 3, further comprising: a filter portion eliminating another signal component, existing within a frequency range of a vehicle vibration, from the output signals of the piezoelectric sensors. 5. A heartbeat detecting apparatus comprising: a first piezoelectric sensor and a second piezoelectric sensor providing a first output signal and a second output signal, respectively;a seat containing the first piezoelectr... | Aisin Seiki Kabushiki Kaisha | A61B005/04
US08613705 | B2 | 2013-12-24 | Central venous pressure sensor and method to control a fluid or volume overload therapy | 2009-08-04 | An implantable system for monitoring a hydration state of a patient and adjusting fluid removal from the patient includes a pressure sensor implantable within an inferior vena cava of the patient and a processor. The pressure sensor senses and generates an output representative of a baseline inferior vena caval pressure value of the patient and chronically senses and generates outputs representative of an inferior vena caval pressure value of the patient. The processor compares differences between the baseline inferior vena caval pressure value and subsequent inferior vena caval pressure values. The processor can reside in another implantable device or in an external device/system. | 1. A method of controlling a rate of fluid removal from a patient for volume overload therapy, the method comprising: measuring a first inferior vena caval pressure value of the patient using a pressure sensor chronically implanted at least partially within a central venous system of the patient;chronically measuring a plurality of second inferior vena caval pressure values of the patient at periodic intervals using the pressure sensor;remotely transmitting the first and second inferior vena caval pressure values to an external fluid or volume overload therapy device;comparing, using a processor, differences in the first inferior vena caval pressure value to the second inferior vena caval pressure values;correlating the differences between the first inferior vena caval pressure value and any one or a plurality of the second inferior vena caval pressure values to the hydration state of the patient; andadjusting a rate of fluid removal from the patient using the external fluid or volume overload therapy device based on the correlation of the differences between the first inferior vena caval pressure value and the any one or a plurality of the second inferior vena caval pressure values to the hydration state of the patient. 2. The method of claim 1, further comprising comparing trends of the first and second pressure values. 3. The method of claim 1, wherein chronically measuring the plurality of second inferior vena caval pressure values comprises chronically measuring the inferior vena caval pressure values when the patient is ambulatory. 4. The method of claim 1, wherein chronically measuring a plurality of second inferior vena caval pressure values comprises chronically measuring the inferior vena caval pressure values before, during and after adjusting the rate of fluid removal from the patient. 5. The method of claim 1, further comprising alerting a clinician when the difference between the first inferior vena caval pressure value and any one or a plurality of the second inferior vena caval pressure values exceeds a predetermined value. 6. A method of controlling a fluid or volume overload therapy being administered to a patient comprising: sensing and generating an output representative of a baseline inferior vena caval pressure value of the patient before administering the fluid or volume overload therapy using a pressure sensor implanted in the inferior vena cava;chronically sensing and generating outputs representative of the inferior vena caval pressue value of the patient during the fluid or volume overload therapy using the pressure sensor implanted in the inferior vena cava;transmitting a signal from the pressure sensor representative of the baseline inferior vena cava pressure and the inferior vena cava pressure value during the fluid or volume overload therapy to an external fluid or volume overload therapy device;comparing, using a processor, differences between the output representative of the baseline inferior vena cava press... | Cardiac Pacemakers, Inc. | A61B005/02
US08380296 | B2 | 2013-02-19 | Automatic activation of medical processes | 2009-12-30 | Systems and methods involve automatic activation, de-activation or modification of therapies or other medical processes based on brain state. A medical system includes a sensor system having one or more sensors configured to sense signals related to the brain state of the patient. A brain state analyzer detects various brain states, including sleep stage and/or brain seizures. A controller uses the brain state detection information to control a medical system configured to perform at least one respiratory or cardiac process. Methods involve sensing signals related to brain state and determining the brain state of a patient based on the sensed signals. At least one respiratory or cardiac medical process is controlled based on the patient's brain state. | 1. A system, comprising: a sensor system having one or more sensors configured to sense brain activity;a brain activity detector coupled to the sensor system and configured to determine a brain state based on signals received from the sensor system, the detector configured to identify proarrhythmic periods;a medical system configured to perform at least one respiratory or cardiac process; anda controller coupled to the brain activity detector and the medical system, the controller configured to activate, de-activate or adjust the at least one cardiac or respiratory process in response to the identified proarrhythmic periods. 2. The system of claim 1, wherein the sensor system comprises at least one EEG sensor. 3. The system of claim 1, wherein the sensor system comprises at least one EEG sensor and at least one EMG sensor. 4. The system of claim 1, wherein the sensor system comprises at least one respiratory sensor. 5. The system of claim 1, wherein the brain activity detector is configured to detect sleep stage. 6. The system of claim 1, wherein the medical system comprises an external respiratory therapy device. 7. The system of claim 6, wherein the controller is disposed in the external respiratory therapy device. 8. The system of claim 1, wherein the medical system comprises an implantable cardiac rhythm management device. 9. The system of claim 8, wherein the controller is disposed in the implantable cardiac rhythm management device. 10. The system of claim 1, wherein the medical system comprises a cardiac rhythm management device and an external respiratory therapy device. 11. The system of claim 1, wherein the system comprises a communications interface configured for effecting communications with a network server system, and the controller comprises a controller of the network server system. 12. The system of claim 1, further comprising a display coupled to the controller. 13. A method, comprising: sensing signals indicative of brain activity;determining a brain state of a patient and identifying proarryhthmic periods based on the sensed signals; andcontrolling at least one of a respiratory or a cardiac medical process in response to the identified proarrhythmic periods. 14. The method of claim 13, wherein sensing the signals indicative of brain activity comprises sensing respiration signals. 15. The method of claim 13, wherein: sensing signals related to brain activity comprises determining a sleep stage of the patient; andcontrolling the at least one medical process comprises activating, de-activating or adjusting therapy based on the patient's sleep stage. 16. The method of claim 13, wherein: sensing signals related to brain activity comprises sensing the signals indicative of seizure; andcontrolling the at least one medical process comprises activating, de-activating or adjusting arrhythmia therapy based on the signals indicative of seizure. 17. The method of claim 13, wherein sensing signals comprises sensing at least... | Cardiac Pacemakers, Inc. | A61B005/04
US08210168 | B2 | 2012-07-03 | Gastric insertion confirmation device and method of use | 2009-08-21 | A confirmation device. The device includes a housing having a central passageway and a secondary passageway extending from the central passageway. The device also has a negative pressure member in communication with the secondary passageway and an indicator mechanism in fluid communication with the secondary passageway for visually indicating the presence of one or more components within the secondary passageway. The negative pressure member is operable to draw fluid across the indicator mechanism. | 1. A confirmation device comprising: a housing having a central passageway and a secondary passageway extending from an opening in the central passageway to an opening in a bellows receptacle formed in the housing;a bellows mechanism in communication with the secondary passageway and including a bellows received in the bellows receptacle in the housing and forming with the bellows receptacle an expandable and collapsible volume in communication with the secondary passageway through the opening in the bellows receptacle; andan indicator mechanism in fluid communication with the secondary passageway for visually indicating the presence of one or more components within the fluid flow in the secondary passageway, wherein the indicator mechanism includes a color changing member configured to change color in the presence of one or more components and the bellows assembly is operable to draw fluid across the indicator mechanism. 2. A confirmation device as set forth in claim 1 wherein the housing is configured to be operably connected to gastric tubing. 3. A confirmation device as set forth in claim 2 wherein the housing has first and second distal connectors for engaging first and second lumens in the gastric tubing. 4. A confirmation device as set forth in claim 1 wherein the housing has a vent passageway communicating with the second distal connector, and the device further includes a vent mechanism for enabling passage of ambient air into the vent passageway. 5. A confirmation device as set forth in claim 4 wherein the vent mechanism is configured to release excess pressure from within the GI tract of a patient. 6. A confirmation device as set forth in claim 1 further comprising an obstruction assembly configured to selectively obstruct the central passageway. 7. A confirmation device as set forth in claim 6 wherein the obstruction assembly includes a stopcock valve. 8. A confirmation device as set forth in claim 6 wherein the obstruction assembly includes an end cap. 9. A confirmation device as set forth in claim 1 wherein the color changing member is configured to change to a first color in the presence of a first component. 10. A confirmation device as set forth in claim 9 wherein the color changing member is configured to change to a second color in the presence of a second component. 11. A confirmation device as set forth in claim 1 wherein the bellows is affixed to a portion of the housing. 12. A confirmation device as set forth in claim 1 wherein the housing includes a color scale for referencing a meaning of the color change. 13. A confirmation device as set forth in claim 1 wherein the housing includes a clear portion for viewing the indicator mechanism. 14. A confirmation device as set forth in claim 1 wherein the housing is integrally formed with a valve assembly. | Tyco Healthcare Group LP | A61M016/00
US08157733 | B2 | 2012-04-17 | Blood pressure measurement apparatus | 2007-08-23 | The present invention relates to a blood pressure measurement apparatus comprising: an input unit where at least one value selected from the maximum applied pressure, which is the applied pressure at which the maximum pulse pressure is attained during the pulse pressure measurement at the measurement part, the maximum pulse pressure, which is the pulse pressure at the maximum applied pressure, the depth of blood vessel at the measurement part measured by a pressure sensor, the elasticity of skin tissue at the measurement part and the elasticity of blood vessel at the measurement part is inputted; and a mean arterial pressure calculation unit where the mean arterial pressure is calculated from the input values of the maximum applied pressure, the depth of blood vessel and the elasticity of skin tissue. The present invention offers more effective and reliable blood pressure measurement apparatus. | 1. A blood pressure measurement apparatus comprising: an input unit for inputting values including a maximum applied pressure, a depth of blood vessel at a measurement part measured by a pressure sensor, and an elasticity of skin tissue at the measurement part; anda mean arterial pressure calculation unit where a mean arterial pressure is calculated from input values of the maximum applied pressure, the depth of blood vessel and the elasticity of skin tissue. 2. The blood pressure measurement apparatus of claim 1, wherein the input unit is capable of accepting input values further including an elasticity of blood vessel at the measurement part, and the maximum pulse pressure, wherein the maximum pulse pressure is the pulse pressure at the maximum applied pressure, and further wherein the maximum applied pressure is the applied pressure at which the maximum pulse pressure is attained during a pulse pressure measurement at the measurement part. 3. The blood pressure measurement apparatus of claim 2, further including: a pulse pressure calculation unit which calculates the pulse pressure, which is a difference of systolic blood pressure and diastolic blood pressure, from the maximum pulse pressure, the elasticity of skin tissue and the elasticity of blood vessel inputted at the input unit; anda calculation processing unit which calculates the systolic blood pressure and the diastolic blood pressure, respectively, using the mean arterial pressure calculated at the mean arterial pressure calculation unit and the pulse pressure calculated at the pulse pressure calculation unit. 4. The blood pressure measurement apparatus of claim 2, wherein the maximum applied pressure is measured tonometrically by monitoring the pulse pressure change of a blood vessel depending on the pressure applied to the measurement part, and the elasticity of skin tissue is calculated from the pressure applied to the measurement part and the vertical displacement of skin caused by applying the pressure. 5. The blood pressure measurement apparatus of claim 3, wherein the maximum applied pressure is measured tonometrically by monitoring the pulse pressure change of a blood vessel depending on the pressure applied to the measurement part, and the elasticity of skin tissue is calculated from the pressure applied to the measurement part and the vertical displacement of skin caused by applying the pressure. 6. The blood pressure measurement apparatus of claim 2, wherein the mean arterial pressure calculation unit calculates the mean arterial pressure from the depth of blood vessel, the elasticity of skin tissue and the maximum applied pressure inputted at the input unit by the equation: MAP=73.2+4.03×ECS−0.0078×DB+0.169×APMwhere MAP is the mean arterial pressure, ECS is the elasticity of skin tissue, DB is the depth of blood vessel and AP is the maximum applied pressure at the M maximum pulse pressure. 7. The blood pressure measurement apparatus of claim 3, wherein the mean arter... | Daeyo Medi Co., Ltd. | A61B005/02
US08260397 | B2 | 2012-09-04 | Magnetic resonance method and apparatus for determining a kidney function parameter | 2009-10-02 | In a method to determine a kidney function parameter of kidneys of an examination person with the aid of magnetic resonance tomography, at least one magnetic resonance measurement is implemented for an examination region of the examination person that comprises a urinary bladder of the examination person, to acquire magnetic resonance data from the examination region that include at least image data. The concentration of a urophanic substance in the urinary bladder of the examination person is automatically determined based on the acquired magnetic resonance data. A volume of the urinary bladder is automatically determined based on the acquired image data. A kidney function parameter of the kidneys of the examination person is automatically determined on the basis of the determined concentration of the urophanic substance in the urinary bladder and of the specific volume of the urinary bladder. | 1. A method to determine a kidney function parameter of kidneys of an examination subject by magnetic resonance tomography, comprising the steps of: placing an examination subject in a magnetic resonance data acquisition unit with the urinary bladder of the examination subject located in an examination volume of the magnetic resonance data acquisition unit;with said magnetic resonance data acquisition unit, implementing at least one magnetic resonance data acquisition procedure to acquire magnetic resonance data from the examination volume, that comprise at least image data;using a processor to automatically determine a concentration of a urophanic substance in the urinary bladder of the examination subject from the acquired magnetic resonance data;using said processor to automatically determine a volume of the urinary bladder from the image data; andusing said processor to automatically determine a kidney function parameter of kidneys of the examination subject from the determined concentration of the urophanic substance in the urinary bladder and the determined volume of the urinary bladder. 2. A method as claimed in claim 1 comprising implementing said at least one magnetic resonance data acquisition procedure to also acquire spectroscopic data in said magnetic resonance data and, using said processor to determine the concentration of the urophanic substance from said spectroscopic data. 3. A method as claimed in claim 2 comprising implementing said at least one magnetic resonance data acquisition procedure as a combination of a magnetic resonance spectroscopy measurement and a magnetic resonance imaging measurement. 4. A method as claimed in claim 1 comprising, using said processor to determine said concentration of said urophanic substance in the urinary bladder from said image data. 5. A method as claimed in claim 1 comprising determining a concentration of inulin as said urophanic substance. 6. A method as claimed in claim 1 comprising artificially introducing the urophanic substance into the bloodstream of the examination subject at a predetermined time before implementing said at least one magnetic resonance data acquisition procedure. 7. A method as claimed in claim 6 comprising using said processor to additionally use said predetermined time to determine said kidney function parameter. 8. A method as claimed in claim 1 comprising determining a concentration of a metabolite in the body of the examination subject as said urophanic substance. 9. A method as claimed in claim 8 comprising determining a concentration of creatinine as said metabolite. 10. A method as claimed in claim 1 comprising implementing said at least one magnetic resonance data acquisition procedure to also acquire spectroscopic data among said magnetic resonance data and in using said processor to determine the concentration of the urophanic substance in the urinary bladder dependent on characteristic spectral properties of the urophanic substance represented ... | Siemens Aktiengesellschaft | A61B005/05
US07988636 | B2 | 2011-08-02 | Non-invasive electronic apparatus for measuring blood pressure | 2008-06-16 | A 3-way solenoid valve (20) is arranged between a cuff (10) and a first pressure sensor (30), wherein the common port of the 3-way solenoid valve (20) is connected with the first pressure sensor (30), the normally open port thereof connected with the cuff (10), and the normally closed port thereof connected with the air atmosphere during zeroing process. Moreover, an independent timing circuit (45) is provided additionally. In the measurement method of the present invention, the zeroing is performed with the help of the 3-way solenoid valve (20). Once a state of overtime or overpressure occurs, an air pump (50) is immediately closed, and a quick-deflation solenoid valve (60) is opened so that the pressure in the cuff (10) is released to ensure safe application. | 1. A non-invasive electronic apparatus for measuring blood pressure, which comprises a cuff, a gas pump connected with the cuff, a first pressure sensor connected with the cuff, a second pressure sensor connected with the cuff for overpressure and overtime protection, a first solenoid valve unit for deflation, a first microprocessor, a second solenoid valve which is connected between the cuff and the first pressure sensor, an independent timing circuit with timing function, and a combined precise amplification circuit including a voltage follower, a preamplifier, and an output amplifier, wherein an output terminal of the timing circuit outputs an overtime signal to an overpressure and overtime control circuit for overpressure and overtime protection while an input terminal thereof is connected with the first microprocessor for actuating the independent timing circuit, wherein the voltage follower has an input terminal connected with an output terminal of the second pressure sensor, the preamplifier has an input terminal connected with an output terminal of the voltage follower and an input terminal connected with the output terminal of the second pressure sensor, and the output amplifier has an input terminal connected with an output terminal of the preamplifier and an input terminal connected with a reference voltage signal, the output amplifier being configured to output an overpressure signal to an input terminal of the overpressure and overtime control circuit. 2. The non-invasive electronic apparatus for measuring blood pressure according to claim 1, wherein the second solenoid valve is a 3-way solenoid valve, wherein a common port of the valve is communicated with the first pressure sensor, a normally open port thereof is communicated with the cuff during measurement process, and a normally closed port thereof is communicated with atmosphere during zeroing process. 3. The non-invasive electronic apparatus for measuring blood pressure according to claim 1, wherein the independent timing circuit includes a second microprocessor having a timing and triggering function by software, wherein the second microprocessor has two I/O pins connected with two I/O pins of the first microprocessor, for receiving a time delay start instruction and a time delay stop instruction and an adult/infant setting instruction from the first microprocessor; and the second microprocessor further has another pin for outputting an overtime signal to the overpressure and overtime control circuit. 4. The non-invasive electronic apparatus for measuring blood pressure according to claim 1, wherein the first solenoid valve unit comprises a quick-deflation solenoid valve and a slow-deflation solenoid valve which are connected with the cuff, wherein the quick-deflation solenoid valve is connected with a quick-valve driving circuit and the slow-deflation solenoid valve is connected with a slow-valve driving circuit, while each of the quick-valve driving circuit and the slow-... | Shenzhen Mindray Bio-Medical Electronics Co., Ltd. | A61B005/02
US08199018 | B2 | 2012-06-12 | Detector for state of person | 2006-10-26 | An object of the present invention is to provide a human condition detecting apparatus for highly accurately detecting a human condition, without any burden. A human condition detecting apparatus of the present invention is characterized by comprising a first stimulus applying device 10 for applying a stimulus for acquisition of reference information to a subject; a second stimulus applying device 10 for applying a stimulus for acquisition of condition information to the subject; a stimulus reaction detecting device 20 for detecting reactions of the subject to the stimulus applied by the first stimulus applying device 10 and to the stimulus applied by the second stimulus applying device 10, by an ecological index of the subject; and a condition determining device 41 for determining a condition of the subject, based on a comparison between the reaction of the subject to the stimulus applied by the first stimulus applying device 10 and the reaction of the subject to the stimulus applied by the second stimulus applying device 10. | 1. A human condition detecting apparatus comprising: first stimulus applying means for applying a first stimulus for acquisition of reference information to a driver;second stimulus applying means for applying a second stimulus for acquisition of condition information to the driver;stimulus reaction detecting means for detecting reactions of the driver to the first stimulus applied by the first stimulus applying means as a reference information by an electro dermal activity of the driver and for detecting reactions of the driver to the second stimulus applied by the second stimulus applying means as a condition information by the electro dermal activity of the driver;an event determining means for determining whether a traffic-related event will occur within a predetermined time, the first stimulus applying means applying the first stimulus for acquisition of the reference information to the driver immediately prior to the traffic-related event, and the second stimulus applying means applying the second stimulus for acquisition of the condition information to the driver during the traffic-related event; andcondition determining means for determining a condition of the driver, based on a comparison between the reference information and the condition information, wherein the first stimulus applied by the first stimulus applying means is applied multiple times at a predetermined interval and one reference information is obtained from the reactions of the driver to the first stimulus applied multiple times, andthe first stimulus applying means applies the first stimulus prior to the traffic-related event every time the event determining means determines that the traffic-related event will occur. 2. The human condition detecting apparatus according to claim 1, wherein the reference information is periodically obtained at every lapse of a predetermined period. 3. The human condition detecting apparatus according to claim 1, wherein the first stimulus applied by the first stimulus applying means is applied before the second stimulus applying means applies the second stimulus. 4. The human condition detecting apparatus according to claim 1, wherein the stimulus reaction detection means is mounted on a steering wheel. 5. The human condition detecting apparatus according to claim 1, wherein the second stimulus applied by the second stimulus applying means is applied for a longer time period than the first stimulus applied by the first stimulus applying means. 6. A human condition detecting method comprising: applying a first stimulus for acquisition of reference information to a driver;applying a second stimulus for acquisition of condition information to the driver;detecting reactions of the driver to the first stimulus applied for acquisition of reference information as a reference information by an electro dermal activity of the driver and for detecting reactions of the driver to the second stimulus applied for acquisition of condition information ... | Toyota Jidosha Kabushiki Kaisha | G08B023/00
US08014860 | B2 | 2011-09-06 | Thoracic or intracardiac impedance detection with automatic vector selection | 2009-11-04 | Vector selection is automatically achieved via a thoracic or intracardiac impedance signal collected in a cardiac function management device or other implantable medical device that includes a test mode and a diagnostic mode. During a test mode, the device cycles through various electrode configurations for collecting thoracic impedance data. At least one figure of merit is calculated from the impedance data for each such electrode configuration. In one example, only non-arrhythmic beats are used for computing the figure of merit. A particular electrode configuration is automatically selected using the figure of merit. During a diagnostic mode, the device collects impedance data using the selected electrode configuration. In one example, the figure of merit includes a ratio of a cardiac stroke amplitude and a respiration amplitude. Other examples of the figure of merit are also described. | 1. A system comprising: an implantable medical device (IMD), the IMD comprising: an impedance detector circuit, including inputs configured to receive impedance signals from different electrode configurations in a subject's thorax;a cardiac stroke signal filter circuit, coupled to the impedance detector circuit to receive the impedance signals and extract therefrom corresponding cardiac stroke signals;a respiration signal filter circuit, coupled to the impedance detector circuit to receive the impedance signals and to extract therefrom corresponding respiration signals;a cardiac stroke amplitude measurement circuit, coupled to the cardiac stroke signal filter circuit to receive the cardiac stroke signals and to extract therefrom corresponding cardiac stroke amplitudes;a respiration amplitude measurement circuit, coupled to the respiration signal filter circuit to receive the respiration signals and to extract therefrom corresponding respiration amplitudes; anda processor circuit, including instructions executable or otherwise interpretable to compute a comparative measurement between each cardiac stroke amplitude and each corresponding respiration amplitude from the same electrode configuration, and based on relative values of the comparative measurement associated with each electrode configuration to select a particular electrode configuration for use in obtaining at least one of a cardiac stroke signal and a respiration signal for use in a diagnostic or therapeutic algorithm. 2. The system of claim 1, in which the comparative measurement is a ratio between the cardiac stroke amplitude and the respiration amplitude associated with the same electrode configuration as the cardiac stroke amplitude. 3. The system of claim 2, in which at least one of the cardiac stroke signal and the respiration signal for use in the diagnostic or therapeutic algorithm is a cardiac stroke signal, and the ratio is the cardiac stroke amplitude divided by the respiration amplitude, and the processor circuit operates to select the particular electrode configuration that is associated with the largest value of the corresponding ratio relative to the value of ratios corresponding to another at least one electrode configuration. 4. The system of claim 2, in which at least one of the cardiac stroke signal and the respiration signal for use in the diagnostic or therapeutic algorithm is a respiration signal, and the ratio is the respiration amplitude divided by the cardiac stroke amplitude, and the processor circuit operates to select the particular electrode configuration that is associated with the largest value of the corresponding ratio relative to the value of another one or more ratios corresponding to another one or more electrode configurations. 5. The system of claim 2, in which the processor operates to compare a value of at least one ratio associated with an electrode configuration to a predefined threshold value, and to disable the obtaining at least one of a c... | Cardiac Pacemakers, Inc. | A61B005/053 A61B005/0295
US08165658 | B2 | 2012-04-24 | Method and apparatus for positioning a guide relative to a base | 2008-09-26 | A system for positioning a guide relative to an anatomy is provided. The system can include a base adapted to be coupled to the anatomy, and a guide that can move relative to the base. The system can include at least one tracking device that can be coupled to the base and the guide, and a tracking system that tracks a position of the tracking device. The system can include a navigation system that determines a position of the base and the guide relative to the anatomy, and whether the position of the base and the guide are in a desired position. The system can include a display, which can display at least one icon superimposed on the image of the anatomy that graphically indicates a manipulation of the guide required to move the guide into the desired position. | 1. A system for positioning a guide relative to an anatomy comprising: a base adapted to be moved relative to the anatomy and thereafter immoveably coupled to the anatomy;a guide moveably coupled to the base, wherein the guide is configured to move relative to the base at least when the base is immoveably coupled to the anatomy;a first tracking device coupled to the base and a second tracking device coupled to the guide;a tracking system that tracks a position of the first tracking device and the second tracking device relative to the anatomy;a navigation system configured to independently determine a position of both the base and the guide relative to the anatomy based on the position of the first tracking device and the second tracking device and determine if the determined position of the base and the determined position of the guide are about equal to a desired position of the base and a desired position of the guide; anda display configured to display the desired position of the base and the guide superimposed on an image of the anatomy, a first directional icon superimposed on the image of the anatomy that graphically indicates a desired manipulation of the base required to move the base into the desired position of the base relative to the anatomy and a second directional icon superimposed on the image of the anatomy that graphically indicates a desired manipulation of the guide required to move the guide into the desired position of the guide relative to the anatomy. 2. The system of claim 1, wherein the desired position of the base and the desired position the guide relative to the anatomy are both predetermined from a surgical plan. 3. The system of claim 2, wherein the base and the guide each define a central bore, and the system further comprises: at least one instrument movable through the central bore of the base and the guide to perform a procedure on the anatomy. 4. The system of claim 3, wherein the surgical plan includes a target site within the anatomy for the at least one instrument to perform the procedure, and the desired position of the base and the desired position the guide is aligned with a trajectory for the at least one instrument to travel to reach the target site. 5. The system of claim 1, wherein the image of the anatomy is acquired by an imaging device selected from at least one of a fluoroscopy device, an O-arm device, a bi-plane fluoroscopy device, an ultrasound device, a computed tomography (CT) device, a multi-slice computed tomography (MSCT) device, a magnetic resonance imaging (MRI) device, a high frequency ultrasound (HFU) device, a positron emission tomography (PET) device, an optical coherence tomography (OCT) device, an intra-vascular ultrasound (IVUS) device, an intra-operative CT device, an intra-operative MRI device or combinations thereof. 6. The system of claim 1, wherein the target site is selected from at least one of a surgical site, an anatomical site, a navigation area and combinations ther... | Medtronic, Inc. | A61B005/05
US08886287 | B2 | 2014-11-11 | Tissue-stabilization device and method for medical procedures | 2009-04-14 | A method and apparatus for designing and fabricating a pantomesh. The pantomesh includes a plurality of pantomesh elements each including a pairs of links connected to one another by a revolute joint at points between their ends. Each of a plurality of the pantomesh elements is connected using spherical joints to a plurality of neighboring pantomesh elements, wherein a first line that extends along one side of a first pantomesh element forms a first variable angle with a second line that extends along an opposite side of the first pantomesh element. In some embodiments, at least some of the pantomesh elements of the pantomesh are not isosceles trapezoidal elements. In some embodiments, the pantomesh is used to compress breast tissue during an MRI procedure. In some embodiments, the pantomesh is connected to one or more actuators that facilitate remote control of the amount of compression provided. | 1. An apparatus for stabilizing tissue during an in vivo magnetic-resonance-imaging (MRI) procedure, the apparatus comprising: a pantomesh that includes: a first plurality of pantomesh elements including a first pantomesh element, a second pantomesh element and an Nth pantomesh element, where N is an integer larger than 2, and wherein each one of the first plurality of pantomesh elements includes: a pair of links including a first link and a second link, wherein each link of the pair of links has a first end and a second end;a revolute joint wherein the revolute joint connects a location between the first end and the second end of the first link to a location between the first end and the second end of the second link; anda plurality of spherical joints that includes a first spherical joint, a second spherical joint, a third spherical joint, and a fourth spherical joint, wherein the first spherical joint is attached to the first end of the first link, the second spherical joint is attached to the second end of the first link, the third spherical joint is attached to the first end of the second link, and the fourth spherical joint is attached to the second end of the second link;wherein the first and fourth spherical joints of the first pantomesh element are the third and second spherical joints, respectively, of the second pantomesh element of a first row of the first plurality of pantomesh elements, and the third and second spherical joints of the first pantomesh element are the first and fourth spherical joints, respectively, of the Nth pantomesh element of the first row,wherein a first line that extends through the first spherical joint and the fourth spherical joint of the first pantomesh element forms a first variable angle with a second line that extends through the second spherical joint and the third spherical joint of the first pantomesh element, and wherein the first variable angle changes as a distance between the first and third spherical joints increases, andwherein the first pantomesh element is configured such that: a first ratio of the first pantomesh element is different than a second ratio of the first pantomesh element, wherein the first ratio is of a first distance to a second distance of the first pantomesh element, wherein the second ratio is of a third distance to a fourth distance of the first pantomesh element, wherein the first distance of the first pantomesh element is between the revolute joint and the first spherical joint of the first pantomesh element, wherein the second distance of the first pantomesh element is between the second spherical joint and the first spherical joint of the first pantomesh element, wherein the third distance of the first pantomesh element is between the revolute joint and the third spherical joint of the first pantomesh element, and wherein the fourth distance of the first pantomesh element is between the fourth spherical joint and the third spherical joint of the first pantomesh element, ... | MRI Robotics LLC | A61B005/05 A61B005/055 A61B019/00 A61B017/34 A61B008/00 A61B010/02 A61B006/04 B29C065/78 B23Q039/00
US08585593 | B2 | 2013-11-19 | Method, system, and computer program product for the detection of physical activity by changes in heart rate, assessment of fast changing metabolic states, and applications of closed and open control loop in diabetes | 2007-11-27 | A method, system, and computer program product related to the detection of physical activity using changes in heart rate. The method, system, and computer program product evaluates short term glucose demand and long term insulin action due to physical activity. The method, system, and computer program product is further related to the improvement of open and closed loop control of diabetes by accounting for the metabolic changes due to physical activity. The method, system, and computer program product is directed to detecting in real time the short and long term effects of physical activity on insulin action via heart rate analysis, and recommending changes in insulin dosing to compensate for the effects of physical activity. With these recommendations, the open and closed loop control of diabetes can be improved and steps can be taken to prevent hypoglycemia that may result from increased insulin sensitivity due to physical activity. | 1. A computer-implemented method for detecting physical activity of a patient and its effects on metabolic demand of the metabolic system of said patient, comprising: detecting onset of the physical activity using changes in heart rate data of said patient; andevaluating effects of physical activity on glucose demand of the metabolic system of said patient, wherein said evaluation is determined by the following steps:calculating, by a processor, deviations of heart rate values and blood glucose values from basal heart rate values and basal blood glucose values;calculating, by a processor, a quantitative measure of short-term change in glucose demand due to said physical activity; andcalculating, by a processor, a short term change in glucose demand. 2. The method of claim 1, further comprising: acquiring glucose data and heart rate data. 3. The method of claim 2, wherein said detection of physical activity comprising: transforming said heart rate data;computing an index to detect physical activity based on results of said transformation; anddetecting physical activity using said index and said heart rate data. 4. The method of claim 3, wherein said index is calculated as:IEX=∑υ>0.15⁢⁢Hz⁢⁢Pt⁡(υ)∑υ≤0.15⁢⁢Hz⁢⁢Pt⁡(υ)where Pt(ν) is an estimate of a power spectrum of a first order difference of the heart rate signal at time t and frequency ν. 5. The method of claim 2, wherein said heart rate data is acquired frequently. 6. The method of claim 2, wherein said heart rate data is acquired with a sampling period less than or equal to about 1 minute. 7. The method of claim 2, wherein said heart rate data is acquired with a sampling period less than or equal to about 10 minutes. 8. The method of claim 2, wherein said glucose data is acquired frequently. 9. The method of claim 2, wherein said glucose data is acquired with a sampling period less than or equal to about 15 minutes. 10. The method of claim 1, wherein said effects are evaluated during and within about 15 minutes after physical activity. 11. The method of claim 1, wherein said effects are evaluated during and within about 1 hour after physical activity. 12. The method of claim 1, wherein said effects are evaluated during and within about 2 hours after physical activity. 13. The method of claim 1, wherein the following equations are used in the calculation of said quantitative measure of short term change in glucose demand as:{G.=-p1⁡(G-Gb)-(1+β⁢⁢Y)⁢X·G+DVg(1)X.=-p2⁢X+p3⁡(I-Ib)(2)Y.=-1τH⁢⁢R⁢Y+1τH⁢⁢R⁢(H⁢⁢R-H⁢⁢Rb)(3) wherein: G represents glucose value,Gb is basal glucose value,X is insulin dependent action,D represents glucose input,V is the diffusion volume,I is the insulin value,Ib represents basal insulin value,Y represents the transient variation in metabolic activity,β represents the short term metabolic demand to heart rate ratio,HR represents heart rate,HRb represents basal heart rate,p1 represents the balance between liver production/demand and insulin independent glucose demand,τ... | University of Virginia Patent Foundation | A61B005/05
US08676541 | B2 | 2014-03-18 | Footwear having sensor system | 2009-06-12 | A shoe has a sensor system operably connected to a communication port. Performance data is collected by the system and can be transferred for further use via the communication port. The shoe may contain an electronic module configured to gather data from the sensors. The module may also transmit the data to an external device for further processing. The collected data can be further processed for a variety of different uses or applications. | 1. A system comprising: an article of footwear comprising an upper member at least partially defining a foot-receiving chamber and a sole structure engaged with the upper member;a sensor system comprising a flexible insert member engaging the sole structure, wherein the flexible insert member comprises a first layer and a second layer connected to each other in a superimposed manner, wherein the first flexible layer and the second flexible layer are each made from sheets of a same flexible polymer material and each have a thickness of 0.05 min to 0.2 mm, a plurality of sensors connected to the insert member, an electronic module contained within the sole structure, and a port connected to the sensors by leads extending from the port to the sensors, wherein the electronic module is in communication with the port and is configured for communication with the sensors through the port, wherein each sensor is configured for detecting a force exerted by a foot on the sensor by a resistance of the sensor changing in response to the force, and wherein the plurality of sensors are positioned in a plurality of locations spaced from the electronic module, the plurality of locations comprising at least a first location in a heel portion of the and a second location in a forefoot portion of the insert,wherein each of the sensors comprises two electrodes located between the first and second layers and a carbon material located between the first and second layer positioned in contact with the two electrodes, and wherein the leads are positioned between the first and second layers and extend across the insert member from the port to the sensors, and wherein the electrodes, the carbon material, and the leads are printed on confronting surfaces of the first and second layers; anda remote external device configured for communication with the electronic module,wherein the electronic module is configured to receive resistance data from the sensors through the port, the resistance data indicating the resistance of each sensor, and to transmit the resistance data to the external device, and the external device is configured for further processing the resistance data. 2. The system of claim 1, further comprising: a second article of footwear comprising an upper member at least partially defining a foot-receiving chamber and a sole structure engaged with the upper member; anda second sensor system comprising a plurality of second sensors connected to the sole structure of the second article of footwear, a second electronic module contained within the second article of footwear, and a second port connected to the second sensors by second leads extending from the second port to the second sensors, wherein the second electronic module is in communication with the second port and is configured for communication with the second sensors through the second port, wherein each of the plurality of second sensors is configured for detecting a second force exerted by a second foot o... | Nike, Inc. | G06F011/30
US08529460 | B2 | 2013-09-10 | Measuring apparatus | 2009-04-09 | Provided is a measuring apparatus including: a driving unit that outputs first and second driving signals each having an opposite phase; a first semiconductor laser device, driven by the first driving signal, that emits a first laser beam to an object to be measured; a second semiconductor laser device, disposed near the first device and driven by the second driving signal, that emits a second laser beam to the object; a first detection unit that detects a first electrical signal that corresponds to the intensity of the first laser beam modulated due to the self-coupling effect; a second detection unit that detects a second electrical signal that corresponds to the intensity of the second laser beam modulated due to the self-coupling effect; a calculation unit that calculates differences between the first and second electrical signals; and a measuring unit that measures a state change of the object from the difference. | 1. A measuring apparatus comprising: a driving unit that outputs a first driving signal and a second driving signal having a phase opposite to that of the first driving signal;a first semiconductor laser device, driven by the first driving signal, that emits a first laser light beam to an object to be measured;a second semiconductor laser device, disposed in proximity to the first semiconductor laser device and driven by the second driving signal, that emits a second laser light beam to the object to be measured;a first detection unit that detects a first electrical signal, the first electrical signal corresponding to the intensity of the first laser light beam modulated due to the self-coupling effect;a second detection unit that detects a second electrical signal, the second electrical signal corresponding to the intensity of the second laser light beam modulated due to the self-coupling effect;a calculation unit that calculates a difference between the first electrical signal and the second electrical signal; anda measuring unit that measures a change in the state of the object to be measured based on the calculated difference;wherein first and second detection units are configured to calculate the intensities of the first and second laser light beams modulated due to the self-coupling effect as expressed by Equations (1) and (2) respectively I1(t)=I0+ΔI(t)+rαI0 cos [(Δω+Ω)t−kΔd] (1)I2(t)=I0−ΔI(t)+rαI0 cos [(−Δω+Ω)t−kΔd] (2)where, if the intensity of the laser light emitted to the object to be measured is I(=I0+ΔI), then I0 is the reference oscillation intensity of the laser light beam, ΔI is the amount of modulation from the reference oscillation intensity I0, r is the reflectivity of the object to be measured, α is the self-coupling efficiency of the laser light, Δω is the difference between the oscillation frequency of the laser light beam emitted from the semiconductor laser device and the frequency of the reflected light, Ω is the amount of phase-shift due to the Doppler effect upon the reflection from the object, Δd is the amount of displacement of the object to be measured, and k is the wave number vector of the reflected light; and the calculation unit is configured to calculate the difference between the first electrical signal and the second electrical signal as expressed by Equation (3); I1−I2=2ΔI+2αI0 sin [(Ωt−kΔd)t] sin(Δwt) (3)where the reference oscillation intensity I0>> the amount of modulation ΔI. 2. The measuring apparatus according to claim 1, wherein the first and second semiconductor laser devices are surface emitting semiconductor laser devices formed spaced apart from each other on a common substrate. 3. The measuring apparatus according to claim 1, wherein each of the first and second driving signals is a driving current having a saw-tooth wave. 4. The measuring apparatus according to claim 1, wherein the first and second detection units detect the first and second electrical signals based on an impedance change ... | Fuji Xerox Co., Ltd. | A61B005/02 G01P003/36
US08936556 | B2 | 2015-01-20 | Minute ventilation-based disordered breathing detection | 2009-09-22 | A respiration pattern of a number of respiration cycles is detected and breath intervals (BI) and tidal volume (TVOL) measurements of each of the respiration cycles are respectively determined. An unevenly sampled instantaneous minute ventilation (iMV) signal is produced using the BI and TVOL measurements, and an evenly sampled iMV signal (resampled iMV signal) is produced using the unevenly sampled iMV signal. Disordered breathing is detected based on a comparison between a baseline threshold and the resampled iMV signal. | 1. A method for detecting disordered breathing implemented by an implantable device and at least in part within a patient, comprising: the implantable device having a processor, the processor configured to execute instructions for: detecting a respiration pattern of a plurality of respiration cycles;determining breath intervals (BI) and tidal volume (TVOL) measurements of each of the respiration cycles;producing an unevenly sampled instantaneous minute ventilation (iMV) signal using the BI and TVOL measurements;producing an evenly sampled iMV signal using the unevenly sampled iMV signal;determining if each respiration cycle meets predetermined quality criteria for the iMV based at least in part on a short term average MV signal value, a long term moving average MV signal value, and a predetermined quality threshold; anddetecting disordered breathing based on a comparison between a baseline threshold and the resampled iMV signal using only respiration cycles that meet the predetermined quality criteria;wherein the baseline threshold corresponds to a current midterm baseline threshold, and wherein an updated midterm baseline threshold is periodically calculated using a weighted short term average MV signal value and a weighted previous midterm baseline value; andone or more of a cardiac rhythm management device, a drug delivery device, and a neurostimulation device delivering therapy to the patient based on the detected disordered breathing. 2. The method of claim 1, further comprising: producing, only for each respiration cycle that meets the predetermined quality criteria for purposes of detecting disordered breathing, the iMV signal and the resampled iMV signal;calculated the updated midterm baseline threshold using only breaths that meet the predetermined quality criteria; andwherein the predetermined quality criteria comprises a breathing interval quality criterion based on the breathing interval of a current breath and the breathing interval of at least a previous breath, and the tidal volume of at least one previous breath. 3. The method of claim 1, wherein the baseline threshold is computed concurrently with detection of the patient's disordered breathing after detection of at least two respiration cycles. 4. The method of claim 1, wherein producing the iMV signal comprises multiplying instantaneous tidal volume and breath interval, and interpolating the iMV signal to produce a uniformly sampled iMV signal indicative of the resampled iMV signal. 5. The method of claim 1, further comprising determining that the patient is asleep, and performing disordered breathing detection after determining that the patient is asleep. 6. The method of claim 1, wherein at least one of the steps of the method is performed externally of the patient. 7. The method of claim 1, wherein each of the steps processes of the method is performed implantably. 8. The method of claim 1, comprising discriminating between at least two types of disordered breathing. ... | Cardiac Pacemakers, Inc. | A61B005/02 G06N005/02 A61B005/08 A61B005/00 A61B005/091 A61B005/04 A61B005/0488 A61B005/0476 A61B005/0402 A61B005/029 A61B005/11
US08369916 | B2 | 2013-02-05 | Optical fiber connector | 2008-02-25 | An optical connector device is disclosed for optically connecting a biosensor wearable on the body of a patient to a reader outside of the body of the patient. The device comprises a base disk to be worn on the body of a patient. The base disk has a needle attached thereto and the needle houses a first fiber defining a first optical conduit. The distal end of the needle is insertable into the body of the patient, and a portion of the proximal end of the needle remains outside of the body of the patient when the device is worn. The device also comprises a connector housing a second fiber defining a second optical conduit. | 1. An optical connector device for optically connecting a biosensor wearable on a body of a patient to a reader outside of the body, comprising: a base disk configured and dimensioned to be worn on the body of a patient, the base disk having a needle attached thereto, the needle housing a first fiber defining a first optical conduit, wherein the needle comprises a proximal end and a distal end, wherein the distal end of the needle is insertable into the body of the patient and is configured to remain inside of the body of the patient with at least a portion of the proximal end of the needle remaining outside of the body of the patient when the device is worn, wherein a generally circular rim is spaced radially inward from the perimeter and protrudes in a distal direction from the distal side of the base disk; anda connector housing a second fiber defining a second optical conduit, wherein the connector is configured and dimensioned to couple with the base disk to position the first fiber in optical proximity to the second fiber and align the first optical conduit with the second optical conduit such that an optical signal may be transmitted from the first optical conduit to the second optical conduit. 2. The device of claim 1, wherein a sensor element is positioned on the distal end of the needle and the sensor element is configured to transmit an optical signal in response to a target analyte. 3. The device of claim 2, further comprising a removable cover positionable over the distal end of the needle for protecting the sensor element when not in use. 4. The device of claim 3, wherein the cover comprises a hydration chamber to keep the sensor element wet. 5. The device of claim 1, wherein the connector is removably coupleable to the base disk. 6. The device of claim 1, further comprising a depth limiting device attached to the base disk wherein the depth limiting device limits the depth that the distal end of needle may be inserted into the body of the patient. 7. The device of claim 1, wherein the base disk comprises an adhesive configured and dimensioned to be worn on the exterior skin of the patient. 8. The device of claim 1, wherein the base disk comprises a distal side and a proximal side and the distal side is configured to contact the exterior skin of the patient, and wherein base disk has a general flat shape with a generally circular perimeter. 9. The device of claim 1, wherein the needle fixed to the base disk with glue and a glue well is positioned on the distal side of the base disk to fix the needle to the base disk. 10. The device of claim 1, wherein at least one receptacle is positioned on the proximal side of the base disk to receive at least a portion of the connector. 11. The device of claim 10, wherein the connector further comprises a connector body with a pair of arms extending laterally therefrom. 12. The device of claim 11, wherein the connector body has a general U shape with sidewalls extending distally from a... | Becton, Dickinson and Company | A61B005/00
US08914088 | B2 | 2014-12-16 | Medical sensor and technique for using the same | 2008-09-30 | According to embodiments, sensors and systems for medical spectroscopy may include adaptive optical components, such as digital light processing components. Adaptive light emitting elements may allow such sensors to alter the intensity profile of emitted light photons to change the distribution of photons through the tissue or to scan areas of tissue to determine if certain areas may be associated with improved measurements. In addition, sensors with adaptive light detecting elements as provided may adapt to selectively detect light of certain wavelengths or from certain regions of the tissue. | 1. A monitoring system comprising: a sensor capable of being operatively coupled to a medical monitor, the sensor comprising:a sensor body capable of being applied to a patient's tissue;an adaptive light emitting structure disposed on the sensor body and configured to emit light at a first wavelength, wherein the adaptive light emitting structure comprises a plurality of configurable elements configured to be independently addressed to change a path of the emitted light from at least one of the configurable elements relative to at least one other configurable element of the plurality of configurable elements and to change an intensity profile of light at the first wavelength emitted by the adaptive light emitting structure; anda detector disposed on the sensor body and spaced apart from the adaptive light emitting structure, wherein the detector is capable of detecting at least a portion of the emitted light; anda medical monitor comprising a processor, wherein the processor is configured to independently address the configurable elements of the adaptive light emitting element to change the path and the intensity profile of the emitted light. 2. The system, as set forth in claim 1, wherein the detector comprises an adaptive light detecting structure comprising a second plurality of configurable elements that can be independently addressed to change a location from which light is detected. 3. The system, as set forth in claim 1, wherein the configurable elements comprise micro electromechanical elements of a digital light processor array or a liquid lens assembly. 4. The system, as set forth in claim 1, comprising a processing chip or processing driver for the adaptive light emitting structure disposed in or on the sensor body, in or on an electrical connector extending from the sensor body, or in the monitor. 5. The system, as set forth in claim 1, wherein the sensor comprises a pulse oximetry sensor and the monitor comprises a pulse oximetry monitor. 6. The system, as set forth in claim 1, wherein a user may provide input to the processor that may be used to independently address the configurable elements of the adaptive light emitting element to change an orientation of the configurable elements relative to one another. 7. The system, as set forth in claim 1, wherein the processor is capable of changing a configuration of the configurable elements of the adaptive light emitting element relative to one another one or more times to calibrate the sensor. 8. The system, as set forth in claim 1, comprising a second adaptive light emitting structure disposed on the sensor body and configured to emit light at a second wavelength, wherein the second adaptive light emitting structure comprises a plurality of configurable elements that can be independently addressed to change an intensity profile of light at the second wavelength emitted by the plurality of configurable elements of the second adaptive light emitting structure. 9. The system, as s... | Covidien LP | A61B005/00 A61B005/1455
US08260406 | B2 | 2012-09-04 | System and method for analyzing complex curvature of ECG curves | 2007-11-28 | A system and a method for analysis of ECG curvature, which system involves a mathematical analysis comprising the following features where a number of different parameters are isolated and stored in a computer, where a first number of parameters are selected from at least one main group, where the selected parameters are combined in at least a first mathematical analysis. It is the object of the invention to improve mathematical analysis of ECG curvature particular for complex parts of the curvature such as notches or concavities. This can be achieved by selecting parameters from groups of symmetry, flatness, duration and/or complexity, using the parameters as input to an algorithm, where concavity intervals are evaluated on subsegments of the ECG segment and form the basis of up and downwards concavity quantification, where the system based on an algorithm detects and quantifies concavity on ECG curvatures. | 1. System for analysis of ECG curvature comprising a computer system, which computer system performs a mathematical analysis, which mathematical analysis comprises at least the following steps: a: the system comprises input means connected to at least one ECG source,b: a number of different parameters are isolated and stored in the computer system,c: the computer system select a first number of parameters from at least one main group,d: the computer system combine the selected parameters in at least a first mathematical analysis, whereby the parameters are selected from groups of symmetry (S1-S72), flatness (F1-F91), duration (D1-D47) and/or complexity (C1-C468),e: extract a segment in of the ECG curvature in the mathematical analysis,f: which segment is corresponding to a interval between defined electrocardiographic points,g: which segment is used as input to a first algorithm,h: where a second fiducial point algorithm automatically calculates fiducial points at the segment,i: where concavity intervals are evaluated on subsegments of the ECG segment and form the basis of up- and downwards concavity quantification,j: where the system based on at least the first and the second algorithm detects and quantifies concavity on ECG curvatures; wherein at least one segment of the ECG repolarization signal is selected, corresponding to the interval between the Twave onset and Twave offset, which segment is normalized so that the amplitude range (y) is equal to a first predefined value in the selected interval. 2. A system according to claim 1, wherein at least one segment of the ECG repolarization signal is selected, corresponding to the interval between the Twave onset and Twave offset, which segment is normalized so that the duration (x) is equal to a second predefined value in the selected interval. 3. A system according to one of the claim 2, wherein the first and second derivatives (with respect to time) of the ECG repolarization segment are determined on the interval between the Twave onset and Twave offset, where the two derivative signals are subsequently used to calculate a radius of curvature (Rcurv) signal using the equation 1:Rcurv=-[1+(ⅆyⅆx)2]3/2ⅆ2⁢yⅆx2Equation⁢⁢1where x is the timescale and y is the (ECG) signal. 4. A system according to claim 3, wherein local maxima (LmRcurv) on the Rcurv signal between any two repolarization fiducial points is determined to identify places of local downwards concavity on a repolarization segment of an ECG. 5. A system according to claim 4, wherein local minima on the Rcurv signal between any two repolarization fiducial points are determined to identify places of local upwards concavity on a repolarization segment of an ECG. 6. A system according to claim 5, wherein the Rcurv signal is investigated further to identify any contiguous configuration of local maximum neighbored by local minimum on the Rcury signal, where the values of the identified maximum and minimum are used to evaluate the size of any... | Aalborg Universitet | A61B005/04
US08843192 | B2 | 2014-09-23 | Breast coil arrangement for magnetic resonance applications | 2009-09-14 | A breast coil arrangement for magnetic resonance applications has a placement web that allows an examination subject to lie with her sternum on the placement web with each breast in a receptacle respectively on opposite sides of the placement web. The breast receptacles have limiting elements whose spacing from one another can be adjusted. Multiple array coils are respectively arranged in the limiting elements and are stationary relative to the limiting elements. Each breast receptacle is surrounded by a volume coil that is stationary relative to the placement web. The volume coils are arranged centrally and orthogonally relative to the array coils and surround the array coils. The volume coils are decoupled from the array coils. A spectroscopy phantom can be arranged in proximity to the placement web. | 1. A breast coil arrangement for magnetic resonance applications, comprising: a placement web configured to allow a female examination subject to lie thereon with the sternum on the placement web;on each opposite side of said placement web, a pot-like breast receptacle, the respective pot-like breast receptacles being configured to receive the respective breasts of the examination subject therein;in each of said breast receptacles, an inner limiting element and an outer limiting element, said inner limiting element being located closer to said placement web than said outer limiting element;an adjustment mechanism operable to adjust and set a spacing between said inner and outer limiting elements to adapt respective sizes of the respective breast receptacles to the respective sizes of the breasts of the examination subject;in each inner limiting element and outer limiting element in each breast receptacle, multiple array coils configured to at least detect a magnetic resonance signal emitted upon excitation of breast tissue of the breast in the breast receptacle, said array coils being stationary with respect to the respective inner limiting element and outer limiting element in which said array coils are disposed;for each breast receptacle, a volume coil that surrounds that breast receptacle, each volume coil being stationary relative to said placement web; andfor each breast receptacle the volume coil thereof being located centrally and orthogonally relative to the array coils of that breast receptacle and surrounding the array coils of that breast receptacle with said array coils inside said volume coil, and said volume coil and said array coils having a geometrical arrangement with respect to each other configured to decouple the array coils from the volume coil, independently of adjustment of said spacing of the breast receptacle in which the volume coil and the array coils are located. 2. A breast coil arrangement as claimed in claim 1 wherein each inner limiting element is stationary relative to said placement web. 3. A breast coil arrangement as claimed in claim 1 wherein, in each breast receptacle, the inner limiting element and the outer limiting element thereof adjoin each other in a transition region and, independently of adjustment of the size of the breast receptacle, always form an obtuse angle with each other in said transition region. 4. A breast coil arrangement as claimed in claim 1 comprising: said breast receptacles being located symmetrically relative to said placement web, and each breast receptacle comprising an upper termination and a lower termination along a longitudinal direction of said placement web, with an upper line that is tangential to both breast receptacles and a lower line that is tangential to both breast receptacles proceeding parallel with each other and being orthogonal to said longitudinal direction of said placement web; anda spectroscopy phantom located between said receptacles in proximity to one of... | Siemens Aktiengesellschaft | A61B005/055 G01R033/34 G01R033/3415 A61B005/00
US08706207 | B2 | 2014-04-22 | Method and apparatus for measuring and treating shivering during therapeutic temperature control | 2009-10-08 | Methods and apparatus for the prevention and treatment of shivering encountered during therapeutic temperature regulation are disclosed that utilize an active system of counterwarming such that the timing and intensity of warmth provided to selected body areas is regulated dynamically in response to such factors as the extent of cooling applied to the core, the degree of shivering encountered, and patient temperature. Additionally, methods and apparatus are disclosed for the measurement and quantification of shivering for use in this and other applications. | 1. A method for quantifying shivering in a subject, comprising obtaining a signal from a muscle mass that is susceptible to shivering, the signal including an ECG component and an EMG component, and quantifying shivering by analysis of the signal by a microprocessor. 2. The method of claim 1, further comprising displaying a measure of an intensity of the quantified shivering. 3. A method for quantifying shivering in a subject, comprising obtaining a signal from a muscle mass that is susceptible to shivering; and quantifying shivering by analysis of the signal using an autocorrelation followed by a Fourier analysis by a microprocessor. 4. The method of claim 3, further comprising displaying a measure of an intensity of the quantified shivering. 5. The method of claim 3 wherein obtaining the signal comprises detecting movement using a motion detector. 6. The method of claim 3 wherein obtaining the signal comprises detecting movement using an accelerometer. 7. The method of claim 1 wherein obtaining the signal comprises obtaining an electrical signal from one or more electrodes. 8. The method of claim 7 wherein obtaining the signal comprises obtaining an EMG signal. 9. The method of claim 7 wherein obtaining the signal comprises obtaining a combined ECG and EMG signal. 10. The method of claim 1 wherein obtaining the signal comprises directly detecting vibration of the muscle mass and detecting an electric signal from the muscle mass. 11. A method for quantifying shivering in a subject, comprising detecting a combined ECG and EMG signal from a muscle mass that is susceptible to shivering and processing the signal to remove the ECG component; and quantifying shivering by analysis of the processed signal by a microprocessor. 12. The method of claim 11 wherein detecting the combined ECG and EMG signal comprises detecting a signal from one or more electrodes at one or more sites overlying the muscle mass. 13. The method of claim 11 wherein detecting a combined ECG and EMG signal comprises detecting a signal from one or more electrodes at one or more sites. 14. The method of claim 11, further comprising digitizing the combined ECG and EMG signal, and performing a wave analysis on the digitized combined signal. 15. The method of claim 14 wherein performing a wave analysis comprises performing a spectral density analysis on the combined signal. 16. The method of claim 14 wherein performing a wave analysis comprises carrying out a wave analysis on a frequency range of a spectrum that corresponds to a shivering EMG. 17. The method of claim 11 wherein processing the signal comprises digitizing the combined signal, segmenting the digitized combined signal to a set of traces, each said trace comprising at least a portion of a cardiac cycle, signal averaging the digitized traces to provide ECG data having a reduced contribution of EMG data, and subtracting the averaged ECG data from the combined EMG and ECG data to yield shivering EMG traces havin... | Bedrock Inventions, LLC | A61B005/04 A61B005/0402 A61B005/0408 A61B005/0488
US08228028 | B2 | 2012-07-24 | Systems and methods for compensating for large moving objects in magnetic-tracking environments | 2009-12-04 | Methods for accurately tracking position and orientation of a magnetic-field sensor in a tracking volume when a large magnetic-field distorter is present in the tracking volume. In some of the methods, magnetic field data is collected from within the tracking volume both with and without the large magnetic-field distorter present in the tracking volume. This data is used to obtain correction information that is subsequently used during real-time operation of the magnetic-field sensor to correct the position and orientation solutions for the sensor for magnetic-field distortions caused by the presence of the large magnetic-field distorter in the tracking volume. Others of the methods involve modeling the large magnetic-field distorter using dipole and multipole modeling. Magnetic tracking systems for implementing the methods include hardware and software for carrying out the methods. | 1. A method of magnetic tracking in a tracking volume in the presence of movable magnetic-field distorter, comprising: generating a magnetic field capable of being sensed by a magnetic-field sensor when the magnetic-field sensor is located in the tracking volume;obtaining first magnetic-field data regarding the magnetic field via the magnetic-field sensor while the magnetic-field sensor is in the tracking volume;calculating, within a machine, position and orientation of the magnetic-field sensor as a function of the first magnetic-field data and a difference between a first set of data items and a second set of data items, wherein the first set of data items results from second magnetic-field data collected from the tracking volume when the movable magnetic-field distorter is present in the tracking volume, and the second set of data items results from third magnetic-field data collected from the tracking volume when the movable magnetic-field distorter is not present in the tracking volume; andoutputting from the machine information that is a function of the position and orientation of the magnetic-field sensor. 2. A method according to claim 1, wherein the data items of the first and second sets are position and orientation solutions calculated using a position-and-orientation algorithm. 3. A method according to claim 2, further comprising manipulating algorithmically the position and orientation solutions. 4. A method according to claim 1, wherein the data items of the first and second sets are magnetic-field measurements. 5. A method according to claim 4, further comprising manipulating algorithmically the magnetic-field measurements. 6. A method according to claim 1, further comprising interpolating the first and second sets of data items. 7. A method according to claim 1, wherein said calculating of position and orientation includes: rotating the first magnetic-field data by a matrix A0 to obtain rotated first magnetic-field data having zero orientation;rotating the second magnetic-field data by a matrix Ac to obtain zero orientation;backing out a range R0 from the rotated first magnetic-field data;backing out a range Rc from the rotated second magnetic-field data;obtaining matrix components V0 from range R0;obtaining matrix components Vc from range Rc;determining a difference matrix dV between matrix components V0 and Vc;collecting, via the magnetic-field sensor, real-time sensor field data;obtaining matrix V from the real-time sensor data;obtaining rebuilt sensor field data by incorporating the difference matrix dV into matrix V;multiplying the rebuilt sensor field data by A0t Act so as to obtain a corrected matrix;calculating corrected position and orientation data for the magnetic-field sensor as a function of the corrected matrix; andoutputting from the machine information that is a function of the corrected position and orientation data. 8. A method according to claim 1, wherein said calculating of position and orientation incl... | Ascension Technology Corporation | H02J007/00 G01R033/00 G01R033/02 G01B007/14
US08177716 | B2 | 2012-05-15 | Analyte monitoring device and methods of use | 2009-12-21 | An analyte monitor includes a sensor, a sensor control unit, and a display unit. The sensor has, for example, a substrate, a recessed channel formed in the substrate, and conductive material disposed in the recessed channel to form a working electrode. The sensor control unit typically has a housing adapted for placement on skin and is adapted to receive a portion of an electrochemical sensor. The sensor control unit also includes two or more conductive contacts disposed on the housing and configured for coupling to two or more contact pads on the sensor. A transmitter is disposed in the housing and coupled to the plurality of conductive contacts for transmitting data obtained using the sensor. The display unit has a receiver for receiving data transmitted by the transmitter of the sensor control unit and a display coupled to the receiver for displaying an indication of a level of an analyte. The analyte monitor may also be part of a drug delivery system to alter the level of the analyte based on the data obtained using the sensor. | 1. An analyte monitoring system, comprising: an analyte sensor;a housing;a telephone interface;a processor operatively coupled to the housing and in communication with the telephone interface, the processor configured to receive one or more analyte related signals from the analyte sensor and to determine an acceleration of the rate in the increase or decrease in the monitored analyte level based on the received one or more analyte related signals from the analyte sensor;an output unit coupled to the housing and in signal communication with the processor, the output unit configured to output information associated with analyte related signals; anda drug administration system configured to receive a drug administration protocol from the processor; wherein when a physiological condition is detected, the processor is configured to analyze the received one or more analyte related signals to predict an occurrence of a future episode associated with the physiological condition; andwherein the processor is trainable to modify the drug administration protocol based on the predicted occurrence of the future episode associated with the physiological condition. 2. The system of claim 1 wherein the analyte sensor includes a glucose sensor. 3. The system of claim 1 wherein the processor is configured to transmit the received one or more analyte related signals to the drug administration system. 4. The system of claim 1 wherein the processor is configured to receive the one or more analyte related signals from a transmitter coupled to the analyte sensor. 5. The system of claim 4 wherein the transmitter includes a radio frequency (RF) transmitter. 6. The system of claim 1 wherein the analyte sensor is transcutaneously positioned in fluid contact with an interstitial fluid under a skin layer. 7. The system of claim 1 including an in vitro glucose monitor coupled to the housing and configured to generate a signal based on a fluid sample associated with an analyte concentration. 8. The system of claim 7 wherein the in vitro glucose monitor includes a strip port coupled to the housing for receiving a test strip. 9. The system of claim 7 wherein the processor is configured to generate one or more information associated with the generated signal from the in vitro glucose monitor. 10. The system of claim 7 wherein the fluid sample includes a blood sample. 11. The system of claim 7 wherein the generated signal includes a calibration data. 12. The system of claim 11 wherein the analyte related signals from the analyte sensor are calibrated based at least in part on the generated signal. 13. The system of claim 1 wherein information associated with the received analyte related signals includes glucose level information. 14. The system of claim 13 wherein the processor is configured to determine the drug administration protocol based at least in part on the information associated with the received analyte related signals. 15. The system of claim 1 including o... | Abbott Diabetes Care Inc. | A61B005/00 A61B005/05
US08114029 | B2 | 2012-02-14 | Test system for measuring the concentration of an analyte in a body fluid | 2009-11-16 | An actuator for driving a test element is disclosed. The test element can comprise a lancet for perforating the skin of a living organism. The actuator can comprise an engaging part for engaging and driving the test element in a lancing motion. The actuator can further comprise a lancing actuator and a lancing spring. The lancing actuator can bias the lancing spring by executing a forward movement and thereby can exert a biasing force on the engaging part. The actuator can further comprise a latch element. The latch element can be a force-sensitive latch element for exerting a retention force to hold back the engaging part. The retention force can counteract the biasing force. The latch element can release the engaging part when the biasing force exerted by the lancing actuator exceeds the retention force exerted by the latch element, thereby allowing the test element to perform the lancing motion. | 1. An actuator for driving a test element, the test element comprises a lancet for perforating a skin portion of a living organism and the actuator comprising: an engaging part for engaging and driving the test element to perform a lancing motion;a lancing spring;a lancing actuator, wherein the lancing actuator biases the lancing spring by executing a forward movement and thereby exerting a spring biasing force on the engaging part; anda latch element, wherein the latch element is force-sensitive and exerts a magnetic retention force to hold back the engaging part that is parallel to the spring biasing force, wherein the magnetic retention force counteracts the spring biasing force, and wherein the latch element releases the engaging part when the spring biasing force exerted by the lancing actuator exceeds the magnetic retention force exerted by the latch element, thereby allowing the test element to perform the lancing motion. 2. The actuator according to claim 1, wherein the engaging part comprises, a fast shuttle element, wherein the fast shuttle element engages the test element and is held back by the latch element; anda slow shuttle element, wherein the slow shuttle element is engaged by the lancing actuator, and wherein the lancing spring extends between the fast shuttle element and the slow shuttle element. 3. The actuator according to claim 1, wherein the latch element comprises a mechanical detent. 4. The actuator according to claim 1, wherein the latch element comprises a magnetic switch element. 5. The actuator according to claim 4, wherein the magnetic switch element comprises, a magnetic element exerting an attractive magnetic force on the engaging part, wherein the release of the engaging part is initiated as soon as the lancing force exceeds the attractive magnetic force. 6. The actuator according to claim 1, wherein the position of the latch element in the direction of the lancing force is adjustable allowing for a penetration depth of the lancing motion of the test element to be adjusted. 7. The actuator according to claim 6, further comprising a stroke adjustment screw allowing for adjustment of the position of the latch element. 8. The actuator according to claim 1, wherein the engaging part comprises a gripper for gripping a portion of the test element. 9. The actuator according to claim 8, wherein the gripper comprises a first gripper element; anda second gripper element, wherein the first and second gripper elements are biased by a coupling spring to exert a clamping force, wherein the actuator further comprises an abutment portion, wherein the actuator dislocates the first and second gripper elements by retracting the gripper and pressing one of the grippers against the abutment portion, thereby compressing the coupling spring and opening the gripper. 10. The actuator according to claim 9, wherein the actuator closes the gripper by a forward movement of the lancing actuator. 11. The actuator according to claim 8,... | Roche Diagnostics Operations, Inc. | A61B005/00 A61B017/14 A61B017/32
US08457723 | B2 | 2013-06-04 | Heart rate detection in high noise conditions | 2009-10-01 | A method of processing heart monitoring samples is provided that includes computing a folded correlation value for each heart monitoring sample in a plurality of heart monitoring samples and identifying peaks corresponding to heartbeats based on the folded correlation values of the heart monitoring samples. | 1. A method of digital processor for processing heart monitoring samples, the method comprising: computing via the digital processor a folded correlation value for each heart monitoring sample in a plurality of heart monitoring samples, wherein the folded correlation value relates to a portion of Q-wave, R-wave and S-wave and the time reversed version of another portion; andidentifying and displaying peaks corresponding to heartbeats based on the folded correlation values of the heart monitoring samples. 2. The method of claim 1, further comprising: computing a heart rate based on the identified peaks. 3. The method of claim 2, further comprising: displaying the heart rate. 4. The method of claim 1, wherein computing a folded correlation value comprises: selecting a first frame of N consecutive heart monitoring samples, wherein a first heart monitoring sample in the plurality of heart monitoring samples is a center heart monitoring sample in the first frame, and wherein N is an odd number; andcomputing a folded correlation value for the first heart monitoring sample as a dot product of (N-1)/2 heart monitoring samples preceding the first heart monitoring sample in the first frame and time-reversed (N-1)/2 heart monitoring samples following the first heart monitoring sample in the first frame. 5. The method of claim 4, wherein computing a folded correlation value further comprises: selecting a second frame of N consecutive heart monitoring samples, wherein a second heart monitoring sample adjacent to the first heart monitoring sample is a center heart monitoring sample in the second frame; andcomputing a folded correlation value for the second heart monitoring sample as a dot product of (N-1)/2 heart monitoring samples preceding the second heart monitoring sample in the second frame and time-reversed (N-1)/2 heart monitoring samples following the second heart monitoring sample in the second frame. 6. The method of claim 4, wherein N is selected based on one selected from a group consisting of a length of a primary heart sound component S1 and a length of an R-wave. 7. The method of claim 1, further comprising: receiving the plurality of heart monitoring samples from one selected from a group consisting of an audio sensor, an accelerometer, and a plurality of electrodes. 8. The method of claim 1, wherein an identified peak is one selected from a group consisting of an R-wave peak or an S1 peak. 9. A method of digital processor for processing heart monitoring samples, the method comprising: receiving a monitoring signal comprising the heart monitoring samples;dividing via the digital processor the heart monitoring samples into overlapping frames of length N, wherein each frame overlaps a previous frame by N-1 heart monitoring samples and wherein N is an odd number;folding heart monitoring samples in each frame around a center heart monitoring sample in the frame to generate a folded correlation value for the center heart monitoring sample, w... | Texas Instruments Incorporated | A61B005/0402
US08239023 | B2 | 2012-08-07 | Integrated cardiac rhythm management system with heart valve | 2009-12-23 | Systems and methods using a heart valve and an implantable medical device, such as for event detection and optimization of cardiac output. The cardiac management system includes a heart valve, having a physiological sensor. The physiological sensor is adapted to measure at least one of an intrinsic electrical cardiac parameter, a hemodynamic parameter or the like. The system further includes an implantable electronics unit, such as a cardiac rhythm management unit, coupled to the physiological sensor of the heart valve to receive physiological information. The electronics unit is adapted to use the received physiological information to control delivery of an electrical output to the subject. | 1. A method comprising: monitoring at least two physiological parameters using respective physiological sensors located at an implantable heart valve including: monitoring at the heart valve an intrinsic electrical cardiac signal with an intrinsic electrical cardiac sensor located at the heart valve, andmonitoring a hemodynamic parameter at the heart valve with a hemodynamic sensor located at the heart valve; andidentifying a cardiac event using information about the physiological parameters from the physiological sensors at the heart valve, the identifying including: detecting a cardiac event using information from at least one of the intrinsic electrical cardiac signal monitoring or hemodynamic parameter monitoring, andclassifying the cardiac event using information from one of the intrinsic electrical cardiac signal monitoring or hemodynamic parameter monitoring. 2. The method of claim 1, comprising communicating information about the physiological parameters from the physiological sensors at the heart valve to an implantable electronics unit, wherein the implantable electronics unit performs the identifying the cardiac event and controls delivery of electrical cardiac therapy in response to the classifying of the cardiac event. 3. The method of claim 1, wherein the cardiac event includes a bradyarrhythmia event and identifying the cardiac event includes: detecting the cardiac event with the intrinsic electrical signal monitoring at the heart valve indicating one or more of a heart rate of less than a specified threshold value or a characteristic ECG depolarization waveform, andclassifying the cardiac event as the bradyarrhythmia event when the hemodynamic parameter monitoring at the heart valve indicates hemodynamic cardiac output below a specified hemodynamic cardiac output threshold. 4. The method of claim 3, wherein monitoring the hemodynamic parameter at the heart valve includes measuring one or more of a periodic rate of blood flow, periodic pressure variation within a chamber, or periodic pressure variation across the heart valve, and the specified output threshold for classifying the cardiac event includes one or more of a periodic blood flow rate threshold, a periodic pressure variation threshold within a chamber, or a periodic pressure variation threshold across the heart valve. 5. The method of claim 1, wherein the cardiac event includes a fibrillation event, and identifying the cardiac event includes: detecting the cardiac event with the hemodynamic parameter at the heart valve indicating hemodynamic cardiac output below a specified output threshold, andclassifying the cardiac event as the fibrillation event when the intrinsic electrical signal measurement at the heart valve indicates one or more of a specified ECG wave form periodicity or an ECG high frequency component exceeding a specified high frequency threshold. 6. The method of claim 5, wherein monitoring the hemodynamic parameter at the heart valve includes measuring o... | Cardiac Pacemakers, Inc. | A61N001/00
US08332017 | B2 | 2012-12-11 | Method of biomedical signal analysis including improved automatic segmentation | 2007-11-30 | A method of analysing biomedical signals, for example electrocardiograms, by using a Hidden Markov Model for subsections of the signal. In the case of an electrocardiogram two Hidden Markov Models are used to detect respectively the start and end of the QT interval. The relationship between the QT interval and heart rate can be computed and a contemporaneous value for the slope of this relationship can be obtained by calculating the QT/RR relationship for all of the beats in a sliding time window based on the current beat. Portions of electrocardiograms taken on different days can efficiently and accurately be compared by selecting time windows of the ECGs at the same time of day, and looking for similar beats in those time windows. | 1. A computer-implemented method for analysis of an electrocardiogram, the method comprising segmenting the electrocardiogram into different segments corresponding to different cardiac features using a Hidden Markov Model, the model comprising a plurality of states corresponding to the different cardiac features; wherein:the segmenting is performed using two or more Hidden Markov Models corresponding only to a subset of the cardiac features the subset comprising the QRS co ex and the T wave within the QT interval of an electrocardiogram, the QT interval being the period from Qonset to Toffset in the electrocardiogram,the segmenting to identify the T wave bein erformed based on the estimated position of Toffset as the end point of the QT interval, andwherein the position of the endpoint of the QT interval is obtained from a relationship between heart rate and QT interval. 2. The method according to claim 1, wherein a confidence measure is calculated based on a difference between the position of the start or end point as estimated by reference to the R peak or J point of the electrocardiogram and as obtained from the segmenting. 3. The method according to claim 1, wherein a confidence measure is calculated based on a probability of the segmenting obtained from the HMM. 4. The method according to claim 2, wherein the confidence measure is used to reject automatically artifacts in the electrocardiogram. 5. The method according to claim 1, wherein the relationship between heart rate and QT interval is obtained by analysis of the electrocardiogram over a period preceding the beat being segmented. 6. The method according to claim 1, further comprising correcting variations in the QT interval in the electrocardiogram caused by variations in heart rate, the method further comprising finding values of QT interval and corresponding beat to beat time for each of a plurality of beats in a time period spanning a current beat, the beat to beat time being the time period between the R peak of each beat and the R peak of a neighbouring beat, performing regression analysis on the QT intervals and corresponding beat to beat times over the time period to calculate a relationship between the QT interval and beat to beat time, and using that relationship to correct QT for current beat, wherein the regression analysis is periodically repeated based on a new time period spanning the current beat at that time. 7. The method according to claim 6, wherein the regression analysis is repeated for each beat based on the time period spanning each respective beat. 8. The method according to claim 6, wherein the time period spanning the current beat is the time period from 2 or 3 hours before to 2 or 3 hours after the current beat. 9. The method according to claim 1, further comprising finding, for each of a plurality of beats in the electrocardiogram a current value of the slope of the relationship between the QT interval and R-R interval, the R-R interval being the tim... | OBS Medical Limited | A61B005/04
US08571630 | B2 | 2013-10-29 | Transmission line for RF signals without matching networks | 2008-01-24 | An electrically conductive transmission line for transmitting RF signals, in particular for transmitting MR signals between a transmission and/or receiving coil and a transmitting and/or receiving unit, by which separate known matching networks can be avoided or reduced. A transmission line is proposed comprising a plurality of lead segments coupled by transformers having a transformer impedance ZL placed between two neighboring lead segments, wherein for power matching of the two transformers placed at opposite ends of a lead segment, the lead segment has a lead segment impedance Z0 or a dielectric constant ∈r and wherein the lead segment has a short length l. Thus, the lead segments themselves provide the matching of the transformers, and separate matching circuits are no longer needed. | 1. An electrically conductive transmission line for transmitting magnetic resonance RF signals between a transmission or receiving coil and a transmitting or receiving unit, comprising a plurality of lead segments coupled only by transformers having a transformer impedance ZL placed between two neighbouring lead segments, wherein for power matching of the two transformers placed at opposite ends of a lead segment, the lead segment has a lead segment impedance Z0 or a dielectric constant ∈r and wherein the length l of the lead segment is determined byl=1β⁢arc⁢⁢tan(-2⁢⁢Im⁡(ZL)(Z0-ZL2Z0))whereβ=2⁢π/λ,λ=λ0ɛrand λ0 is the wavelength of the magnetic resonance signals in a vacuum. 2. The transmission line according to claim 1, wherein the lead segments have a dielectric constant ∈r having a value of at least 3. 3. The transmission line according to claim 1, wherein the lead segments have a lead segment impedance Z0 having a value below 50Ω. 4. The transmission line according to claim 1, wherein the lead segments have a length that is smaller than λ/2 of its common mode. 5. The transmission line according to claim 1, wherein the lead segments comprise parallel wires, wherein the parallel wires include one of striplines, or coaxial cables. 6. The transmission line according to claim 1, wherein one of a geometry and materials of the lead segments, are selected such that a magnetic field generated by a standing wave formed during operation in the transmission line is not shielded. 7. An electrical accessory device or auxiliary equipment, comprising a transmission line according to claim 1. 8. A magnetic resonance imaging system comprising a transmission line according to claim 1 and at least one electrical accessory device or auxiliary equipment according to claim 7. 9. The transmission line according to claim 1, wherein the lead segments have a dielectric constant ∈r having a value of at least 10. 10. The transmission line according to claim 1, wherein the lead segments have a lead segment impedance Z0 having a value below 10Ω. | Koninklijke Philips N.V. | A61B005/05
US08840552 | B2 | 2014-09-23 | Membrane for use with implantable devices | 2009-12-08 | The present invention provides a biointerface membrane for use with an implantable device that interferes with the formation of a barrier cell layer including; a first domain distal to the implantable device wherein the first domain supports tissue attachment and interferes with barrier cell layer formation and a second domain proximal to the implantable device wherein the second domain is resistant to cellular attachment and is impermeable to cells. In addition, the present invention provides sensors including the biointerface membrane, implantable devices including these sensors or biointerface membranes, and methods of monitoring glucose levels in a host utilizing the analyte detection implantable device of the invention. Other implantable devices which include the biointerface membrane of the present invention, such as devices for cell transplantation, drug delivery devices, and electrical signal delivery or measuring devices are also provided. | 1. An implantable device for continuous measurement of an analyte concentration, comprising: a sensing region configured to continuously measure a signal associated with an analyte concentration in a host; anda membrane located over the sensing region, wherein the membrane is formed of a blend comprising a first polymer and a second polymer, wherein the second polymer comprises a hydrophilic portion, wherein the membrane is resistant to cellular attachment;wherein the membrane facilitates obtaining of a level of accuracy corresponding to having, over a long period of time, 90% of measured analyte values within an “A” region and a “B” region of a standard Clarke error grid when sensor measurements are compared to a standard reference measurement. 2. The implantable device of claim 1, wherein the membrane has a thickness of from about 10 microns to about 100 microns. 3. The implantable device of claim 1, wherein the membrane is configured to provide an interface with a biological fluid. 4. The implantable device of claim 1, wherein the membrane is configured to prevent barrier cell formation. 5. The implantable device of claim 1, wherein the membrane further comprises an enzyme. 6. The implantable device of claim 1, wherein the long period of time is about a month. 7. The implantable device of claim 1, wherein the long period of time is about a year. 8. An implantable device for continuous measurement of an analyte concentration, comprising: a sensing region configured to continuously measure a signal associated with an analyte concentration in a host; anda membrane located over the sensing region, wherein the membrane comprises a hydrophobic portion and a hydrophilic portion, wherein the membrane is resistant to cellular attachment;wherein the membrane facilitates obtaining of a level of accuracy corresponding to having, after 12 weeks in vivo, 90% of measured analyte values within an “A” region and a “B” region of a standard Clarke error grid when sensor measurements are compared to a standard reference measurement. | DexCom, Inc. | A61B005/00 G01N027/40 A61L031/14 A61B005/07 A61L031/10 A61B005/1486
US08457372 | B2 | 2013-06-04 | Subtraction of a segmented anatomical feature from an acquired image | 2008-09-30 | A system, method and apparatus for subtracting a synthetically-generated image, including a segmented anatomical feature, from an acquired image. | 1. A method, comprising: generating a first synthetically-generated image, comprising a segmented anatomical feature in a volume of interest (VOI), from three-dimensional (3D) imaging data, wherein the segmented anatomical feature substantially excludes a pathological anatomy;acquiring a first image of the VOI, wherein the first image comprises the segmented feature and the patholigical anatomy; andsubtracting, by a processing device, the first synthetically-generated image from the first aquired image to substantially remove the segmented anatomical feature. 2. The method of claim 1, further comprising adjusting a first image contrast of the first synthetically-generated image to match a second image contrast of the first acquired image. 3. The method of claim 2, wherein adjusting the first image contrast to match the second image contrast comprises: performing a local histogram equalization algorithm; andperforming an intensity correction on the first synthetically-generated image to match an intensity mapping of the first acquired image in the VOI. 4. The method of claim 1, further comprising: generating a second synthetically-generated image, including the pathological anatomy, from the 3D imaging data; andregistering the second synthetically-generated image with the first acquired image without the segmented anatomical feature. 5. The method of claim 1, wherein the first acquired image is a two-dimensional (2D) projection of the VOI in real-time. 6. The method of claim 1, wherein generating the first synthetically-generated image comprises: segmenting the VOI from the 3D imaging data to obtain the segmented anatomical feature; andgenerating a digitally reconstructed radiograph (DRR) from 3D transformations of the segmented anatomical feature in each of two or more projections, wherein the DRRs in each of the two or more projections are synthetically-generated images. 7. The method of claim 6, wherein the VOI comprises a set of 2D contours in one or more views of the 3D imaging data. 8. The method of claim 6, wherein segmenting the VOI comprises generating a 3D voxel mask, wherein the voxel mask is configured to delineate the anatomical feature and to exclude other anatomical features external to the anatomical feature. 9. The method of claim 8, wherein the 3D voxel mask is generated from a set of 2D contours. 10. The method of claim 8, wherein the 3D voxel mask comprises a plurality of multi-bit voxel masks, wherein each bit in a multi-bit voxel mask corresponds to a different VOI. 11. The method of claim 4, wherein generating the first and second synthetically-generated images comprises: segmenting the VOI from the 3D imaging data to obtain the segmented anatomical feature and the pathological anatomy;generating a first digitally reconstructed radiograph (DRR) from 3D transformations of the segmented anatomical feature in each of two or more projections; andgenerating a second DRR from 3D transformations of the pathological anatom... | Accuray Incorporated | G06K009/00
US08483974 | B2 | 2013-07-09 | Method and system for transferring analyte test data | 2009-11-20 | A system for transferring data includes an analyte test instrument (ATI) adapted to store data, a wirelessly enabled data management device (DMD) for comprehensively analyzing data, and an adaptor removably connected to the ATI for transferring data stored on the ATI to the DMD. The adaptor includes a data communication device capable of removable connection with the ATI, a microprocessor electrically connected to the data communication device, a wireless controller electrically connected to the microprocessor and a wireless transceiver electrically connected to the wireless controller. In use, data transfer is executed between the ATI and the DMD by electrically and mechanically connecting the adaptor to the ATI. Data stored on the ATI is then automatically downloaded into adaptor memory. Upon completion of the download, the user activates an externally accessible input device on the adaptor which, in turn, wirelessly transmits data from the adaptor memory to the DMD. | 1. A device for determining the concentration of an analyte in a sample, the device comprising: a housing;a test strip port disposed in the housing and configured to receive an analyte test strip;a processor configured to determine the concentration of an analyte in a sample disposed on the analyte test strip, thereby providing a determined analyte concentration;a power source disposed in the housing and electrically coupled to the processor and the test strip port; anda communication unit removably connected to the housing through the test strip port and in communication with the processor, wherein the communication unit comprises a wireless transceiver and is configured to receive the determined analyte concentration from the processor through the test strip port and wirelessly transmit the determined analyte concentration to a data management device via the wireless transceiver;wherein the power source in the housing provides power to the removably connected communication unit and the wireless transceiver to wirelessly transmit the determined analyte concentration. 2. The device of claim 1, wherein the analyte is glucose. 3. The device of claim 1, wherein the device further comprises a display configured to provide a user of the device with information in a visual form. 4. The device of claim 3, wherein the information comprises analyte concentration data. 5. The device of claim 3, wherein the display is a liquid crystal display (LCD). 6. The device of claim 3, wherein the display comprises a numerical display. 7. The device of claim 3, wherein the display comprises a dot-matrix message line configured to provide information to the user. 8. The device of claim 7, wherein the device further comprises a user input device, and wherein the user input device is configured to allow a user of the device to respond to information displayed on the display. 9. The device of claim 3, wherein the display is configured to display a warning or prompting message to the user. 10. The device of claim 3, wherein the display is configured to display one or more menus, the device comprises a user input device, and the user input device provides user-access to the one or more menus. 11. The device of claim 1, wherein the communication unit is configured to utilize infrared (IR) or radio frequency (RF) communication to wirelessly transmit the determined analyte concentration to the data management device. 12. The device of claim 11, wherein the communication unit is configured to utilize IR communication, and wherein the IR communication is infrared data (IrDA) communication. 13. The device of claim 1, wherein the communication unit is configured to receive communications from the data management device. 14. The device of claim 1, wherein the device further comprises memory configured to store the determined analyte concentration. 15. The device of claim 14, wherein the memory is configured to store a plurality of determined analyte concentrations. 1... | Abbott Diabetes Care Inc. | G01N031/00
US08666485 | B2 | 2014-03-04 | Body composition monitor capable of accurately measuring whole-body composition and achieving facilitated manipulation | 2006-09-19 | A detection portion for detecting a first potential difference between hand and foot by applying a current across the hand and the foot of a subject through both of a hand electrode and a foot electrode and detecting a second potential difference between both hands or between both feet by applying a current across both hands or across both feet of the subject through any one of the hand electrodes and the foot electrodes, a first body composition calculation portion for calculating a first whole-body composition by using whole-body impedance based on a result of detection of the first potential difference, a correction portion for correcting two-limb impedance based on a result of detection of the second potential difference, and a second body composition calculation portion for calculating a second whole-body composition by using the corrected two-limb impedance are included. | 1. A body composition monitor for measuring whole-body composition of a subject, comprising: a plurality of hand electrodes and a plurality of foot electrodes;a detection portion for detecting a first potential difference between a hand and a foot by applying a current across the hand and the foot of said subject through both of said hand electrode and said foot electrode and detecting a second potential difference between both hands or between both feet by applying a current across said both hands or across said both feet of said subject through any one of said hand electrodes and said foot electrodes; anda controller configured tocalculate first whole-body composition using whole-body impedance based on a result of detection of said first potential difference,correct two-limb impedance based on a result of detection of said second potential difference,calculate second whole-body composition using the corrected two-limb impedance,calculate a third whole-body composition of said subject based on said two-limb impedance based on said second potential difference detected in detection of said first potential difference, body information of said subject, and a prescribed second estimation equation showing a relation among said two-limb impedance, said body information and said whole-body composition, andcalculate a correction value for said two-limb impedance that said first whole-body composition is equal to said third whole-body composition;store data of said correction value as correlation information in a storage portion,determine whether a differential value between said first whole-body composition and said third whole-body composition is equal to or smaller than a prescribed threshold value,calculate said first whole-body composition of said subject based on said whole-body impedance, the body information of said subject, and a prescribed first estimation equation showing a relation among said whole-body impedance, said body information and said whole-body composition, andcalculate said correction value based on a determination that said differential value exceeds said threshold value. 2. The body composition monitor according to claim 1, wherein the controller is further configured to correct said two-limb impedance based on the data of said correction value, andcalculate said second whole-body composition of said subject based on corrected said two-limb impedance, said body information of said subject, and said second estimation equation. 3. The body composition monitor according to claim 2, further comprising a time keeping portion for keeping time; and wherein the controller is further configured to determine a time zone based on data output from said time keeping portion, said storage portion stores the data of said correction value in association with the time zone in which said detection portion detects said first potential difference. 4. The body composition monitor according to claim 2, further comprising a time keeping portion for... | Omron Healthcare Co., Ltd. | A61B005/05
US08337427 | B2 | 2012-12-25 | Method of estimating finger-tapping force | 2009-10-23 | In a bioinstrument system S of the present invention, a processor unit 121 in a bioinstrument device 108 obtains information indicative of displacement of two fingers in deformed state from distance between the two fingers; and calculates a finger-tapping force by using the obtained information and a predetermined fingertips' stiffness function retrieved from a storage unit 122. This provides a method for inspecting for neurological disorders in consideration of the finger-tapping force. | 1. A method implemented via a hardware processor, for determining a finger-tapping force in a finger-tapping movement of two fingers of one of a subject's hands by using a bioinstrument device equipped with a set of distance sensors deriving an output relating to a distance between the two fingers, the finger tapping force being a pushing force of the two fingers upon making contact with each other, the method comprising:measuring stiffness characteristics of finger pulps of said two fingers by using the distance sensors and a force sensor as the subject pinches the force sensor with said two sensors;estimating a stiffness function of the finger pulps;registering the stiffness function in a storage unit;obtaining a transitional change of the output of the distance sensors along a test period while the subject keeps on tapping said fingers;extracting information indicative of a sum of displacements of the two fingers in a deformed state within the finger tapping movement, from the transitional change of the output of the distance sensors; anddetermining the finger-tapping force by using the information indicative of the sum of displacements and the finger pulps' stiffness function retrieved from the storage unit;wherein at least one of the estimating, the registering, the obtaining, the extracting and the determining, are effected via the hardware processor. 2. The method for estimating the finger-tapping force as claimed in claim 1, wherein the method uses the two different finger pulps' stiffness functions separately estimated and registered for opening the two fingers and closing the two fingers in the finger-tapping movement. 3. The method for estimating the finger-tapping force as claimed in claim 1, wherein the finger pulps' stiffness function which is estimated in said estimating includes an exponential function. | Hitachi Consumer Electronics Co., Ltd. | A61B005/117 A61B005/103
US08106780 | B2 | 2012-01-31 | Analyte meter including an RFID reader | 2009-06-02 | A glucose monitoring system, includes a glucose sensor strip or package of strips. The strip includes a substrate and a glucose monitoring circuit that has electrodes and a bodily fluid application portion of selected chemical composition. An antenna is integrated with the glucose sensor strip. A RFID sensor chip is coupled with the glucose sensor strip and the antenna. The chip has a memory containing digitally-encoded data representing calibration and/or expiration date information for the strip. | 1. An analyte meter, comprising: circuitry configured to (i) receive one or more signals indicative of an analyte level in a sample and (ii) determine the analyte level based on the one or more signals;a display for providing the determined analyte level; andan RFID reader for reading, programming or powering an RFID sensor chip, wherein the RFID reader is a detachable component of the analyte meter. 2. The analyte meter of claim 1, wherein the analyte meter comprises a port for receiving an analyte test strip. 3. The analyte meter of claim 1, wherein the RFID reader is configured to receive analyte data from the RFID sensor chip comprised by an implanted or partially implanted analyte sensor. 4. The analyte meter of claim 1, wherein the RFID sensor chip is comprised by a continuous analyte sensor. 5. The analyte meter of claim 1, wherein the analyte is glucose. 6. The analyte meter of claim 1, wherein the RFID reader is an integrated element of the analyte meter. 7. The analyte meter of claim 1, wherein the RFID reader communicates data to the analyte meter through a multi-pin connection. 8. The analyte meter of claim 1, wherein the RFID reader communicates data to the analyte meter wirelessly. 9. The analyte meter of claim 1, wherein data storage for the RFID reader and the analyte meter are integrated into a single location. 10. The analyte meter of claim 1, wherein the RFID sensor chip operates at about 13.56 MHz. 11. The analyte meter of claim 1, wherein the RFID sensor chip operates at from about 125 kHz to about 134 kHz. 12. The analyte meter of claim 1, wherein the RFID sensor chip operates at about 868 MHz. 13. The analyte meter of claim 1, wherein the RFID sensor chip operates at about 2.45 GHz. 14. The analyte meter of claim 1, wherein the RFID sensor chip is an active sensor chip. 15. The analyte meter of claim 1, wherein the RFID sensor chip is a passive sensor chip. 16. The analyte meter of claim 1, wherein the RFID sensor chip comprises a memory comprising digitally-encoded data. 17. The analyte meter of claim 16, wherein the analyte is glucose, and wherein the data is glucose data. 18. The analyte meter of claim 1, wherein the display is a liquid crystal display (LCD). 19. The analyte meter of claim 1, wherein the display comprises a touchscreen. 20. The analyte meter of claim 1, wherein the analyte is glucose, and wherein the display is configured to display a communication activatable when the glucose level indicates hyperglycemia. 21. The analyte meter of claim 1, wherein the analyte is glucose, and wherein the display is configured to display a communication activatable when the glucose level indicates hypoglycemia. 22. The analyte meter of claim 1, wherein the analyte is glucose, and wherein the display is configured to display a communication activatable when the glucose level indicates impending hyperglycemia. 23. The analyte meter of claim 1, wherein the analyte is glucose, and wherein the display is ... | Abbott Diabetes Care Inc. | G08B013/14
US08345015 | B2 | 2013-01-01 | Sensor apparatus and method for generating signals indicative of the position or change in position of limbs | 2008-04-28 | A sensor apparatus for generating electrical signals which indicate the position or movement of limbs relative to a reference area has a transmitter electrode apparatus, a voltage generator for applying an alternating voltage to the transmitter electrode, a first receiver electrode apparatus, a second receiver electrode apparatus, and a third receiver electrode apparatus, wherein the first, second, and third receiver electrode apparatuses are each connected to high-impedance tapping systems. The first, second, and third receiver electrode apparatuses are preferably each connected to high-impedance inputs of an impedance transformer system, wherein information indicative of a location or movement is obtained on the basis of differences between the electrical events present at the outputs of the respective impedance transformer. | 1. A sensor apparatus for determining a spatial position or movement of limbs, the apparatus comprising: a transmitter electrode,a voltage generator for applying an alternating voltage to the transmitter electrode,a first receiver electrode,a second receiver electrode, anda third receiver electrode, andfirst, second, and third impedance transformers each having a high impedance input each receiving a voltage from the first, second, and third receiver electrode, respectively,a mean value circuit coupled with the outputs of the first, second, and third impedance transformers;a first differential amplifiers for generating a differential value between the output of the first impedance transformer and the output of the mean value circuit;a second differential amplifiers for generating a differential value between the output of the second impedance transformer and the output of the mean value circuit;a third differential amplifiers for generating a differential value between the output of the third impedance transformer and the output of the mean value circuit. 2. The sensor apparatus according to claim 1 wherein information indicative of a location or movement is obtained on the basis of differences between electrical signals present at the outputs of the respective impedance transformer. 3. The sensor apparatus according to claim 2 wherein a divider divides the composite signal to generate the mean value. 4. The sensor apparatus according to claim 2 comprising synchronous detectors, which generate signals indicative of the synchronicity of the output signal at the respective impedance transformers with the alternating voltage. 5. The sensor apparatus according to claim 4 wherein the information indicative of a location or movement is obtained on the basis of differences between the electrical signals present at the outputs of the respective synchronous detector. 6. The sensor apparatus according to claim 4 wherein each synchronous detector provides signals indicative of the synchronicity of a voltage level compared to the alternating voltage. 7. The sensor apparatus according to claim 4 wherein the synchronous detector provides signals indicative of the synchronicity of a phase compared to the alternating voltage. 8. The sensor apparatus according to claim 4 further comprising an ADC receiving output signals of the synchronous detector, wherein the ADC is coupled a microcontroller unit for evaluation. 9. The sensor apparatus according to claim 1 further comprising an amplifier for amplifying the output of the mean value circuit. 10. The sensor apparatus according to claim 1 wherein the receiver electrodes are disposed symmetrically around the transmitter electrode. 11. The sensor apparatus according to claim 1 wherein the transmitter electrode is supplied by a generator with an alternating current and produces a surrounding electrical field. 12. The sensor apparatus according to claim 1 wherein the receiver electrodes are disposed symmetri... | Ident Technology AG | G06F003/041
US08301224 | B2 | 2012-10-30 | System and method for automatic, non-invasive diagnosis of pulmonary hypertension and measurement of mean pulmonary arterial pressure | 2009-09-11 | A method for diagnosing pulmonary hypertension from phase-contrast magnetic resonance (MR) images includes providing a time series of one or more magnetic resonance (MR) flow images of a patient's mediastinum during one or more cardiac cycles, segmenting the pulmonary artery within each image of the times series of images, identifying the anterior wall and pulmonary valve within the segmented pulmonary artery, analyzing blood flow during a diastolic phase of the one or more cardiac cycles to determine a relative duration of blood flow, tstreamlines, during the diastolic phase, analyzing blood flow during a latter portion of a systolic phase and a subsequent diastolic phase of the one or more cardiac cycles to detect the presence and duration tvortex of a vortex, and diagnosing the presence of pulmonary hypertension from tstreamlines and tvortex. | 1. A computer-implemented method for diagnosing pulmonary hypertension from phase-contrast magnetic resonance (MR) images, the method performed by the computer comprising the steps of: providing a time series of one or more magnetic resonance (MR) flow images of a patient's mediastinum during one or more cardiac cycles, wherein each said flow image for a given time point comprises a plurality of 3-dimensional flow vectors associated with a 3-dimensional grid of points;segmenting the pulmonary artery within each image of the times series of images, and identifying the anterior wall and pulmonary valve within the segmented pulmonary artery;analyzing blood flow during a diastolic phase of said one or more cardiac cycles to determine a relative duration of blood flow, tstreamlines, during said diastolic phase,wherein analyzing blood flow to determine tstreamlines comprises: selecting an image from said time series of images that is associated with a beginning of a diastolic phase;calculating in said selected image a spatial average of the flow magnitude in a spatial region in a cross section of the pulmonary artery;calculating said spatial average of said flow magnitude in each subsequent image associated with the diastolic phase until an end image is reached wherein said spatial average falls below a predetermined threshold; anddetermining tstreamlines from differences in a time associated with said image associated with the beginning of a diastolic phase and a time associated with said end image;analyzing blood flow during a latter portion of a systolic phase and a subsequent diastolic phase of said one or more cardiac cycles to detect the presence and duration tvortex of a vortex; anddiagnosing the presence of pulmonary hypertension from tstreamlines and tvortex. 2. The method of claim 1, further comprising determining said systolic and diastolic phases of each cardiac cycle from electrocardiography data acquired with said time series of said MR flow images. 3. The method of claim 1, further comprising determining said systolic and diastolic phases of each cardiac cycle by analyzing blood flow during said one or more cardiac cycles and identifying time points of maximal and minimal blood flow. 4. The method of claim 1, further comprising computing a centerline of said pulmonary artery, and using said centerline to locate said pulmonary valve. 5. The method of claim 1, wherein said spatial region in said cross section of the pulmonary artery is adjacent to the anterior wall of the pulmonary artery. 6. The method of claim 1, wherein analyzing blood flow to detect a vortex comprises: selecting an image from said time series of images that is associated with a systolic phase of a cardiac cycle;selecting a candidate vortex center point in said selected image;forming a first vector from said candidate vortex center point to a second point, said second point having a radius with respect to said first point;forming a second vector from the flow vecto... | Siemens Aktiengesellschaft | A61B005/00 A61B005/055
US08260424 | B2 | 2012-09-04 | Systems and methods for detecting a loss of electrical connectivity between components of implantable medical lead systems | 2008-10-24 | A connection monitoring system for an implantable medical lead system includes an implantable lead, a first trial system cable, an external trial system, and a sensor. The lead has a distal end and at least one proximal end. The lead includes a plurality of terminals disposed at each proximal end. The first trial system cable has a distal end and at least one proximal end. The distal end of the first trial system cable is configured and arranged to electrically couple with the lead. The external trial system is configured and arranged to electrically couple with the first trial system cable. The sensor is electrically coupled to the external trial system. The sensor is configured and arranged for detecting a loss of electrical connectivity between the external trial system and the lead when the lead becomes electrically decoupled from the external trial system. | 1. A connection monitoring system for an implantable medical lead system, the connection monitoring system comprising: an implantable lead with a distal end and at least one proximal end, the lead comprising a plurality of terminals disposed at each proximal end;a first trial system cable having a distal end and at least one proximal end, the distal end of the first trial system cable configured and arranged to electrically couple with the lead, the first trial system cable comprising a first trial system cable connector disposed at the distal end of the first trial system cable, the first trial system cable connector having a longitudinal length, the first trial system cable connector configured and arranged to receive at least one of the proximal ends of the lead, anda pair of conductor pins disposed in the first trial system cable connector, the pair of conductor pins comprising a first conductor pin and a second conductor pin electrically isolated from one another, the pair of conductor pins are configured and arranged to become electrically coupled to one another when the lead is fully inserted into the first trial system cable connector with a first terminal of the plurality of terminals of the lead physically abutting each of the first conductor pin and the second conductor pin, wherein the first conductor pin and the second conductor pin are configured and arranged to remain electrically isolated from one another when the lead is not fully inserted into the first trial system cable connector;an external trial system configured and arranged to electrically couple with the first trial system cable, wherein the external trial system is configured and arranged to electrically connect with the lead when the lead is electrically coupled to the first trial system cable and the first trial system cable is electrically coupled to the external trial system; anda sensor electrically coupled to the external trial system, the sensor configured and arranged for detecting a loss of electrical connectivity between the external trial system and the lead when the lead becomes electrically decoupled from the external trial system, wherein the sensor is electrically coupled to the first conductor pin and the second conductor pin. 2. The connection monitoring system of claim 1, further comprising a lead extension, the lead extension configured and arranged to electrically couple the implantable lead to the trial system cable. 3. The connection monitoring system of claim 1, further comprising an indicator electrically coupled to the sensor, the indicator configured and arranged for providing at least one signal when the sensor detects a loss of electrical coupling between the external trial system and the lead. 4. The connection monitoring system of claim 3, wherein the indicator is configured and arranged to emit at least one of an audio signal, a visual signal, a tactile signal, an olfactory signal, or a telemetry signal to a remote electronic device. 5.... | Boston Scientific Neuromodulation Corporation | A61N001/08
US08147407 | B2 | 2012-04-03 | Sensor kits for sleep diagnostic testing | 2009-08-25 | System for storing pre-packaged sleep related sensors and facilitating effective, efficient, or error-free usage of the sleep related sensors for sleep diagnostic testing including a thoracic respiratory effort belt, an abdominal effort belt, an oxygen saturation sensor, and a nasal and oral airflow sensor, a receptacle for storing sleep-related sensors, and instruction for using the sleep-related sensors. | 1. A system for storing pre-packaged sleep related sensors and facilitating effective, efficient, or error-free usage of the sleep related sensors for sleep diagnostic testing, the system comprising: a receptacle configured to store sleep related sensors; anda single set of sleep-related sensors, comprising:a thoracic respiratory effort belt configured to detect chest movement indicative of respiratory effort;an abdominal respiratory effort belt configured to detect abdominal movement indicative of respiratory effort;an oxygen saturation sensor configured to an indication of blood oxygen saturation; anda nasal and oral airflow sensor configured to detect nasal and oral air flow information;wherein the receptacle includes instructions for using the thoracic respiratory effort belt, the abdominal effort belt, the oxygen saturation sensor, and the nasal and oral airflow sensor for sleep diagnostic testing. 2. The system of claim 1, wherein the single set of sleep-related sensors includes a set of electrocardiogram (ECG) electrodes configured to sense electrical signals indicative of cardiac activity, and wherein the receptacle includes instructions for using the set of ECG electrodes for sleep diagnostic testing. 3. The system of claim 2, wherein the single set of sleep-related sensors include: a set of electrocardiogram (ECG) electrodes configured to sense electrical signals indicative of cardiac activity;a set of bipolar surface electromyogram (EMG) electrodes configured to detect an indication of electrical activity of a muscle; anda triple EMG chin electrode configured to detect an indication of electrical activity at or near a chin;wherein the receptacle includes instructions for using the set of EMG electrodes, the triple EMG chin electrode, and the set of ECG electrodes for sleep diagnostic testing. 4. The system of claim 3, wherein the single set of sleep-related sensors includes a set of electroencephalogram (EEG) electrodes, and wherein the receptacle includes instructions for using the set of EEG electrodes for sleep diagnostic testing. 5. The system of claim 1, wherein the single set of sleep-related sensors consists of: the thoracic respiratory effort belt configured to detect chest movement indicative of respiratory effort;the abdominal respiratory effort belt configured to detect abdominal movement indicative of respiratory effort;the oxygen saturation sensor configured to an indication of blood oxygen saturation; andthe nasal and oral airflow sensor configured to detect nasal and oral air flow information. 6. The system of claim 1, wherein the single set of sleep-related sensors consists of the thoracic respiratory effort belt configured to detect chest movement indicative of respiratory effort;the abdominal respiratory effort belt configured to detect abdominal movement indicative of respiratory effort;the oxygen saturation sensor configured to an indication of blood oxygen saturation;the nasal and oral airflow sensor configure... | Dymedix Corporation | A61B005/00
US08372013 | B2 | 2013-02-12 | Method and apparatus for determining a respiration parameter in a medical device | 2008-10-31 | A method of determining a respiration parameter in a medical device in which pressure signals are sensed to generate corresponding sample points, and a breath detection threshold is continuously adjusted in response to the generated sample points to generate a current adjusted breath detection threshold. A current generated sample point is compared to the current adjusted breath detection threshold, and the continuous adjusting of the breath detection threshold is suspended and the breath detection threshold is equal to the most current adjusted breath detection threshold generated prior to the suspending in response to the comparing. A next sample point, generated subsequent to the suspending, is compared to the set breath detection threshold, and the respiration parameter is determined in response to the comparing of a next sample point to the set breath detection threshold. | 1. A method of determining a respiration parameter in a medical device, comprising: sensing a pressure signals to generate corresponding sample points;continuously adjusting a breath detection threshold in response to the generated sample points to generate a current adjusted breath detection threshold determined from the generated sample points;comparing a current generated sample point of the generated sample points to the current adjusted breath detection threshold;suspending the continuous adjusting of the breath detection threshold and setting the breath detection threshold equal to the most current adjusted breath detection threshold generated prior to the suspending;comparing a next sample point, generated subsequent to the suspending, to the set breath detection threshold; anddetermining the respiration parameter in response to the comparing of a next sample point to the set breath detection threshold. 2. The method of claim 1, wherein the continuously adjusting a breath detection threshold comprises: storing a predetermined number of generated sample points;setting the breath detection threshold equal to one of a minimum amplitude and a maximum amplitude of the current stored sample points; andupdating the stored predetermined number of generated sample points to include a subsequently generated sample point. 3. The method of claim 1, further comprising determining whether both an inspiration detection threshold and an expiration detection threshold are sequentially detected in response to the comparing a next sample point. 4. The method of claim 1, wherein the respiration parameter is a breath count. 5. The method of claim 1, further comprising: confirming detection of an one of an inspiration and an expiration;resuming the continuous adjusting of the breath detection threshold;comparing a current sample point, generated subsequent to the resuming, to the current adjusted breath detection threshold;suspending the continuous adjusting of the breath detection threshold and setting the breath detection threshold equal to the most current adjusted breath detection threshold generated prior to the suspending;confirming detection of the other of an inspiration and an expiration; andincrementing a breath count in response to the confirming detection of the other of an inspiration and an expiration. 6. The method of claim 1, further comprising: determining a heart rate;filtering the sensed pressure signals in response to the determined heart rate to generate a heart-rate dependent frequency response; andderiving a filtered signal in response to the heart rate dependent frequency response, wherein the sample points are generated in response to the derived filtered signal. 7. The method of claim 6, wherein filtering the sensed pressure signals comprises filtering the sensed pressure signals using a first filter having a first frequency response corresponding to the determined heart rate being greater than a heart rate threshold and a second... | Medtronic, Inc. | A61B005/0205 A61B005/08
US08593107 | B2 | 2013-11-26 | Methods and systems for recharging an implanted device by delivering a section of a charging device adjacent the implanted device within a body | 2009-10-26 | Methods, systems, and apparatus for recharging medical devices implanted within the body are disclosed. An illustrative method of recharging an implanted medical device includes delivering a charging device to a location adjacent to the implanted medical device, activating a charging element coupled to the charging device and transmitting charging energy to a receiver of the implanted medical device, and charging the implanted medical device using the transmitted charging energy from the charging device. | 1. A method of recharging a medical device implanted within a body lumen of a body, the medical device including a first, rechargeable, power source and a receiver, the method comprising: delivering a distal section of a charging device to a location within the body adjacent to the implanted medical device, the charging device including a charging element operatively coupled to a second power source;activating the charging element and transmitting energy to the implanted medical device; andcharging the first power source within the implanted medical device using the transmitted energy from the charging element. 2. The method of claim 1, wherein the charging element is coupled to the distal section of the charging device. 3. The method of claim 1, wherein the charging element is coupled to a proximal section of the charging device, and wherein transmitting energy to the implanted medical device includes transmitting energy through an interior lumen of the charging device. 4. The method of claim 1, wherein the charging element is an acoustic transducer, and wherein transmitting energy to the implanted medical device includes transmitting acoustic energy to an acoustic transducer coupled to the implanted medical device. 5. The method of claim 1, wherein the charging element is an electromagnetic transmitter, and wherein transmitting energy to the implanted medical device includes transmitting electromagnetic energy to an antenna or coil coupled to the implanted medical device. 6. The method of claim 1, wherein the charging device includes a means for cooling the charging element. 7. The method of claim 6, wherein the cooling means includes at least one cooling lumen within the charging device in fluid communication with a cooling medium. 8. The method of claim 1, wherein the charging device is a therapy delivery device, and further including providing therapy to the body. 9. The method of claim 1, wherein the charging device includes a focusing or collimating element adapted to focus the energy transmitted to the implanted medical device. 10. The method of claim 1, wherein delivering the distal section of the charging device to a location adjacent to the implanted medical device includes inserting the distal section of the charging device into the same body lumen as the implanted medical device. 11. The method of claim 1, wherein delivering the distal section of the charging device to a location adjacent to the implanted medical device includes inserting the distal section of the charging device into another body lumen adjacent to the body lumen containing the implanted medical device. 12. The method of claim 1, wherein delivering the distal section of the charging device to a location adjacent to the implanted medical device includes inserting the distal section of the charging device into the esophagus adjacent to the body lumen containing the implanted device. 13. The method of claim 1, wherein the charging device further includes a p... | Cardiac Pacemakers, Inc. | H01M010/44
US08342172 | B2 | 2013-01-01 | Instrumented metered-dose inhaler and methods for predicting disease exacerbations | 2008-02-03 | The present invention is directed to devices, systems, and methods for monitoring inhaled drug usage to predict when an acute attack or exacerbation of a disease, such as a respiratory disease, is imminent. Instrumented inhalers that use modular designs with standard components are disclosed, as are systems for monitoring the instrumented inhalers. Also disclosed are methods for determining whether or not a patient's inhaled drug usage pattern indicates that an acute attack or disease exacerbation is imminent, and notifying appropriate medical personnel of any usage patterns indicative of an attack or disease exacerbation. If such an attack or exacerbation is imminent, additional therapeutic agents may be dispensed to the patient or other interventions made. | 1. A metered dose inhaler, comprising: a) an inhaler portion including: i) a medication reservoir compartment constructed and adapted to engage a medication reservoir or to contain medication;ii) a mouthpiece; andiii) a flow pathway opening into and connecting the medication reservoir compartment and the mouthpiece so as to deliver a metered dose of a medication from the medication reservoir compartment to the mouthpiece when the inhaler portion is actuated to dispense a metered dose of the medication; andb) a sensor/transmitter portion including: i) a dose-dispensing sensor positioned external to the inhaler portion, the dose-dispensing sensor being coupled to the inhaler portion such that when the inhaler portion is actuated to dispense the dose of the medication, the dose-dispensing sensor establishes a signal in response thereto; andii) a wireless transmitter connected to the dose-dispensing sensor, the wireless transmitter being constructed and arranged to accept the signal from the dose-dispensing sensor and transmit a signal indicating that a dose has been dispensed to a remote station. 2. The metered dose inhaler of claim 1, wherein the inhaler portion further comprises a movable part constructed and arranged to move between: (1) a dispensing position in which the inhaler portion is actuated to dispense a dose of the medication; and (2) a non-dispensing position in which medication does not flow from the medication reservoir compartment into the mouthpiece, the movable part being biased toward the non-dispensing position. 3. The metered dose inhaler of claim 2, further comprising a coupling element connected to the movable part, the coupling element being constructed and arranged to couple the dose-dispensing sensor to the movement of the movable part such that the dose-dispensing sensor is activated when the movable part moves into the dispensing position. 4. The metered dose inhaler of claim 3, wherein a medication reservoir installed in the medication reservoir compartment serves as the movable part. 5. The metered dose inhaler of claim 4, wherein the dose-dispensing sensor comprises a mechanical pressure switch that is activated when depressed. 6. The metered dose inhaler of claim 5, wherein the coupling element comprises a cap or lip secured to the medication reservoir such that the cap or lip will contact and depress the dose-dispensing sensor when the medication reservoir is in the depressed, dispensing position. 7. The metered dose inhaler of claim 1, wherein the wireless transmitter is a cellular network wireless transmitter. 8. The metered dose inhaler of claim 1, further comprising a microprocessor connected between the dose-dispensing sensor and the wireless transmitter. 9. The metered dose inhaler of claim 8, wherein: a) the microprocessor controls the wireless transmitter to transmit the signal indicating that the dose has been dispensed at a predetermined interval of time after the dose has been dispensed; andb) the... | The Brigham and Women's Hospital, Inc. | A61M011/00
US08260410 | B2 | 2012-09-04 | Device for identifying the likelihood of a patient suffering a myocardial infarction | 2007-11-16 | A device for identifying the likelihood of a patient suffering a myocardial infarction comprises a heart rate monitor operative to generate an output indicative of the current heart rate of the patient, and memory means for storing heart rate data indicative of a heart rate of the patient at which angina has previously occurred. Electronic control means is provided and is operative to analyze both the output from the heart rate monitor and the heart rate data stored on the memory according to an algorithm so as to identify a change in the current heart rate indicative of an increased likelihood of the patient suffering myocardial infarction. | 1. A device for identifying the likelihood of a patient suffering a myocardial infarction, the device comprising a heart rate monitor operative to generate an output indicative of the current heart rate of the patient, memory means for storing heart rate data indicative of a heart rate of the patient at which the patient has previously experienced angina, and electronic control means for determining a likelihood of the patient suffering myocardial infarction, said electronic control means including means for analyzing the output from the heart rate monitor indicative of the patient's current heart rate and the heart rate data stored in the memory means indicative of a heart rate at which the patient previously experienced angina according to an algorithm based on the patient's heart rate to identify a change in the current heart rate and indicate a likelihood of the patient suffering myocardial infarction. 2. The device of claim 1 wherein the memory means and the electronic control means are integral with the heart rate monitor. 3. The device of claim 1 wherein the device is operative to generate a warning signal when a change in the current heart rate is identified that is indicative of an increased likelihood of the patient suffering myocardial infarction. 4. The device of claim 3 wherein the electronic control means analyses heart rate data indicative of the patient's symptomatic heart rate, that is, the heart rate at which angina has previously occurred in that patient, the device generating the warning signal when the current heart rate falls below the symptomatic heart rate. 5. The device of claim 1 wherein input means are provided to enable the patient to send a datum signal to the electronic control means indicative that the patient is currently suffering from angina, the datum signal being stored on the memory means together with data indicative of the patient's heart rate at the time of the datum signal, so as to comprise the heart rate data. 6. The device of claim 1 wherein the electronic control means analyses heart rate data indicative of the patient's background heart rate, that is, the heart rate of the patient when not suffering from angina, the device generating the warning signal when the current heart rate falls below or rises above relative to the background heart rate. 7. The device of claim 1 wherein the electronic control means is operative to analyse the output from the heart rate monitor and the heart rate data stored on the memory according to an algorithm so as to detect an adverse trend in the background heart rate of the patient. 8. The device of claim 1 wherein the device comprises display means operative to display information to the patient. 9. The device of claim 8 wherein the electronic control means is operative to display a signal on the display means indicative of an increased likelihood of the patient suffering a myocardial infarction, when such an increased likelihood is identified by the electronic ... |  | A61B005/04
US08140157 | B2 | 2012-03-20 | Medical device for detecting ischemia and a method for such a device | 2007-02-28 | In a method and medical device for detecting an ischemic episode and to determine a location of ischemia in a heart of a patient, an impedance measuring circuit measures the impedances in the tissue between electrodes of at least one electrode configuration according to a predetermined measurement scheme and an ischemia detector evaluates the measured impedance values using at least one reference impedance image of the heart to detect changes in the measured impedances that are consistent with an ischemia and to determine a location of the ischemia to at least one region of the image. | 1. An implantable medical device comprising: a pulse generator that emits cardiac stimulation pulses;at least one medical lead connected to said pulse generator that delivers said stimulating pulses in vivo to cardiac tissue of a heart of a patient;an impedance measuring circuit that, during impedance measurement sessions, generates electrical signals applied between at least a first electrode and a second electrode, among electrodes carried by said at least one medical lead, in at least two electrode configurations according to a predetermined scheme, and that measures impedance in the tissue between said first electrode and said second electrode of each of said at least two electrode configurations; andan ischemia detector that evaluates the measured impedances by comparing the measured impedances with at least one reference impedance image of the heart comprising a plurality of impedance regions, to detect changes in the measured impedances that are consistent with ischemia, and that determines a location of said ischemia with respect to at least one of said regions. 2. The medical device according to claim 1, wherein said ischemia detector is configured to create a present impedance image using said measured impedance values and to compare said present impedance image with said reference impedance images to detect changes in said measured impedances being consistent with an ischemia and to determine a location of said ischemia to at least one of said regions. 3. The medical device according to claim 1, wherein said impedance measuring circuit is configured to perform reference measurement sessions to obtain reference impedances for said electrode configurations in accordance with said predetermined scheme; and wherein said medical device further comprises a storage unit that stores said measured reference impedances in an reference impedance matrix; andwherein said ischemia detector is configured to create said reference impedance images of said heart using said reference impedance matrix and to store said impedance images. 4. The medical device according to claim 3, wherein said ischemia detector is configured to create said impedance images using a reconstruction algorithm. 5. The medical device according to claim 1, wherein said electrodes located in at least one position selected from the group consisting of a coronary vein on the left ventricle or left atrium, in the right atrium, in the right ventricle, in or at the epicardium, on a housing of said medical device. 6. The medical device according to claim 1, wherein said impedance measuring circuit is configured to generate electrical signals at least at a first frequency and at a second frequency and to measure the impedance in the tissue between said at least a first electrode and said at least a second electrode of said electrode configurations at said at least first frequency and said at least second frequency. 7. The medical device according to claim 1, wherein said ischemia d... | St. Jude Medical AB | A61N001/00
US08013745 | B2 | 2011-09-06 | Passive microwave assessment of human body core to surface temperature gradients and basal metabolic rate | 2009-06-12 | A passive microwave thermography apparatus uses passive microwave antennas designed for operation, for example, at WARC protected frequencies of 1.400 to 1.427 GHz and 2.690 to 2.70 GHz (for core body gradient temperature measurement) and 10.68 to 10.700 GHz or higher microwave frequency (for surface body gradient temperature measurement) and a related directional antenna or antenna array to measure microwave radiation emanating from an animal, especially, a human body. The antennae may be radially directed toward a point within or on the surface of a human body for comparison with known temperature distribution data for that point and a given ambient temperature. Each frequency band may provide a plurality of adjacent noise measuring channels for measuring microwave noise naturally emitted by the human body. The apparatus measures short-term changes in, for example, core and body surface temperatures to establish a basal metabolic rate. Changes in core body temperature may be stimulated by the administration of food or certain organic and drug-related substances or stress to induce a change in basal metabolic rate over time. These changes correlate directly with a human subject's metabolism rate at rest and under certain dietary constraints and can be used to determine courses of treatment for obesity, metabolic disease, and other disorders. The apparatus can also be used to remotely monitor patients and subjects without physical contact. | 1. A system configured for the assessment of a human temperature gradient between at least two points at different radial depths of a human subject, the system comprising a passive microwave receiver for operation within a selected microwave frequency range of a plurality of WARC protected microwave frequency ranges, each WARC protected microwave range having a bandwidth, whereby the lower the selected microwave frequency range, the greater the depth of penetration for passive receipt of a noise signal from the human subject, a bandwidth of the selected microwave frequency range comprising at least two noise measuring channels, the passive microwave receiver comprising a directional antenna configured for radial direction toward a specific location on the skin surface of the human subject and toward a human body part comprising one of an ear, the hypothalamus, the nasopharyngeal cavity, the rectum, a breast, the heart, an arm, a hand, a leg, a foot and the tongue,wherein the selected WARC protected microwave frequency range comprises one of 1.400 to 1.427 GHz, providing a 27 MHz bandwidth; 2.690 to 2.700 GHz, providing a 10 MHz bandwidth; 10.680 to 10.700 GHz, providing a 20 MHz bandwidth; and 23.600 to 24.000 GHz, providing a 400 MHz bandwidth and the at least two noise measuring channels are configured to detect respective noise signals for assessment of the human temperature gradient between the at least two points at different radial depths of the human subject. 2. A system as recited in claim 1 wherein the quantity of the plurality of noise-measuring channels is selected such that a frequency difference between center frequencies of noise-measuring channels corresponds to an inter-spatial difference in depth between cells of the subject at the radial depth of the human subject. 3. A system as recited in claim 1 further comprising a computer and memory, the memory for storing three dimensional coordinates of a human body and corresponding expected temperatures for the coordinates of human tissue for comparison with measurements of the at least two noise measuring channels. 4. A system as recited in claim 1 further comprising a computer and memory, the memory for storing three dimensional coordinates of a human body and corresponding expected temperatures for the coordinates of blood vessels for comparison with measurements of the at least two noise measuring channels. 5. A system as recited in claim 1 wherein the selected microwave frequency range used by the passive microwave receiver comprises at least two WARC protected frequency ranges selected from 1.400 to 1.427 GHz, 1.6 to 1.7 GHz, 2.69 to 2.70 GHz, 10.680 to 10.700 GHz and 23.600 to 24.000 GHz. 6. A system as recited in claim 1 comprising head gear for surrounding left and right ears of the subject, the head gear for wireless connection to a signal processor, the head gear comprising first and second directional antennae, the first and second directional antennae configured for r... | University of Tennessee Research Foundation | G08B023/00
US08029459 | B2 | 2011-10-04 | Method and system for providing integrated medication infusion and analyte monitoring system | 2009-12-21 | Method and system for integrating infusion device and analyte monitoring system including medication infusion device such as an insulin pump and an analyte monitoring system such as a glucose monitoring system are provided. | 1. An integrated therapy system, comprising: an analyte monitor unit including:a compact housing;a user interface operatively coupled to the housing;a strip port operatively coupled to the housing and configured to receive a glucose test strip;a data processing section comprising a processor and memory, the data processing section operatively coupled to the housing and configured to receive a plurality of signals associated with a monitored analyte level from a remote location, and the memory having instructions stored which, when executed by the processor, determines a glucose concentration based on a fluid sample on the glucose test strip; andan infusion device configured for wireless communication with the analyte monitor unit; wherein the memory having instructions stored which, when executed by the processor, causes the infusion device to execute a pre-programmed basal profile that includes a plurality of predetermined discrete medication infusions temporally separated by a predetermined time period;wherein the memory having instructions stored which, when executed by the processor, modifies the pre-programmed basal profile based on the fluid sample and the monitored analyte level; andwherein the memory having instructions stored which, when executed by the processor, obtains at least one of the plurality of signals associated with the monitored analyte level substantially immediately prior to each predetermined discrete medication infusion. 2. The system of claim 1 wherein the memory having instructions stored which, when executed by the processor, controls the operation of the infusion device. 3. The system of claim 1 wherein the user interface of the analyte monitoring unit provides access to the user to control the infusion device. 4. The system of claim 1 wherein the analyte monitor unit determines a bolus dose based at least in part on the determined glucose concentration. 5. The system of claim 4 wherein the infusion device is configured to execute the determined bolus dose. 6. The system of claim 4 wherein the bolus dose includes one or more of a correction bolus, a carbohydrate bolus, an extended bolus, or a dual bolus. 7. The system of claim 4 wherein the analyte monitor unit is configured to determine the bolus dose based on one or more of an insulin sensitivity information, an insulin on board information, an intended carbohydrate intake information, a determined glucose level, or a glucose trend information. 8. The system of claim 1 wherein the infusion device includes an insulin pump. 9. The system of claim 1 wherein the infusion device is configured to deliver a medication based on an infusion rate in response to a signal received from the analyte monitor unit. 10. The system of claim 9 wherein the medication includes insulin. 11. The system of claim 1 wherein the determined glucose concentration is output on the user interface of the analyte monitor unit. 12. The system of claim 1 wherein the memory having instruct... | Abbott Diabetes Care Inc. | A61M031/00
US09155459 | B2 | 2015-10-13 | Methods and systems for observation of tympanic function | 2008-03-11 | Methods and systems for endoscopic observation of tympanic function. | 1. A method for observation of two dimensional deformation and two dimensional shape of an inner ear membrane, the method comprising the steps of: exciting the inner ear with a predetermined acoustic input; the predetermined acoustic input provided by a sound generator;detecting a response to inner ear excitation by the predetermined acoustic input using a microphone;providing an incident light into inner ear, while the inner ear is responding to the inner ear excitation; the incident light provide by a light source;receiving a portion of the incident light, the portion being reflected or scattered due to the inner ear excitation;obtaining an interference pattern from the received portion of the incident light and a reference lightbeam; the reference lightbeam provided by a reference source; the received portion of the incident light and a reference lightbeam being received by an image detecting component; andanalyzing the interference pattern to determine spatial and temporal information related to inner ear function; the spatial and temporal information comprising the two dimensional deformation and two dimensional shape of the inner ear membrane; the interference pattern being generated by a processing component and computer usable media having computer readable code embodied therein, which, when executed by the processing component, causes the processing component to analyze the interference pattern; wherein the step of obtaining an interference pattern further comprises the steps of:a) varying, by controllable deflection, a length of a path of the reference lightbeam by a predetermined fraction of a wavelength;b) obtaining an intensity distribution corresponding to an interference pattern between the received portion of the incident light and the reference lightbeam after traversing said length of said path; andc) repeating steps a) and b) for a number of predetermined fractions of the wavelength; thereby obtaining a plurality of intensity distributions in order to obtain a predetermined function characteristic of the inner ear. 2. The method of claim 1 wherein the step of analyzing the interference pattern comprises the steps of: obtaining the predetermined function of the plurality of intensity distributions, said predetermined function being related to characteristics of the excitation of the inner ear; andobtaining from said predetermined function characteristics of the excitation of the inner ear. 3. The method of claim 2 wherein the step of analyzing the interference pattern further comprises the step of: applying a phase unwrapping algorithm to said predetermined function. 4. The method of claim 1 wherein the step of obtaining an interference pattern further comprises the steps of: repeating step a), b), and c) at a plurality of time periods, said plurality of time periods being selected over a characteristic time period of the response to excitation; andwherein the step of analyzing the interference pattern further comprises the s... | Worcester Polytechnic Institute | A61B006/00 A61B001/227 A61B005/00 A61B001/04
US08983592 | B2 | 2015-03-17 | Monitoring fluid in a subject using an electrode configuration providing negative sensitivity regions | 2009-11-19 | An amount of fluid in a thoracic or other region of a subject may be monitored by internally injecting an electrical energy stimulus (e.g., constant voltage source) through the region, detecting voltage resulting from the electrical energy stimulus, and calculating a fluid volume indicative signal. The injected energy stimulus creates a first lead field. The responsive voltage is detected using an electrode configuration that defines a second lead field, which is arranged in a negative sensitivity configuration with respect to the first lead field at the region being monitored. | 1. A system to monitor fluid in a region of interest of a subject, the system comprising: a test electrical energy delivery circuit configured to deliver a test stimulus between a first electrode at a first originating location and a second electrode at a first terminating location, the test electrical energy delivery circuit configured to create a first lead field between the first and second electrodes;a responsive voltage sensing circuit configured to receive a responsive voltage between a third electrode at a second originating location and a fourth electrode at a second terminating location, the third and fourth electrodes configured to receive the responsive voltage between the second originating location and the second terminating location, the responsive voltage sensing circuit configured to create a second lead field between the third and fourth electrodes; anda control circuit configured to: control delivery of the test stimulus by the test electrical energy delivery circuit;receive information about the responsive voltage from the responsive voltage sensing circuit; anddetermine a fluid indication based on an increase in the responsive voltage relative to the test stimulus being correlated to an increase in fluid in the region of interest when the first, second, third, and fourth electrodes are configured in a negative sensitivity configuration, with the first and second lead fields having opposing field directions in the region of interest. 2. The system of claim 1, further including the first, second, third, and fourth electrodes. 3. The system of claim 2, wherein the first electrode is configured for location at a left pectoral region of a thorax of the subject, the second electrode is configured for location at a right ventricle of a heart of the subject, the third electrode is configured for location at a left ventricle of the heart of the subject, and the fourth electrode is configured for location at the right ventricle of the heart of the subject. 4. The system of claim 2, wherein the region of interest is located between the first originating location and the second originating location. 5. The system of claim 1, including a memory circuit configured to store the received responsive voltage. 6. The system of claim 1, including a comparator circuit adapted to determine a specified fluid status event based on a comparison of the responsive voltage to a specified threshold value. 7. The system of claim 1, wherein the control circuit is configured to provide a non-impedance signal indicative of fluid status in the region of interest of the subject using the received responsive voltage. 8. The system of claim 1, wherein the test stimulus includes a constant test voltage. 9. The system of claim 1, wherein the region of interest of the subject includes a left lung region of the subject. 10. The system of claim 1, wherein the control circuit is configured to determine the increase in fluid in the region of interest solely usi... | Cardiac Pacemakers, Inc. | A61B005/05 A61B005/053 A61B005/00
US09086467 | B2 | 2015-07-21 | Adaptive imaging parameters with MRI | 2009-11-24 | Systems, methodologies, media, and other embodiments associated with automatically adapting MRI controlling parameters are described. One exemplary method embodiment includes configuring an MRI apparatus to acquire MR signal data using a non-rectilinear trajectory. The example method may also include acquiring MR signals, transforming the MR signals into image data, and selectively adapting the MRI controlling parameters based, at least in part, on information associated with the MR signals. | 1. A system, comprising: a magnetic resonance imaging (MRI) apparatus configured to acquire a magnetic resonance (MR) signal from an object during an MR procedure using a non-Cartesian trajectory without acquiring information associated with a catheter inserted into the object, the apparatus being controlled, at least in part, by a value of an imaging parameter, where the MR signal is suitable for making an MR image of the object, where the value of the imaging parameter controls, at least in part, the MR image of the object, and where the non-Cartesian trajectory is one of a two-dimensional hybrid imaging sequence, a two-dimensional non-rectilinear k-space trajectory, a three-dimensional radial imaging sequence, a three-dimensional hybrid imaging sequence, a rosette trajectory, a three-dimensional non-rectilinear k-space trajectory, a single value decomposition (SVD) encoding, a wavelet encoding, and a direct temporal encoding;a memory configured to store the imaging parameter;a parameter processor configured to selectively automatically adapt, substantially in real time, the imaging parameter during the MR procedure based, at least in part, on analyzing one or more attributes of the object as provided in data associated with the MR signal without analyzing an attribute of a catheter, where the imaging parameter includes three or more of, a temporal resolution parameter, a spatial resolution parameter, a field of view (FOV) parameter, a slice position parameter, a slice orientation parameter, a slice thickness parameter, a slice rotation parameter, a bandwidth parameter, a time to repetition (TR) parameter, a time to echo (TE) parameter, time from inversion (TI) parameter, a pulse sequence type parameter, a number of projections per MR signal acquisition period of time parameter, and number of interleaves per MR signal data acquisition period of time parameter, where the imaging parameters are values stored in the data store configured to store the imaging parameter, and;an image processor configured to display an image of the object. 2. The system of claim 1, where the MR procedure is a perfusion MRI procedure, and where the parameter processor is configured to analyze and respond to the data associated with the MR signals from the perfusion MRI procedure with respect to one or more of, a contrast change data, a contrast rate of change data, and a contrast saturation data. 3. The system of claim 1, where the MR procedure is a diffusion MRI procedure, and where the parameter processor is configured to analyze and respond to the data associated with MR signals from the diffusion MRI procedure with respect to one or more of, a water diffusion change data, and a water diffusion rate of change data. 4. The system of claim 1, where the MR procedure is a BOLD MRI procedure, and where the parameter processor is configured to analyze and respond to the data associated with MR signals from the BOLD MRI procedure with respect to one or more of, a blood... | - | A61B005/00 G01R033/54